9685 | 2206 N MORA DR, HOBBS NM |  | No | No | Unknown - Unlikely Lead | Don't Know |  |  |  | No | Other |  | Will Inspect meter box at a later date | Unknown - Unlikely Lead |  |  |  | No | Other |  | Will Inspect meter box at a later date | Unknown | Don't Know | Don't Know |  | Building | Unknown | Unknown | No |  |  | Unknown |  | 32.7248161 | -103.1172177
5963 | 1300 N GULF ST, HOBBS NM |  | No | No | Unknown - Unlikely Lead | Don't Know |  |  |  | No | Other |  | Will Inspect meter box at a later date | Unknown - Unlikely Lead |  |  |  | No | Other |  | Will Inspect meter box at a later date | Unknown | Don't Know | Don't Know |  | Building | Unknown | Unknown | No |  |  | Unknown
6973 | 1501 W HOOT OWL CT, HOBBS NM |  | No | No | Non-Lead - Plastic | No | 2021 | 1 | Installation date after lead ban | No | Other |  | GIS verfied because of being built after ban | Non-Lead - Plastic | 2021 | 1 | Installation date after lead ban | No | Other |  | Newer Construction, verified by GIS Mapping |  | No | No |  | Single Family Residence | Unknown | No | No |  |  | Non-Lead |  | 32.7709983 | -103.1545477
4881 | 221 DONAHUE AVE, HOBBS NM |  | No | No | Unknown - Unlikely Lead | Don't Know |  |  |  | No | Other |  | Will Inspect meter box at a later date | Unknown - Unlikely Lead |  |  |  | No | Other |  | Will Inspect meter box at a later date | Unknown | Don't Know | Don't Know |  | Building | Unknown | Unknown | No |  |  | Unknown
7885 | 1418 E LLANO DR, HOBBS NM |  | No | No | Unknown - Unlikely Lead | Don't Know |  |  |  | No | Other |  | Will Inspect meter box at a later date | Unknown - Unlikely Lead |  |  |  | No | Other |  | Will Inspect meter box at a later date | Unknown | Don't Know | Don't Know |  | Building | Unknown | Unknown | No |  |  | Unknown |  | 32.714456 | -103.11855
8563 | 2209 W MARLAND BLVD, HOBBS NM |  | No | No | Unknown - Unlikely Lead | Don't Know |  |  |  | No | Other |  | Will Inspect meter box at a later date | Unknown - Unlikely Lead |  |  |  | No | Other |  | Will Inspect meter box at a later date | Unknown | Don't Know | Don't Know |  | Building | Unknown | Unknown | No |  |  | Unknown |  | 32.6963172 | -103.1622518
9872 | 2607 N NORTHWEST DR, HOBBS NM |  | No | No | Unknown - Unlikely Lead | Don't Know |  |  |  | No | Other |  | Will Inspect meter box at a later date | Unknown - Unlikely Lead |  |  |  | No | Other |  | Will Inspect meter box at a later date | Unknown | Don't Know | Don't Know |  | Building | Unknown | Unknown | No |  |  | Unknown |  | 32.7285123 | -103.1474871
7987 | 901 E LINCOLN RD, HOBBS NM |  | No | No | Unknown - Unlikely Lead | Don't Know |  |  |  | No | Other |  | Will Inspect meter box at a later date | Unknown - Unlikely Lead |  |  |  | No | Other |  | Will Inspect meter box at a later date | Unknown | Don't Know | Don't Know |  | Building | Unknown | Unknown | No |  |  | Unknown |  | 32.7195623 | -103.1258529
5287 | 4016 FIESTA DR, HOBBS NM |  | No | No | Unknown - Unlikely Lead | Don't Know |  |  |  | No | Other |  | Will Inspect meter box at a later date | Unknown - Unlikely Lead |  |  |  | No | Other |  | Will Inspect meter box at a later date | Unknown | Don't Know | Don't Know |  | Building | Unknown | Unknown | No |  |  | Unknown
9885 | 3205 N NORTHWEST DR, HOBBS NM |  | No | No | Unknown - Unlikely Lead | Don't Know |  |  |  | No | Other |  | Will Inspect meter box at a later date | Unknown - Unlikely Lead |  |  |  | No | Other |  | Will Inspect meter box at a later date | Unknown | Don't Know | Don't Know |  | Building | Unknown | Unknown | No |  |  | Unknown |  | 32.7349897 | -103.153801
6088 | 1023 E GLORIETTA F 102, HOBBS NM |  | No | No | Non-Lead - Plastic | No | 2019 | 1 | Field inspection only with no records | Yes | Visual inspection at the meter pit | 05/26/2024 00:00:00 |  | Non-Lead - Plastic | 2019 | 1 | Installation date after lead ban | Yes | Visual inspection at the meter pit | 05/26/2024 00:00:00 |  | Non-Lead | No | No |  | Single Family Residence |  | No | No |  |  | Non-Lead |  | 32.7322508 | -103.1251818
4805 | 1526 N DENSON DR, HOBBS NM |  | No | No | Unknown - Unlikely Lead | Don't Know |  |  |  | No | Other |  | Will Inspect meter box at a later date | Unknown - Unlikely Lead |  |  |  | No | Other |  | Will Inspect meter box at a later date | Unknown | Don't Know | Don't Know |  | Building | Unknown | Unknown | No |  |  | Unknown
9539 | 1703 MARQUIS LN, HOBBS NM |  | No | No | Unknown - Unlikely Lead | Don't Know |  |  |  | No | Other |  | Will Inspect meter box at a later date | Unknown - Unlikely Lead |  |  |  | No | Other |  | Will Inspect meter box at a later date | Unknown | Don't Know | Don't Know |  | Building | Unknown | Unknown | No |  |  | Unknown |  | 32.739566 | -103.1569334
766 | 2106 E ARBORS AVE, HOBBS NM |  | No | No | Non-Lead - Copper | No | 2007 | 3/4 | Field inspection only with no records | Yes | Visual inspection at the meter pit | 05/26/2024 00:00:00 |  | Non-Lead - Plastic | 2007 | 3/4 | Installation date after lead ban | Yes | Visual inspection at the meter pit | 05/26/2024 00:00:00 |  | Non-Lead | No | No |  | Single Family Residence |  | No | No |  |  | Non-Lead |  | 32.727396 | -103.1114319
58 | 619 S 8TH ST, HOBBS NM |  | No | No | Unknown - Unlikely Lead | Don't Know |  |  |  | No | Other |  | Will Inspect meter box at a later date | Unknown - Unlikely Lead |  |  |  | No | Other |  | Will Inspect meter box at a later date | Unknown | Don't Know | Don't Know |  | Building | Unknown | Unknown | No |  |  | Unknown
7185 | 1628 JUNE GRASS ROAD, HOBBS NM |  | No | No | Non-Lead - Plastic | No | 2024 | 1 | Field inspection only with no records | Yes | Visual inspection at the meter pit | 07/23/2024 00:00:00 |  | Non-Lead - Plastic | 2024 | 1 | Field inspection only with no records | Yes | Visual inspection at the meter pit | 07/23/2024 00:00:00 |  | Non-Lead | No | No |  | Single Family Residence | Unknown | No | No |  |  | Non-Lead |  | 32.568489 | -103.805898
7984 | 1116 E LINCOLN RD, HOBBS NM |  | No | No | Unknown - Unlikely Lead | Don't Know |  |  |  | No | Other |  | Will Inspect meter box at a later date | Unknown - Unlikely Lead |  |  |  | No | Other |  | Will Inspect meter box at a later date | Unknown | Don't Know | Don't Know |  | Building | Unknown | Unknown | No |  |  | Unknown |  | 32.7200017 | -103.1224947
9612 | 1204 W MACKENZIE DR, HOBBS NM |  | No | No | Unknown - Unlikely Lead | Don't Know |  |  |  | No | Other |  | Will Inspect meter box at a later date | Unknown - Unlikely Lead |  |  |  | No | Other |  | Will Inspect meter box at a later date | Unknown | Don't Know | Don't Know |  | Building | Unknown | Unknown | No |  |  | Unknown |  | 32.7135627 | -103.1505483
4969 | 1514 EL CENTRO, HOBBS NM |  | No | No | Non-Lead - Plastic | No | 2015 | 1 | Field inspection only with no records | Yes | Visual inspection at the meter pit | 06/03/2024 00:00:00 |  | Non-Lead - Plastic | 2015 | 1 | Field inspection only with no records | Yes | Visual inspection at the meter pit | 06/03/2024 00:00:00 |  | Non-Lead | No | No |  | Single Family Residence |  | No | No |  |  | Non-Lead
793 | 114 W BERRY DR, HOBBS NM |  | No | No | Unknown - Unlikely Lead | Don't Know |  |  |  | No | Other |  | Will Inspect meter box at a later date | Unknown - Unlikely Lead |  |  |  | No | Other |  | Will Inspect meter box at a later date | Unknown | Don't Know | Don't Know |  | Building | Unknown | Unknown | No |  |  | Unknown |  | 32.7158801 | -103.1362263
5032 | 113 N ELM ST, HOBBS NM |  | No | No | Unknown - Unlikely Lead | Don't Know |  |  |  | No | Other |  | Will Inspect meter box at a later date | Unknown - Unlikely Lead |  |  |  | No | Other |  | Will Inspect meter box at a later date | Unknown | Don't Know | Don't Know |  | Building | Unknown | Unknown | No |  |  | Unknown
7171 | 1500 W JOE HARVEY BLVD SUITE 200, HOBBS NM |  | No | No | Unknown - Unlikely Lead | Don't Know |  |  |  | No | Other |  | Will Inspect meter box at a later date | Unknown - Unlikely Lead |  |  |  | No | Other |  | Will Inspect meter box at a later date | Unknown | Don't Know | Don't Know |  | Building | Unknown | Unknown | No |  |  | Unknown |  | 32.7407536 | -103.1544226
9556 | 4818 W MIGHTY ATOM RD, HOBBS NM |  | No | No | Non-Lead - Plastic | No | 2020 | 1 | Field inspection only with no records | Yes | Visual inspection at the meter pit | 06/03/2024 00:00:00 |  | Non-Lead - Plastic | 2020 | 1 | Field inspection only with no records | Yes | Visual inspection at the meter pit | 06/03/2024 00:00:00 |  | Non-Lead | No | No |  | Single Family Residence |  | No | No |  |  | Non-Lead |  | 32.747741 | -103.198338
8219 | 1000 W LAUGHLIN DR, HOBBS NM |  | No | No | Unknown - Unlikely Lead | Don't Know |  |  |  | No | Other |  | Will Inspect meter box at a later date | Unknown - Unlikely Lead |  |  |  | No | Other |  | Will Inspect meter box at a later date | Unknown | Don't Know | Don't Know |  | Building | Unknown | Unknown | No |  |  | Unknown |  | 32.7128064 | -103.1476859
542 | 316 N AVENUE A, HOBBS NM |  | No | No | Unknown - Unlikely Lead | Don't Know |  |  |  | No | Other |  | Will Inspect meter box at a later date | Unknown - Unlikely Lead |  |  |  | No | Other |  | Will Inspect meter box at a later date | Unknown | Don't Know | Don't Know |  | Building | Unknown | Unknown | No |  |  | Unknown
9064 | 1302 S MCKINLEY ST, HOBBS NM |  | No | No | Non-Lead - Plastic | No |  | 1 | Field inspection only with no records | Yes | Visual inspection at the meter pit | 06/03/2024 00:00:00 |  | Non-Lead - Plastic |  | 1 | Field inspection only with no records | Yes | Visual inspection at the meter pit | 06/03/2024 00:00:00 |  | Non-Lead | No | No |  | Single Family Residence |  | No | No |  |  | Non-Lead |  | 32.6856115 | -103.1329176
7385 | 605 S JEFFERSON ST, HOBBS NM |  | No | No | Unknown - Unlikely Lead | Don't Know |  |  |  | No | Other |  | Will Inspect meter box at a later date | Unknown - Unlikely Lead |  |  |  | No | Other |  | Will Inspect meter box at a later date | Unknown | Don't Know | Don't Know |  | Building | Unknown | Unknown | No |  |  | Unknown |  | 32.6950797 | -103.1242182
4897 | 1625 DARTMOUTH CT, HOBBS NM |  | No | No | Unknown - Unlikely Lead | Don't Know |  |  |  | No | Other |  | Will Inspect meter box at a later date | Unknown - Unlikely Lead |  |  |  | No | Other |  | Will Inspect meter box at a later date | Unknown | Don't Know | Don't Know |  | Building | Unknown | Unknown | No |  |  | Unknown
8588 | 923 E MARLAND ST, HOBBS NM |  | No | No | Unknown - Unlikely Lead | Don't Know |  |  |  | No | Other |  | Will Inspect meter box at a later date | Unknown - Unlikely Lead |  |  |  | No | Other |  | Will Inspect meter box at a later date | Unknown | Don't Know | Don't Know |  | Building | Unknown | Unknown | No |  |  | Unknown |  | 32.6963207 | -103.1253112
499 | 4201-A N APODACA ST, HOBBS NM |  | No | No | Unknown - Unlikely Lead | Don't Know |  |  |  | No | Other |  | Will Inspect meter box at a later date | Unknown - Unlikely Lead |  |  |  | No | Other |  | Will Inspect meter box at a later date | Unknown | Don't Know | Don't Know |  | Building | Unknown | Unknown | No |  |  | Unknown
739 | 2910 N AMOR AVE, HOBBS NM |  | No | No | Non-Lead - Copper | No | 2020 | 3/4 | Field inspection only with no records | Yes | Visual inspection at the meter pit | 05/26/2024 00:00:00 |  | Non-Lead - Plastic | 2020 | 3/4 | Installation date after lead ban | Yes | Visual inspection at the meter pit | 05/26/2024 00:00:00 |  | Non-Lead | No | No |  | Single Family Residence |  | No | No |  |  | Non-Lead |  | 32.732281 | -103.11437
974 | 400 E BAJA DR, HOBBS NM |  | No | No | Unknown - Unlikely Lead | Don't Know |  |  |  | No | Other |  | Will Inspect meter box at a later date | Unknown - Unlikely Lead |  |  |  | No | Other |  | Will Inspect meter box at a later date | Unknown | Don't Know | Don't Know |  | Building | Unknown | Unknown | No |  |  | Unknown |  | 32.7197018 | -103.132729
5384 | 1508 W FROG LEAP CT, HOBBS NM |  | No | No | Non-Lead - Plastic | No | 2019 | 1 | Installation date after lead ban | No | Other |  | Newer Construction, verified by GIS Mapping | Non-Lead - Plastic | 2008 | 1 | Installation date after lead ban | No | Other |  | Newer Construction, verified by GIS Mapping |  | No | No |  | Single Family Residence | Unknown | No | No |  |  | Non-Lead
5533 | 1116 E GREEN ACRES DR, HOBBS NM |  | No | No | Unknown - Unlikely Lead | Don't Know |  |  |  | No | Other |  | Will Inspect meter box at a later date | Unknown - Unlikely Lead |  |  |  | No | Other |  | Will Inspect meter box at a later date | Unknown | Don't Know | Don't Know |  | Building | Unknown | Unknown | No |  |  | Unknown
6613 | 1224 S HOUSTON ST, HOBBS NM |  | No | No | Unknown - Unlikely Lead | Don't Know |  |  |  | No | Other |  | Will Inspect meter box at a later date | Unknown - Unlikely Lead |  |  |  | No | Other |  | Will Inspect meter box at a later date | Unknown | Don't Know | Don't Know |  | Building | Unknown | Unknown | No |  |  | Unknown |  | 32.6870904 | -103.131032
6977 | 4305 HERMOSA ST, HOBBS NM |  | No | No | Unknown - Unlikely Lead | Don't Know |  |  |  | No | Other |  | Will Inspect meter box at a later date | Unknown - Unlikely Lead |  |  |  | No | Other |  | Will Inspect meter box at a later date | Unknown | Don't Know | Don't Know |  | Building | Unknown | Unknown | No |  |  | Unknown |  | 32.7476508 | -103.1471478
6272 | 3734 N GRIMES ST SUITE 104, HOBBS NM |  | No | No | Non-Lead - Plastic | Don't Know |  | 1 | Field inspection only with no records | Yes | Visual inspection at the meter pit | 08/13/2024 00:00:00 |  | Non-Lead - Plastic | 2022 | 1 | Field inspection only with no records | Yes | Visual inspection at the meter pit | 08/13/2024 00:00:00 |  | Non-Lead | No | Don't Know |  | Building |  | No | No |  |  | Non-Lead |  | 32.7416596 | -103.1443273
646 | 121 E ASPEN ST, HOBBS NM |  | No | No | Unknown - Unlikely Lead | Don't Know |  |  |  | No | Other |  | Will Inspect meter box at a later date | Unknown - Unlikely Lead |  |  |  | No | Other |  | Will Inspect meter box at a later date | Unknown | Don't Know | Don't Know |  | Building | Unknown | Unknown | No |  |  | Unknown |  | 32.7353521 | -103.1353021
8931 | 204 W MIDWEST ST, HOBBS NM |  | No | No | Unknown - Unlikely Lead | Don't Know |  |  |  | No | Other |  | Will Inspect meter box at a later date | Unknown - Unlikely Lead |  |  |  | No | Other |  | Will Inspect meter box at a later date | Unknown | Don't Know | Don't Know |  | Building | Unknown | Unknown | No |  |  | Unknown |  | 32.6915399 | -103.1378658
5437 | 1702 N GRAYSON ST, HOBBS NM |  | No | No | Unknown - Unlikely Lead | Don't Know |  |  |  | No | Other |  | Will Inspect meter box at a later date | Unknown - Unlikely Lead |  |  |  | No | Other |  | Will Inspect meter box at a later date | Unknown | Don't Know | Don't Know |  | Building | Unknown | Unknown | No |  |  | Unknown
6986 | 4223 HERMOSA ST, HOBBS NM |  | No | No | Unknown - Unlikely Lead | Don't Know |  |  |  | No | Other |  | Will Inspect meter box at a later date | Unknown - Unlikely Lead |  |  |  | No | Other |  | Will Inspect meter box at a later date | Unknown | Don't Know | Don't Know |  | Building | Unknown | Unknown | No |  |  | Unknown |  | 32.7471322 | -103.147115
5503 | 626 E GREEN ACRES DR, HOBBS NM |  | No | No | Unknown - Unlikely Lead | Don't Know |  |  |  | No | Other |  | Will Inspect meter box at a later date | Unknown - Unlikely Lead |  |  |  | No | Other |  | Will Inspect meter box at a later date | Unknown | Don't Know | Don't Know |  | Building | Unknown | Unknown | No |  |  | Unknown
6917 | 1229 S HANNAH RD, HOBBS NM |  | No | No | Unknown - Unlikely Lead | Don't Know |  |  |  | No | Other |  | Will Inspect meter box at a later date | Unknown - Unlikely Lead |  |  |  | No | Other |  | Will Inspect meter box at a later date | Unknown | Don't Know | Don't Know |  | Building | Unknown | Unknown | No |  |  | Unknown |  | 32.6869426 | -103.1422037
8915 | 505 E MIDWEST ST, HOBBS NM |  | No | No | Unknown - Unlikely Lead | Don't Know |  |  |  | No | Other |  | Will Inspect meter box at a later date | Unknown - Unlikely Lead |  |  |  | No | Other |  | Will Inspect meter box at a later date | Unknown | Don't Know | Don't Know |  | Building | Unknown | Unknown | No |  |  | Unknown |  | 32.6910808 | -103.1309006
5796 | 1921 N GILA DR, HOBBS NM |  | No | No | Unknown - Unlikely Lead | Don't Know |  |  |  | No | Other |  | Will Inspect meter box at a later date | Unknown - Unlikely Lead |  |  |  | No | Other |  | Will Inspect meter box at a later date | Unknown | Don't Know | Don't Know |  | Building | Unknown | Unknown | No |  |  | Unknown
8386 | 5412 N LOVINGTON HWY, HOBBS NM |  | No | No | Unknown - Unlikely Lead | Don't Know |  |  |  | No | Other |  | Will Inspect meter box at a later date | Unknown - Unlikely Lead |  |  |  | No | Other |  | Will Inspect meter box at a later date | Unknown | Don't Know | Don't Know |  | Building | Unknown | Unknown | No |  |  | Unknown |  | 32.7612499 | -103.1804757
7479 | 437 E KIVA DR, HOBBS NM |  | No | No | Unknown - Unlikely Lead | Don't Know |  |  |  | No | Other |  | Will Inspect meter box at a later date | Unknown - Unlikely Lead |  |  |  | No | Other |  | Will Inspect meter box at a later date | Unknown | Don't Know | Don't Know |  | Building | Unknown | Unknown | No |  |  | Unknown |  | 32.7331622 | -103.1317762
8827 | 410 S MORRIS ST, HOBBS NM |  | No | No | Unknown - Unlikely Lead | Don't Know |  |  |  | No | Other |  | Will Inspect meter box at a later date | Unknown - Unlikely Lead |  |  |  | No | Other |  | Will Inspect meter box at a later date | Unknown | Don't Know | Don't Know |  | Building | Unknown | Unknown | No |  |  | Unknown |  | 32.6971651 | -103.1285439
6906 | 1611 S HANNAH RD, HOBBS NM |  | No | No | Unknown - Unlikely Lead | Don't Know |  |  |  | No | Other |  | Will Inspect meter box at a later date | Unknown - Unlikely Lead |  |  |  | No | Other |  | Will Inspect meter box at a later date | Unknown | Don't Know | Don't Know |  | Building | Unknown | Unknown | No |  |  | Unknown |  | 32.6845123 | -103.1422503
9335 | 300 E MESA DR, HOBBS NM |  | No | No | Unknown - Unlikely Lead | Don't Know |  |  |  | No | Other |  | Will Inspect meter box at a later date | Unknown - Unlikely Lead |  |  |  | No | Other |  | Will Inspect meter box at a later date | Unknown | Don't Know | Don't Know |  | Building | Unknown | Unknown | No |  |  | Unknown |  | 32.717632 | -103.1337297
8626 | 616 E MARLAND ST, HOBBS NM |  | No | No | Unknown - Unlikely Lead | Don't Know |  |  |  | No | Other |  | Will Inspect meter box at a later date | Unknown - Unlikely Lead |  |  |  | No | Other |  | Will Inspect meter box at a later date | Unknown | Don't Know | Don't Know |  | Building | Unknown | Unknown | No |  |  | Unknown |  | 32.6969234 | -103.1291387
4932 | 403 S DOUGLAS AVE, HOBBS NM |  | No | No | Unknown - Unlikely Lead | Don't Know |  |  |  | No | Other |  | Will Inspect meter box at a later date | Unknown - Unlikely Lead |  |  |  | No | Other |  | Will Inspect meter box at a later date | Unknown | Don't Know | Don't Know |  | Building | Unknown | Unknown | No |  |  | Unknown
9895 | 2917 N NORTHWEST DR, HOBBS NM |  | No | No | Unknown - Unlikely Lead | Don't Know |  |  |  | No | Other |  | Will Inspect meter box at a later date | Unknown - Unlikely Lead |  |  |  | No | Other |  | Will Inspect meter box at a later date | Unknown | Don't Know | Don't Know |  | Building | Unknown | Unknown | No |  |  | Unknown |  | 32.7315879 | -103.150412
8718 | 316 N MARLAND BLVD, HOBBS NM |  | No | No | Unknown - Unlikely Lead | Don't Know |  |  |  | No | Other |  | Will Inspect meter box at a later date | Unknown - Unlikely Lead |  |  |  | No | Other |  | Will Inspect meter box at a later date | Unknown | Don't Know | Don't Know |  | Building | Unknown | Unknown | No |  |  | Unknown |  | 32.704103 | -103.117725
8308 | 6610 N LOVINGTON HWY, HOBBS NM |  | No | No | Unknown - Unlikely Lead | Don't Know |  |  |  | No | Other |  | Will Inspect meter box at a later date | Unknown - Unlikely Lead |  |  |  | No | Other |  | Will Inspect meter box at a later date | Unknown | Don't Know | Don't Know |  | Building | Unknown | Unknown | No |  |  | Unknown |  | 32.7752276 | -103.1890026
8132 | 906 S LEECH ST, HOBBS NM |  | No | No | Unknown - Unlikely Lead | Don't Know |  |  |  | No | Other |  | Will Inspect meter box at a later date | Unknown - Unlikely Lead |  |  |  | No | Other |  | Will Inspect meter box at a later date | Unknown | Don't Know | Don't Know |  | Building | Unknown | Unknown | No |  |  | Unknown |  | 32.6919086 | -103.1423491
7504 | 1528 W KYLEIGH, HOBBS NM |  | No | No | Non-Lead - Plastic | No | 2008 | 1 | Installation date after lead ban | Yes | Visual inspection at the meter pit | 09/30/2024 00:00:00 |  | Non-Lead - Plastic | 2008 |  | Field inspection only with no records | Yes | Visual inspection at the meter pit | 09/30/2024 00:00:00 |  | Non-Lead | No | No |  | Single Family Residence | Unknown | No | No |  |  | Non-Lead |  | 32.7572789 | -103.1553444
8850 | 609 E MIDWEST ST, HOBBS NM |  | No | No | Unknown - Unlikely Lead | Don't Know |  |  |  | No | Other |  | Will Inspect meter box at a later date | Unknown - Unlikely Lead |  |  |  | No | Other |  | Will Inspect meter box at a later date | Unknown | Don't Know | Don't Know |  | Building | Unknown | Unknown | No |  |  | Unknown |  | 32.6909526 | -103.1295069
5039 | 100 ELM ST, HOBBS NM |  | No | No | Unknown - Unlikely Lead | Don't Know |  |  |  | No | Other |  | Will Inspect meter box at a later date | Unknown - Unlikely Lead |  |  |  | No | Other |  | Will Inspect meter box at a later date | Unknown | Don't Know | Don't Know |  | Building | Unknown | Unknown | No |  |  | Unknown
6121 | 1007 S GIBBS ST, HOBBS NM |  | No | No | Unknown - Unlikely Lead | Don't Know |  |  |  | No | Other |  | Will Inspect meter box at a later date | Unknown - Unlikely Lead |  |  |  | No | Other |  | Will Inspect meter box at a later date | Unknown | Don't Know | Don't Know |  | Building | Unknown | Unknown | No |  |  | Unknown |  | 32.6913273 | -103.171925
5176 | 1833 N FOWLER ST, HOBBS NM |  | No | No | Unknown - Unlikely Lead | Don't Know |  |  |  | No | Other |  | Will Inspect meter box at a later date | Unknown - Unlikely Lead |  |  |  | No | Other |  | Will Inspect meter box at a later date | Unknown | Don't Know | Don't Know |  | Building | Unknown | Unknown | No |  |  | Unknown
7954 | 1318 N LLANO DR, HOBBS NM |  | No | No | Unknown - Unlikely Lead | Don't Know |  |  |  | No | Other |  | Will Inspect meter box at a later date | Unknown - Unlikely Lead |  |  |  | No | Other |  | Will Inspect meter box at a later date | Unknown | Don't Know | Don't Know |  | Building | Unknown | Unknown | No |  |  | Unknown |  | 32.7137711 | -103.1174395
6051 | 1008 E GLORIETTA DR, HOBBS NM |  | No | No | Non-Lead - Plastic | No | 2020 | 1 | Field inspection only with no records | Yes | Visual inspection at the meter pit | 05/26/2024 00:00:00 |  | Non-Lead - Plastic | 2020 | 1 | Installation date after lead ban | Yes | Visual inspection at the meter pit | 05/26/2024 00:00:00 |  | Non-Lead | No | No |  | Single Family Residence |  | No | No |  |  | Non-Lead |  | 32.733252 | -103.124779
5307 | 1518 W FOX FIRE CT, HOBBS NM |  | No | No | Non-Lead - Plastic | No | 2020 | 1 | Installation date after lead ban | No | Other |  | Newer Construction, verified by GIS Mapping | Non-Lead - Plastic | 2020 | 1 | Installation date after lead ban | No | Other |  | Newer Construction, verified by GIS Mapping |  | No | No |  | Single Family Residence | Unknown | No | No |  |  | Non-Lead
6909 | 1410 S HANNAH RD, HOBBS NM |  | No | No | Unknown - Unlikely Lead | Don't Know |  |  |  | No | Other |  | Will Inspect meter box at a later date | Unknown - Unlikely Lead |  |  |  | No | Other |  | Will Inspect meter box at a later date | Unknown | Don't Know | Don't Know |  | Building | Unknown | Unknown | No |  |  | Unknown |  | 32.6856212 | -103.1422373
7352 | 509 S JEFFERSON ST, HOBBS NM |  | No | No | Unknown - Unlikely Lead | Don't Know |  |  |  | No | Other |  | Will Inspect meter box at a later date | Unknown - Unlikely Lead |  |  |  | No | Other |  | Will Inspect meter box at a later date | Unknown | Don't Know | Don't Know |  | Building | Unknown | Unknown | No |  |  | Unknown |  | 32.6961195 | -103.1241457
6364 | 1715 W GOOSE BERRY DR, HOBBS NM |  | No | No | Non-Lead - Plastic | No | 2022 | 1 | Field inspection only with no records | Yes | Visual inspection at the meter pit | 05/26/2024 00:00:00 |  | Non-Lead - Plastic | 2022 | 1 | Installation date after lead ban | Yes | Visual inspection at the meter pit | 05/26/2024 00:00:00 |  | Non-Lead | No | No |  | Single Family Residence |  | No | No |  |  | Non-Lead |  | 32.770498 | -103.157696
8387 | 3900 N LOVINGTON HWY, HOBBS NM |  | No | No | Unknown - Unlikely Lead | Don't Know |  |  |  | No | Other |  | Will Inspect meter box at a later date | Unknown - Unlikely Lead |  |  |  | No | Other |  | Will Inspect meter box at a later date | Unknown | Don't Know | Don't Know |  | Building | Unknown | Unknown | No |  |  | Unknown |  | 32.7428766 | -103.1624387
8 | 1620 S 14TH ST, HOBBS NM |  | No | No | Unknown - Unlikely Lead | Don't Know |  |  |  | No | Other |  | Will Inspect meter box at a later date | Unknown - Unlikely Lead |  |  |  | No | Other |  | Will Inspect meter box at a later date | Unknown | Don't Know | Don't Know |  | Building | Unknown | Unknown | No |  |  | Unknown |  | 32.6846322 | -103.1101705
8416 | 3619 LIVE OAK ST, HOBBS NM |  | No | No | Non-Lead - Plastic | No | 2015 | 1 | Field inspection only with no records | Yes | Visual inspection at the meter pit | 07/23/2024 00:00:00 |  | Non-Lead - Plastic | 2015 | 1 | Field inspection only with no records | Yes | Visual inspection at the meter pit | 07/23/2024 00:00:00 |  | Non-Lead | No | No |  | Single Family Residence | Unknown | No | No |  |  | Non-Lead |  | 32.7709559 | -103.1829883
4817 | 1503 N DENSON DR, HOBBS NM |  | No | No | Unknown - Unlikely Lead | Don't Know |  |  |  | No | Other |  | Will Inspect meter box at a later date | Unknown - Unlikely Lead |  |  |  | No | Other |  | Will Inspect meter box at a later date | Unknown | Don't Know | Don't Know |  | Building | Unknown | Unknown | No |  |  | Unknown
6510 | 2912 N HOUSTON ST, HOBBS NM |  | No | No | Unknown - Unlikely Lead | Don't Know |  |  |  | No | Other |  | Will Inspect meter box at a later date | Unknown - Unlikely Lead |  |  |  | No | Other |  | Will Inspect meter box at a later date | Unknown | Don't Know | Don't Know |  | Building | Unknown | Unknown | No |  |  | Unknown |  | 32.7324986 | -103.1316857
6183 | 3317 N GRIMES ST, HOBBS NM |  | No | No | Unknown - Unlikely Lead | Don't Know |  |  |  | No | Other |  | Will Inspect meter box at a later date | Unknown - Unlikely Lead |  |  |  | No | Other |  | Will Inspect meter box at a later date | Unknown | Don't Know | Don't Know |  | Building | Unknown | Unknown | No |  |  | Unknown |  | 32.7364999 | -103.145267
6702 | 5216 W HARDTACK RD, HOBBS NM |  | No | No | Non-Lead - Plastic | No | 2015 | 3/4 | Field inspection only with no records | Yes | Visual inspection at the meter pit | 05/26/2024 00:00:00 |  | Non-Lead - Plastic | 2015 | 3/4 | Installation date after lead ban | Yes | Visual inspection at the meter pit | 05/26/2024 00:00:00 |  | Non-Lead | No | No |  | Single Family Residence |  | No | No |  |  | Non-Lead |  | 32.752109 | -103.20281
8414 | 3422 LIVE OAK ST, HOBBS NM |  | No | No | Non-Lead - Plastic | No | 2015 | 1 | Field inspection only with no records | Yes | Visual inspection at the meter pit | 07/23/2024 00:00:00 |  | Non-Lead - Plastic | 2015 | 1 | Field inspection only with no records | Yes | Visual inspection at the meter pit | 07/23/2024 00:00:00 |  | Non-Lead | No | No |  | Single Family Residence | Unknown | No | No |  |  | Non-Lead |  | 32.7714844 | -103.1812134
5962 | 1313 N GULF ST, HOBBS NM |  | No | No | Unknown - Unlikely Lead | Don't Know |  |  |  | No | Other |  | Will Inspect meter box at a later date | Unknown - Unlikely Lead |  |  |  | No | Other |  | Will Inspect meter box at a later date | Unknown | Don't Know | Don't Know |  | Building | Unknown | Unknown | No |  |  | Unknown
4866 | 2310 N DESERT WILLOW LN, HOBBS NM |  | No | No | Non-Lead - Plastic | No | 2007 | 1 | Field inspection only with no records | Yes | Visual inspection at the meter pit | 06/03/2024 00:00:00 |  | Non-Lead - Plastic | 2007 | 1 | Field inspection only with no records | Yes | Visual inspection at the meter pit | 06/03/2024 00:00:00 |  | Non-Lead | No | No |  | Single Family Residence |  | No | No |  |  | Non-Lead
6479 | 206 W HARDEN BLVD, HOBBS NM |  | No | No | Unknown - Unlikely Lead | Don't Know |  |  |  | No | Other |  | Will Inspect meter box at a later date | Unknown - Unlikely Lead |  |  |  | No | Other |  | Will Inspect meter box at a later date | Unknown | Don't Know | Don't Know |  | Building | Unknown | Unknown | No |  |  | Unknown |  | 32.6943207 | -103.1378466
6776 | 1125 E HUMBLE ST, HOBBS NM |  | No | No | Unknown - Unlikely Lead | Don't Know |  |  |  | No | Other |  | Will Inspect meter box at a later date | Unknown - Unlikely Lead |  |  |  | No | Other |  | Will Inspect meter box at a later date | Unknown | Don't Know | Don't Know |  | Building | Unknown | Unknown | No |  |  | Unknown |  | 32.693394 | -103.1232009
8537 | 2540 W MARLAND ST, HOBBS NM |  | No | No | Unknown - Unlikely Lead | Don't Know |  |  |  | No | Other |  | Will Inspect meter box at a later date | Unknown - Unlikely Lead |  |  |  | No | Other |  | Will Inspect meter box at a later date | Unknown | Don't Know | Don't Know |  | Building | Unknown | Unknown | No |  |  | Unknown |  | 32.6966733 | -103.1075836
7222 | 213 E JEMEZ RD, HOBBS NM |  | No | No | Unknown - Unlikely Lead | Don't Know |  |  |  | No | Other |  | Will Inspect meter box at a later date | Unknown - Unlikely Lead |  |  |  | No | Other |  | Will Inspect meter box at a later date | Unknown | Don't Know | Don't Know |  | Building | Unknown | Unknown | No |  |  | Unknown |  | 35.867142 | -106.272952
7778 | 1419 W LEA ST, HOBBS NM |  | No | No | Unknown - Unlikely Lead | Don't Know |  |  |  | No | Other |  | Will Inspect meter box at a later date | Unknown - Unlikely Lead |  |  |  | No | Other |  | Will Inspect meter box at a later date | Unknown | Don't Know | Don't Know |  | Building | Unknown | Unknown | No |  |  | Unknown |  | 32.709128 | -103.152952
5397 | FIRE STATION #1-EAST, HOBBS NM |  | No | No | Unknown - Unlikely Lead | Don't Know |  |  |  | No | Other |  | Will Inspect meter box at a later date | Unknown - Unlikely Lead |  |  |  | No | Other |  | Will Inspect meter box at a later date | Unknown | Don't Know | Don't Know |  | Building | Unknown | Unknown | No |  |  | Unknown
7487 | 529 E KIVA DR, HOBBS NM |  | No | No | Unknown - Unlikely Lead | Don't Know |  |  |  | No | Other |  | Will Inspect meter box at a later date | Unknown - Unlikely Lead |  |  |  | No | Other |  | Will Inspect meter box at a later date | Unknown | Don't Know | Don't Know |  | Building | Unknown | Unknown | No |  |  | Unknown |  | 32.7331682 | -103.1306214
8735 | 309 N MARLAND BLVD, HOBBS NM |  | No | No | Unknown - Unlikely Lead | Don't Know |  |  |  | No | Other |  | Will Inspect meter box at a later date | Unknown - Unlikely Lead |  |  |  | No | Other |  | Will Inspect meter box at a later date | Unknown | Don't Know | Don't Know |  | Building | Unknown | Unknown | No |  |  | Unknown |  | 32.7033143 | -103.1197756
857 | 1017 W BERRY DR, HOBBS NM |  | No | No | Unknown - Unlikely Lead | Don't Know |  |  |  | No | Other |  | Will Inspect meter box at a later date | Unknown - Unlikely Lead |  |  |  | No | Other |  | Will Inspect meter box at a later date | Unknown | Don't Know | Don't Know |  | Building | Unknown | Unknown | No |  |  | Unknown |  | 32.7139088 | -103.1484928
9873 | 2622 N NORTHWEST DR, HOBBS NM |  | No | No | Unknown - Unlikely Lead | Don't Know |  |  |  | No | Other |  | Will Inspect meter box at a later date | Unknown - Unlikely Lead |  |  |  | No | Other |  | Will Inspect meter box at a later date | Unknown | Don't Know | Don't Know |  | Building | Unknown | Unknown | No |  |  | Unknown |  | 32.7291565 | -103.1473691
7042 | 4709 N HOMESTRETCH RD, HOBBS NM |  | No | No | Non-Lead - Plastic | No | 2019 | 1 | Installation date after lead ban | Yes | Visual inspection at the meter pit | 09/30/2024 00:00:00 |  | Non-Lead - Plastic | 2019 | 1 | Installation date after lead ban | Yes | Visual inspection at the meter pit | 09/30/2024 00:00:00 |  | Non-Lead | No | No |  | Single Family Residence | Unknown | No | No |  |  | Non-Lead |  | 32.752889 | -103.204352
6632 | 912 S HOUSTON ST, HOBBS NM |  | No | No | Unknown - Unlikely Lead | Don't Know |  |  |  | No | Other |  | Will Inspect meter box at a later date | Unknown - Unlikely Lead |  |  |  | No | Other |  | Will Inspect meter box at a later date | Unknown | Don't Know | Don't Know |  | Building | Unknown | Unknown | No |  |  | Unknown |  | 32.69148 | -103.1310579
8364 | 5020 N LOVINGTON HWY, HOBBS NM |  | No | No | Unknown - Unlikely Lead | Don't Know |  |  |  | No | Other |  | Will Inspect meter box at a later date | Unknown - Unlikely Lead |  |  |  | No | Other |  | Will Inspect meter box at a later date | Unknown | Don't Know | Don't Know |  | Building | Unknown | Unknown | No |  |  | Unknown |  | 32.7571326 | -103.1761251
9113 | 3100 N MCKINLEY ST, HOBBS NM |  | No | No | Unknown - Unlikely Lead | Don't Know |  |  |  | No | Other |  | Will Inspect meter box at a later date | Unknown - Unlikely Lead |  |  |  | No | Other |  | Will Inspect meter box at a later date | Unknown | Don't Know | Don't Know |  | Building | Unknown | Unknown | No |  |  | Unknown |  | 32.7338867 | -103.1334839
5555 | 1020 E GREEN ACRES DR, HOBBS NM |  | No | No | Unknown - Unlikely Lead | Don't Know |  |  |  | No | Other |  | Will Inspect meter box at a later date | Unknown - Unlikely Lead |  |  |  | No | Other |  | Will Inspect meter box at a later date | Unknown | Don't Know | Don't Know |  | Building | Unknown | Unknown | No |  |  | Unknown
812 | 809 W BERRY DR, HOBBS NM |  | No | No | Unknown - Unlikely Lead | Don't Know |  |  |  | No | Other |  | Will Inspect meter box at a later date | Unknown - Unlikely Lead |  |  |  | No | Other |  | Will Inspect meter box at a later date | Unknown | Don't Know | Don't Know |  | Building | Unknown | Unknown | No |  |  | Unknown |  | 32.7139078 | -103.1455876
7003 | 1426 HONEYSUCKLE CT, HOBBS NM |  | No | No | Non-Lead - Plastic | No | 2021 | 1 | Installation date after lead ban | No | Other |  | GIS verfied because of being built after ban | Non-Lead - Plastic | 2021 | 1 | Installation date after lead ban | No | Other |  | Newer Construction, verified by GIS Mapping |  | No | No |  | Single Family Residence | Unknown | No | No |  |  | Non-Lead |  | 32.773926 | -103.154007
5088 | 3215 N ENTERPRISE DR, HOBBS NM |  | No | No | Unknown - Unlikely Lead | Don't Know |  |  |  | No | Other |  | Will Inspect meter box at a later date | Unknown - Unlikely Lead |  |  |  | No | Other |  | Will Inspect meter box at a later date | Unknown | Don't Know | Don't Know |  | Building | Unknown | Unknown | No |  |  | Unknown
5763 | 1535 N GILA DR, HOBBS NM |  | No | No | Unknown - Unlikely Lead | Don't Know |  |  |  | No | Other |  | Will Inspect meter box at a later date | Unknown - Unlikely Lead |  |  |  | No | Other |  | Will Inspect meter box at a later date | Unknown | Don't Know | Don't Know |  | Building | Unknown | Unknown | No |  |  | Unknown
7762 | 1207 W LEA ST, HOBBS NM |  | No | No | Unknown - Unlikely Lead | Don't Know |  |  |  | No | Other |  | Will Inspect meter box at a later date | Unknown - Unlikely Lead |  |  |  | No | Other |  | Will Inspect meter box at a later date | Unknown | Don't Know | Don't Know |  | Building | Unknown | Unknown | No |  |  | Unknown |  | 32.7090982 | -103.1508165
8764 | 2917 N MORRIS DR, HOBBS NM |  | No | No | Unknown - Unlikely Lead | Don't Know |  |  |  | No | Other |  | Will Inspect meter box at a later date | Unknown - Unlikely Lead |  |  |  | No | Other |  | Will Inspect meter box at a later date | Unknown | Don't Know | Don't Know |  | Building | Unknown | Unknown | No |  |  | Unknown |  | 32.7325901 | -103.129666
7872 | 218 E LLANO DR, HOBBS NM |  | No | No | Unknown - Unlikely Lead | Don't Know |  |  |  | No | Other |  | Will Inspect meter box at a later date | Unknown - Unlikely Lead |  |  |  | No | Other |  | Will Inspect meter box at a later date | Unknown | Don't Know | Don't Know |  | Building | Unknown | Unknown | No |  |  | Unknown |  | 32.7167224 | -103.1339208
4830 | 918 DESERT SAGE, HOBBS NM |  | No | No | Non-Lead - Plastic | No | 2005 | 3/4 | Field inspection only with no records | Yes | Visual inspection at the meter pit | 04/17/2024 00:00:00 |  | Non-Lead - Copper | 2005 | 3/4 | Field inspection only with no records | Yes | Visual inspection at the meter pit | 04/17/2024 00:00:00 |  | Non-Lead | No | No | Not Applicable | Single Family Residence | Unknown | No | No |  |  | Non-Lead
984 | 201 E BAJA DR, HOBBS NM |  | No | No | Unknown - Unlikely Lead | Don't Know |  |  |  | No | Other |  | Will Inspect meter box at a later date | Unknown - Unlikely Lead |  |  |  | No | Other |  | Will Inspect meter box at a later date | Unknown | Don't Know | Don't Know |  | Building | Unknown | Unknown | No |  |  | Unknown |  | 32.7188199 | -103.1341776
7160 | 1710-F W JOE HARVEY BLVD, HOBBS NM |  | No | No | Unknown - Unlikely Lead | Don't Know |  |  |  | No | Other |  | Will Inspect meter box at a later date | Unknown - Unlikely Lead |  |  |  | No | Other |  | Will Inspect meter box at a later date | Unknown | Don't Know | Don't Know |  | Building | Unknown | Unknown | No |  |  | Unknown
6414 | 1018 E HIGHLAND DR, HOBBS NM |  | No | No | Unknown - Unlikely Lead | Don't Know |  |  |  | No | Other |  | Will Inspect meter box at a later date | Unknown - Unlikely Lead |  |  |  | No | Other |  | Will Inspect meter box at a later date | Unknown | Don't Know | Don't Know |  | Building | Unknown | Unknown | No |  |  | Unknown |  | 32.7296888 | -103.1237782
6691 | 4824 W HARDTACK RD, HOBBS NM |  | No | No | Non-Lead - Plastic | No | 2015 | 3/4 | Field inspection only with no records | Yes | Visual inspection at the meter pit | 05/26/2024 00:00:00 |  | Non-Lead - Plastic | 2015 | 3/4 | Installation date after lead ban | Yes | Visual inspection at the meter pit | 05/26/2024 00:00:00 |  | Non-Lead | No | No |  | Single Family Residence |  | No | No |  |  | Non-Lead |  | 32.752107 | -103.198649
8871 | 419 E MIDWEST ST, HOBBS NM |  | No | No | Unknown - Unlikely Lead | Don't Know |  |  |  | No | Other |  | Will Inspect meter box at a later date | Unknown - Unlikely Lead |  |  |  | No | Other |  | Will Inspect meter box at a later date | Unknown | Don't Know | Don't Know |  | Building | Unknown | Unknown | No |  |  | Unknown |  | 32.6910636 | -103.1314887
8536 | 2803 W MARLAND ST, HOBBS NM |  | No | No | Unknown - Unlikely Lead | Don't Know |  |  |  | No | Other |  | Will Inspect meter box at a later date | Unknown - Unlikely Lead |  |  |  | No | Other |  | Will Inspect meter box at a later date | Unknown | Don't Know | Don't Know |  | Building | Unknown | Unknown | No |  |  | Unknown |  | 32.6960985 | -103.1721039
6826 | 618 E HUMBLE ST, HOBBS NM |  | No | No | Unknown - Unlikely Lead | Don't Know |  |  |  | No | Other |  | Will Inspect meter box at a later date | Unknown - Unlikely Lead |  |  |  | No | Other |  | Will Inspect meter box at a later date | Unknown | Don't Know | Don't Know |  | Building | Unknown | Unknown | No |  |  | Unknown |  | 32.6937298 | -103.1294336
5206 | 2016 N FOWLER ST, HOBBS NM |  | No | No | Unknown - Unlikely Lead | Don't Know |  |  |  | No | Other |  | Will Inspect meter box at a later date | Unknown - Unlikely Lead |  |  |  | No | Other |  | Will Inspect meter box at a later date | Unknown | Don't Know | Don't Know |  | Building | Unknown | Unknown | No |  |  | Unknown
7095 | 725 W IRON AVE, HOBBS NM |  | No | No | Unknown - Unlikely Lead | Don't Know |  |  |  | No | Other |  | Will Inspect meter box at a later date | Unknown - Unlikely Lead |  |  |  | No | Other |  | Will Inspect meter box at a later date | Unknown | Don't Know | Don't Know |  | Building | Unknown | Unknown | No |  |  | Unknown |  | 32.7313172 | -103.1446143
6792 | 1217 E HUMBLE ST, HOBBS NM |  | No | No | Unknown - Unlikely Lead | Don't Know |  |  |  | No | Other |  | Will Inspect meter box at a later date | Unknown - Unlikely Lead |  |  |  | No | Other |  | Will Inspect meter box at a later date | Unknown | Don't Know | Don't Know |  | Building | Unknown | Unknown | No |  |  | Unknown |  | 32.6932125 | -103.1216874
9078 | 1934 N MCKINLEY ST, HOBBS NM |  | No | No | Unknown - Unlikely Lead | Don't Know |  |  |  | No | Other |  | Will Inspect meter box at a later date | Unknown - Unlikely Lead |  |  |  | No | Other |  | Will Inspect meter box at a later date | Unknown | Don't Know | Don't Know |  | Building | Unknown | Unknown | No |  |  | Unknown |  | 32.7218904 | -103.1348641
9866 | 3625 N NORTHWEST DR, HOBBS NM |  | No | No | Unknown - Unlikely Lead | Don't Know |  |  |  | No | Other |  | Will Inspect meter box at a later date | Unknown - Unlikely Lead |  |  |  | No | Other |  | Will Inspect meter box at a later date | Unknown | Don't Know | Don't Know |  | Building | Unknown | Unknown | No |  |  | Unknown |  | 32.7396218 | -103.1583861
5530 | 1300 E GREEN ACRES DR, HOBBS NM |  | No | No | Unknown - Unlikely Lead | Don't Know |  |  |  | No | Other |  | Will Inspect meter box at a later date | Unknown - Unlikely Lead |  |  |  | No | Other |  | Will Inspect meter box at a later date | Unknown | Don't Know | Don't Know |  | Building | Unknown | Unknown | No |  |  | Unknown
7913 | 1210 E LLANO DR, HOBBS NM |  | No | No | Unknown - Unlikely Lead | Don't Know |  |  |  | No | Other |  | Will Inspect meter box at a later date | Unknown - Unlikely Lead |  |  |  | No | Other |  | Will Inspect meter box at a later date | Unknown | Don't Know | Don't Know |  | Building | Unknown | Unknown | No |  |  | Unknown |  | 32.714562 | -103.1214074
5389 | 1430 W FROG LEAP CT, HOBBS NM |  | No | No | Non-Lead - Plastic | No | 2019 | 1 | Installation date after lead ban | No | Other |  | Newer Construction, verified by GIS Mapping | Non-Lead - Plastic | 2008 | 1 | Installation date after lead ban | No | Other |  | Newer Construction, verified by GIS Mapping |  | No | No |  | Single Family Residence | Unknown | No | No |  |  | Non-Lead
8639 | 1601-B E MARLAND ST, HOBBS NM |  | No | No | Unknown - Unlikely Lead | Don't Know |  |  |  | No | Other |  | Will Inspect meter box at a later date | Unknown - Unlikely Lead |  |  |  | No | Other |  | Will Inspect meter box at a later date | Unknown | Don't Know | Don't Know |  | Building | Unknown | Unknown | No |  |  | Unknown
8167 | 609 E LUNA DR, HOBBS NM |  | No | No | Unknown - Unlikely Lead | Don't Know |  |  |  | No | Other |  | Will Inspect meter box at a later date | Unknown - Unlikely Lead |  |  |  | No | Other |  | Will Inspect meter box at a later date | Unknown | Don't Know | Don't Know |  | Building | Unknown | Unknown | No |  |  | Unknown |  | 32.7151865 | -103.1299389
5383 | 1509 W FROG LEAP CT, HOBBS NM |  | No | No | Non-Lead - Plastic | No | 2019 | 1 | Installation date after lead ban | No | Other |  | Newer Construction, verified by GIS Mapping | Non-Lead - Plastic | 2008 | 1 | Installation date after lead ban | No | Other |  | Newer Construction, verified by GIS Mapping |  | No | No |  | Single Family Residence | Unknown | No | No |  |  | Non-Lead
5770 | 1521 N GILA DR, HOBBS NM |  | No | No | Unknown - Unlikely Lead | Don't Know |  |  |  | No | Other |  | Will Inspect meter box at a later date | Unknown - Unlikely Lead |  |  |  | No | Other |  | Will Inspect meter box at a later date | Unknown | Don't Know | Don't Know |  | Building | Unknown | Unknown | No |  |  | Unknown
7363 | 1312 S JEFFERSON ST, HOBBS NM |  | No | No | Unknown - Unlikely Lead | Don't Know |  |  |  | No | Other |  | Will Inspect meter box at a later date | Unknown - Unlikely Lead |  |  |  | No | Other |  | Will Inspect meter box at a later date | Unknown | Don't Know | Don't Know |  | Building | Unknown | Unknown | No |  |  | Unknown |  | 32.687832 | -103.1236403
9467 | 3801 W MILLEN, HOBBS NM |  | No | No | Unknown - Unlikely Lead | Don't Know |  |  |  | No | Other |  | Will Inspect meter box at a later date | Unknown - Unlikely Lead |  |  |  | No | Other |  | Will Inspect meter box at a later date | Unknown | Don't Know | Don't Know |  | Building | Unknown | Unknown | No |  |  | Unknown |  | 32.754787 | -103.1872166
8313 | 5419 N LOVINGTON HWY, HOBBS NM |  | No | No | Unknown - Unlikely Lead | Don't Know |  |  |  | No | Other |  | Will Inspect meter box at a later date | Unknown - Unlikely Lead |  |  |  | No | Other |  | Will Inspect meter box at a later date | Unknown | Don't Know | Don't Know |  | Building | Unknown | Unknown | No |  |  | Unknown |  | 32.7664029 | -103.185445
9169 | 1609 E MAIN ST, HOBBS NM |  | No | No | Unknown - Unlikely Lead | Don't Know |  |  |  | No | Other |  | Will Inspect meter box at a later date | Unknown - Unlikely Lead |  |  |  | No | Other |  | Will Inspect meter box at a later date | Unknown | Don't Know | Don't Know |  | Building | Unknown | Unknown | No |  |  | Unknown |  | 32.6921022 | -103.1169687
8921 | 1204 E MIDWEST ST, HOBBS NM |  | No | No | Unknown - Unlikely Lead | Don't Know |  |  |  | No | Other |  | Will Inspect meter box at a later date | Unknown - Unlikely Lead |  |  |  | No | Other |  | Will Inspect meter box at a later date | Unknown | Don't Know | Don't Know |  | Building | Unknown | Unknown | No |  |  | Unknown |  | 32.6916047 | -103.122234
7130 | 900 W JOE HARVEY BLVD, HOBBS NM |  | No | No | Unknown - Unlikely Lead | Don't Know |  |  |  | No | Other |  | Will Inspect meter box at a later date | Unknown - Unlikely Lead |  |  |  | No | Other |  | Will Inspect meter box at a later date | Unknown | Don't Know | Don't Know |  | Building | Unknown | Unknown | No |  |  | Unknown |  | 32.7420567 | -103.146073
529 | 415 E ARRIBA DR, HOBBS NM |  | No | No | Unknown - Unlikely Lead | Don't Know |  |  |  | No | Other |  | Will Inspect meter box at a later date | Unknown - Unlikely Lead |  |  |  | No | Other |  | Will Inspect meter box at a later date | Unknown | Don't Know | Don't Know |  | Building | Unknown | Unknown | No |  |  | Unknown
9718 | 1009 E MICHIGAN DR, HOBBS NM |  | No | No | Unknown - Unlikely Lead | Don't Know |  |  |  | No | Other |  | Will Inspect meter box at a later date | Unknown - Unlikely Lead |  |  |  | No | Other |  | Will Inspect meter box at a later date | Unknown | Don't Know | Don't Know |  | Building | Unknown | Unknown | No |  |  | Unknown |  | 32.7215912 | -103.1246689
5644 | 529 W GOLD AVE, HOBBS NM |  | No | No | Unknown - Unlikely Lead | Don't Know |  |  |  | No | Other |  | Will Inspect meter box at a later date | Unknown - Unlikely Lead |  |  |  | No | Other |  | Will Inspect meter box at a later date | Unknown | Don't Know | Don't Know |  | Building | Unknown | Unknown | No |  |  | Unknown
9159 | 918 E MAIN ST, HOBBS NM |  | No | No | Unknown - Unlikely Lead | Don't Know |  |  |  | No | Other |  | Will Inspect meter box at a later date | Unknown - Unlikely Lead |  |  |  | No | Other |  | Will Inspect meter box at a later date | Unknown | Don't Know | Don't Know |  | Building | Unknown | Unknown | No |  |  | Unknown |  | 32.6926052 | -103.1255517
5433 | 1112 N GRAYSON ST, HOBBS NM |  | No | No | Unknown - Unlikely Lead | Don't Know |  |  |  | No | Other |  | Will Inspect meter box at a later date | Unknown - Unlikely Lead |  |  |  | No | Other |  | Will Inspect meter box at a later date | Unknown | Don't Know | Don't Know |  | Building | Unknown | Unknown | No |  |  | Unknown
8050 | 1302 S LINAM ST, HOBBS NM |  | No | No | Unknown - Unlikely Lead | Don't Know |  |  |  | No | Other |  | Will Inspect meter box at a later date | Unknown - Unlikely Lead |  |  |  | No | Other |  | Will Inspect meter box at a later date | Unknown | Don't Know | Don't Know |  | Building | Unknown | Unknown | No |  |  | Unknown |  | 32.6873427 | -103.1384732
6794 | 1413 E HUMBLE ST, HOBBS NM |  | No | No | Unknown - Unlikely Lead | Don't Know |  |  |  | No | Other |  | Will Inspect meter box at a later date | Unknown - Unlikely Lead |  |  |  | No | Other |  | Will Inspect meter box at a later date | Unknown | Don't Know | Don't Know |  | Building | Unknown | Unknown | No |  |  | Unknown |  | 32.6931768 | -103.1191611
6118 | 726 S GIBBS ST, HOBBS NM |  | No | No | Unknown - Unlikely Lead | Don't Know |  |  |  | No | Other |  | Will Inspect meter box at a later date | Unknown - Unlikely Lead |  |  |  | No | Other |  | Will Inspect meter box at a later date | Unknown | Don't Know | Don't Know |  | Building | Unknown | Unknown | No |  |  | Unknown |  | 32.6938815 | -103.1713711
6085 | 1023 E GLORIETTA C 203, HOBBS NM |  | No | No | Non-Lead - Plastic | No | 2019 | 1 | Field inspection only with no records | Yes | Visual inspection at the meter pit | 05/26/2024 00:00:00 |  | Non-Lead - Plastic | 2019 | 1 | Installation date after lead ban | Yes | Visual inspection at the meter pit | 05/26/2024 00:00:00 |  | Non-Lead | No | No |  | Single Family Residence |  | No | No |  |  | Non-Lead |  | 32.7322508 | -103.1251818
8118 | 500 N LEECH ST, HOBBS NM |  | No | No | Non-Lead - Plastic | No |  | 1 | Field inspection only with no records | Yes | Visual inspection at the meter pit | 06/03/2024 00:00:00 |  | Non-Lead - Plastic |  | 1 | Field inspection only with no records | Yes | Visual inspection at the meter pit | 06/03/2024 00:00:00 |  | Non-Lead | No | No |  | Single Family Residence |  | No | No |  |  | Non-Lead |  | 32.7057165 | -103.1419589
6650 | 5114 W HARDTACK RD, HOBBS NM |  | No | No | Non-Lead - Plastic | No | 2015 | 3/4 | Field inspection only with no records | Yes | Visual inspection at the meter pit | 05/26/2024 00:00:00 |  | Non-Lead - Plastic | 2015 | 3/4 | Installation date after lead ban | Yes | Visual inspection at the meter pit | 05/26/2024 00:00:00 |  | Non-Lead | No | No |  | Single Family Residence |  | No | No |  |  | Non-Lead |  | 32.752111 | -103.20166
613 | 1718 E ALAMEDA ST, HOBBS NM |  | No | No | Unknown - Unlikely Lead | Don't Know |  |  |  | No | Other |  | Will Inspect meter box at a later date | Unknown - Unlikely Lead |  |  |  | No | Other |  | Will Inspect meter box at a later date | Unknown | Don't Know | Don't Know |  | Building | Unknown | Unknown | No |  |  | Unknown |  | 32.7027128 | -103.1155626
8815 | 308 S MORRIS ST, HOBBS NM |  | No | No | Unknown - Unlikely Lead | Don't Know |  |  |  | No | Other |  | Will Inspect meter box at a later date | Unknown - Unlikely Lead |  |  |  | No | Other |  | Will Inspect meter box at a later date | Unknown | Don't Know | Don't Know |  | Building | Unknown | Unknown | No |  |  | Unknown |  | 32.698563 | -103.1284
7039 | 4515 N HOMESTRETCH RD, HOBBS NM |  | No | No | Non-Lead - Plastic | No | 2019 | 1 | Installation date after lead ban | Yes | Visual inspection at the meter pit | 09/30/2024 00:00:00 |  | Non-Lead - Plastic | 2019 | 1 | Installation date after lead ban | Yes | Visual inspection at the meter pit | 09/30/2024 00:00:00 |  | Non-Lead | No | No |  | Single Family Residence | Unknown | No | No |  |  | Non-Lead |  | 32.750828 | -103.204362
8114 | 1008 N LEECH ST, HOBBS NM |  | No | No | Unknown - Unlikely Lead | Don't Know |  |  |  | No | Other |  | Will Inspect meter box at a later date | Unknown - Unlikely Lead |  |  |  | No | Other |  | Will Inspect meter box at a later date | Unknown | Don't Know | Don't Know |  | Building | Unknown | Unknown | No |  |  | Unknown |  | 32.710415 | -103.142088
8338 | 5100 N LOVINGTON HWY, HOBBS NM |  | No | No | Unknown - Unlikely Lead | Don't Know |  |  |  | No | Other |  | Will Inspect meter box at a later date | Unknown - Unlikely Lead |  |  |  | No | Other |  | Will Inspect meter box at a later date | Unknown | Don't Know | Don't Know |  | Building | Unknown | Unknown | No |  |  | Unknown |  | 32.757832 | -103.1755
7867 | 705 E LLANO DR, HOBBS NM |  | No | No | Unknown - Unlikely Lead | Don't Know |  |  |  | No | Other |  | Will Inspect meter box at a later date | Unknown - Unlikely Lead |  |  |  | No | Other |  | Will Inspect meter box at a later date | Unknown | Don't Know | Don't Know |  | Building | Unknown | Unknown | No |  |  | Unknown |  | 32.7143721 | -103.1287198
5255 | 504 S FOWLER ST #3, HOBBS NM |  | No | No | Unknown - Unlikely Lead | Don't Know |  |  |  | No | Other |  | Will Inspect meter box at a later date | Unknown - Unlikely Lead |  |  |  | No | Other |  | Will Inspect meter box at a later date | Unknown | Don't Know | Don't Know |  | Building | Unknown | Unknown | No |  |  | Unknown
6181 | 3120 N GRIMES ST, HOBBS NM |  | No | No | Unknown - Unlikely Lead | Don't Know |  |  |  | No | Other |  | Will Inspect meter box at a later date | Unknown - Unlikely Lead |  |  |  | No | Other |  | Will Inspect meter box at a later date | Unknown | Don't Know | Don't Know |  | Building | Unknown | Unknown | No |  |  | Unknown |  | 32.733718 | -103.144536
7366 | 1212 S JEFFERSON ST, HOBBS NM |  | No | No | Unknown - Unlikely Lead | Don't Know |  |  |  | No | Other |  | Will Inspect meter box at a later date | Unknown - Unlikely Lead |  |  |  | No | Other |  | Will Inspect meter box at a later date | Unknown | Don't Know | Don't Know |  | Building | Unknown | Unknown | No |  |  | Unknown |  | 32.6884705 | -103.1236598
818 | 1020 W BERRY DR, HOBBS NM |  | No | No | Unknown - Unlikely Lead | Don't Know |  |  |  | No | Other |  | Will Inspect meter box at a later date | Unknown - Unlikely Lead |  |  |  | No | Other |  | Will Inspect meter box at a later date | Unknown | Don't Know | Don't Know |  | Building | Unknown | Unknown | No |  |  | Unknown |  | 32.7142937 | -103.1486697
9734 | 4107 MESCALERO DR, HOBBS NM |  | No | No | Unknown - Unlikely Lead | Don't Know |  |  |  | No | Other |  | Will Inspect meter box at a later date | Unknown - Unlikely Lead |  |  |  | No | Other |  | Will Inspect meter box at a later date | Unknown | Don't Know | Don't Know |  | Building | Unknown | Unknown | No |  |  | Unknown |  | 32.7450147 | -103.1521341
7699 | 208 E LEA ST, HOBBS NM |  | No | No | Unknown - Unlikely Lead | Don't Know |  |  |  | No | Other |  | Will Inspect meter box at a later date | Unknown - Unlikely Lead |  |  |  | No | Other |  | Will Inspect meter box at a later date | Unknown | Don't Know | Don't Know |  | Building | Unknown | Unknown | No |  |  | Unknown |  | 32.7094187 | -103.1343282
5061 | 312 S ELM PL, HOBBS NM |  | No | No | Unknown - Unlikely Lead | Don't Know |  |  |  | No | Other |  | Will Inspect meter box at a later date | Unknown - Unlikely Lead |  |  |  | No | Other |  | Will Inspect meter box at a later date | Unknown | Don't Know | Don't Know |  | Building | Unknown | Unknown | No |  |  | Unknown
9209 | 1307 E MAIN ST, HOBBS NM |  | No | No | Unknown - Unlikely Lead | Don't Know |  |  |  | No | Other |  | Will Inspect meter box at a later date | Unknown - Unlikely Lead |  |  |  | No | Other |  | Will Inspect meter box at a later date | Unknown | Don't Know | Don't Know |  | Building | Unknown | Unknown | No |  |  | Unknown |  | 32.6921312 | -103.1209702
8239 | 4831 W LONGTAIL RD, HOBBS NM |  | No | No | Non-Lead - Plastic | No | 2020 | 1 | Field inspection only with no records | Yes | Visual inspection at the meter pit | 09/30/2024 00:00:00 |  | Non-Lead - Plastic | 2020 | 3/4 | Field inspection only with no records | Yes | Visual inspection at the meter pit | 09/30/2024 00:00:00 |  | Non-Lead | No | No |  | Single Family Residence | Unknown | No | No |  |  | Non-Lead |  | 32.750286 | -103.198757
5213 | 2214 N FOWLER ST, HOBBS NM |  | No | No | Unknown - Unlikely Lead | Don't Know |  |  |  | No | Other |  | Will Inspect meter box at a later date | Unknown - Unlikely Lead |  |  |  | No | Other |  | Will Inspect meter box at a later date | Unknown | Don't Know | Don't Know |  | Building | Unknown | Unknown | No |  |  | Unknown
8001 | 1002 N LINAM ST #1, HOBBS NM |  | No | No | Unknown - Unlikely Lead | Don't Know |  |  |  | No | Other |  | Will Inspect meter box at a later date | Unknown - Unlikely Lead |  |  |  | No | Other |  | Will Inspect meter box at a later date | Unknown | Don't Know | Don't Know |  | Building | Unknown | Unknown | No |  |  | Unknown
9743 | 2824 MARAVILLOSA DR, HOBBS NM |  | No | No | Unknown - Unlikely Lead | Don't Know |  |  |  | No | Other |  | Will Inspect meter box at a later date | Unknown - Unlikely Lead |  |  |  | No | Other |  | Will Inspect meter box at a later date | Unknown | Don't Know | Don't Know |  | Building | Unknown | Unknown | No |  |  | Unknown |  | 32.7318115 | -103.1172149
6926 | 2045 E HERITAGE LN, HOBBS NM |  | No | No | Non-Lead - Copper | No | 2007 | 3/4 | Field inspection only with no records | Yes | Visual inspection at the meter pit | 05/26/2024 00:00:00 |  | Non-Lead - Copper | 2007 | 3/4 | Installation date after lead ban | No | Visual inspection at the meter pit | 05/26/2024 00:00:00 |  | Non-Lead | No | No |  | Single Family Residence |  | No | No |  |  | Non-Lead |  | 32.7276228 | -103.1117412
6562 | 2432 N HOUSTON ST, HOBBS NM |  | No | No | Unknown - Unlikely Lead | Don't Know |  |  |  | No | Other |  | Will Inspect meter box at a later date | Unknown - Unlikely Lead |  |  |  | No | Other |  | Will Inspect meter box at a later date | Unknown | Don't Know | Don't Know |  | Building | Unknown | Unknown | No |  |  | Unknown |  | 32.7283258 | -103.1326879
8495 | 2617 W MARLAND ST, HOBBS NM |  | No | No | Unknown - Unlikely Lead | Don't Know |  |  |  | No | Other |  | Will Inspect meter box at a later date | Unknown - Unlikely Lead |  |  |  | No | Other |  | Will Inspect meter box at a later date | Unknown | Don't Know | Don't Know |  | Building | Unknown | Unknown | No |  |  | Unknown |  | 32.6961196 | -103.1668395
7524 | 501-D W KIOWA AVE, HOBBS NM |  | No | No | Unknown - Unlikely Lead | Don't Know |  |  |  | No | Other |  | Will Inspect meter box at a later date | Unknown - Unlikely Lead |  |  |  | No | Other |  | Will Inspect meter box at a later date | Unknown | Don't Know | Don't Know |  | Building | Unknown | Unknown | No |  |  | Unknown
8868 | 1214 E MIDWEST ST, HOBBS NM |  | No | No | Unknown - Unlikely Lead | Don't Know |  |  |  | No | Other |  | Will Inspect meter box at a later date | Unknown - Unlikely Lead |  |  |  | No | Other |  | Will Inspect meter box at a later date | Unknown | Don't Know | Don't Know |  | Building | Unknown | Unknown | No |  |  | Unknown |  | 32.691474 | -103.1218856
7392 | 1107 S JEFFERSON ST, HOBBS NM |  | No | No | Unknown - Unlikely Lead | Don't Know |  |  |  | No | Other |  | Will Inspect meter box at a later date | Unknown - Unlikely Lead |  |  |  | No | Other |  | Will Inspect meter box at a later date | Unknown | Don't Know | Don't Know |  | Building | Unknown | Unknown | No |  |  | Unknown |  | 32.6899119 | -103.1241397
4938 | 3923-A EL NIDO, HOBBS NM |  | No | No | Non-Lead - Plastic | No | 2015 | 1 | Field inspection only with no records | Yes | Visual inspection at the meter pit | 06/03/2024 00:00:00 |  | Non-Lead - Plastic | 2015 | 1 | Field inspection only with no records | Yes | Visual inspection at the meter pit | 06/03/2024 00:00:00 |  | Non-Lead | No | No |  | Single Family Residence |  | No | No |  |  | Non-Lead
6387 | 5109 W GREY GHOST RD, HOBBS NM |  | No | No | Non-Lead - Plastic | No | 2017 | 3/4 | Field inspection only with no records | Yes | Visual inspection at the meter pit | 05/26/2024 00:00:00 |  | Non-Lead - Plastic | 2017 | 3/4 | Installation date after lead ban | Yes | Visual inspection at the meter pit | 05/26/2024 00:00:00 |  | Non-Lead | No | No |  | Single Family Residence |  | No | No |  |  | Non-Lead |  | 32.74957 | -103.201495
9344 | 719 E MESA DR, HOBBS NM |  | No | No | Unknown - Unlikely Lead | Don't Know |  |  |  | No | Other |  | Will Inspect meter box at a later date | Unknown - Unlikely Lead |  |  |  | No | Other |  | Will Inspect meter box at a later date | Unknown | Don't Know | Don't Know |  | Building | Unknown | Unknown | No |  |  | Unknown |  | 32.7177713 | -103.1282633
612 | 1605 E ALAMEDA ST, HOBBS NM |  | No | No | Unknown - Unlikely Lead | Don't Know |  |  |  | No | Other |  | Will Inspect meter box at a later date | Unknown - Unlikely Lead |  |  |  | No | Other |  | Will Inspect meter box at a later date | Unknown | Don't Know | Don't Know |  | Building | Unknown | Unknown | No |  |  | Unknown |  | 32.7021797 | -103.1172329
7624 | 4824 W KING KELLY RD, HOBBS NM |  | No | No | Non-Lead - Plastic | No | 2021 | 1 | Field inspection only with no records | Yes | Visual inspection at the meter pit | 09/30/2024 00:00:00 |  | Non-Lead - Plastic | 2021 | 3/4 | Field inspection only with no records | Yes | Visual inspection at the meter pit | 09/30/2024 00:00:00 |  | Non-Lead | No | No |  | Single Family Residence |  | No | No |  |  | Non-Lead |  | 32.749264 | -103.198547
8323 | 5220 N LOVINGTON HWY, HOBBS NM |  | No | No | Unknown - Unlikely Lead | Don't Know |  |  |  | No | Other |  | Will Inspect meter box at a later date | Unknown - Unlikely Lead |  |  |  | No | Other |  | Will Inspect meter box at a later date | Unknown | Don't Know | Don't Know |  | Building | Unknown | Unknown | No |  |  | Unknown |  | 32.7591305 | -103.1783688
629 | 808 S ASHER RD, HOBBS NM |  | No | No | Unknown - Unlikely Lead | Don't Know |  |  |  | No | Other |  | Will Inspect meter box at a later date | Unknown - Unlikely Lead |  |  |  | No | Other |  | Will Inspect meter box at a later date | Unknown | Don't Know | Don't Know |  | Building | Unknown | Unknown | No |  |  | Unknown |  | 32.6934943 | -103.1725358
6533 | 3026 N HOUSTON ST, HOBBS NM |  | No | No | Unknown - Unlikely Lead | Don't Know |  |  |  | No | Other |  | Will Inspect meter box at a later date | Unknown - Unlikely Lead |  |  |  | No | Other |  | Will Inspect meter box at a later date | Unknown | Don't Know | Don't Know |  | Building | Unknown | Unknown | No |  |  | Unknown |  | 32.7337379 | -103.1317429
7508 | 1516 W KYLEIGH, HOBBS NM |  | No | No | Non-Lead - Plastic | No | 2008 | 1 | Installation date after lead ban | Yes | Visual inspection at the meter pit | 09/30/2024 00:00:00 |  | Non-Lead - Plastic | 2008 |  | Field inspection only with no records | Yes | Visual inspection at the meter pit | 09/30/2024 00:00:00 |  | Non-Lead | No | No |  | Single Family Residence | Unknown | No | No |  |  | Non-Lead |  | 32.7573016 | -103.1547095
8113 | 700 N LEECH ST, HOBBS NM |  | No | No | Unknown - Unlikely Lead | Don't Know |  |  |  | No | Other |  | Will Inspect meter box at a later date | Unknown - Unlikely Lead |  |  |  | No | Other |  | Will Inspect meter box at a later date | Unknown | Don't Know | Don't Know |  | Building | Unknown | Unknown | No |  |  | Unknown |  | 32.707372 | -103.1422014
8705 | 1000 N MARLAND BLVD #6, HOBBS NM |  | No | No | Non-Lead - Plastic | Don't Know | 2003 | 3/4 | Field inspection only with no records | Yes | Visual inspection at the meter pit | 08/26/2024 00:00:00 |  | Non-Lead - Plastic | 2003 | 3/4 | Field inspection only with no records | Yes | Visual inspection at the meter pit | 08/26/2024 00:00:00 |  | Non-Lead | No | Don't Know |  | Single Family Residence |  | No | No |  |  | Non-Lead
4847 | 1209 DESERT SAGE, HOBBS NM |  | No | No | Non-Lead - Plastic | No | 2005 | 3/4 | Field inspection only with no records | Yes | Visual inspection at the meter pit | 04/17/2024 00:00:00 |  | Non-Lead - Copper | 2005 | 3/4 | Field inspection only with no records | Yes | Visual inspection at the meter pit | 04/17/2024 00:00:00 |  | Non-Lead | No | No | Not Applicable | Single Family Residence | Unknown | No | No |  |  | Non-Lead
6732 | 1914 N HOMESTEAD DR, HOBBS NM |  | No | No | Non-Lead - Plastic | No | 2019 | 1 | Field inspection only with no records | Yes | Visual inspection at the meter pit | 09/02/2024 00:00:00 |  | Non-Lead - Plastic | 2019 | 1 | Installation date after lead ban | Yes | Visual inspection at the meter pit | 09/02/2024 00:00:00 |  | Non-Lead | No | No |  | Single Family Residence |  | No | No |  |  | Non-Lead |  | 32.721641 | -103.111685
8587 | 917 E MARLAND ST, HOBBS NM |  | No | No | Unknown - Unlikely Lead | Don't Know |  |  |  | No | Other |  | Will Inspect meter box at a later date | Unknown - Unlikely Lead |  |  |  | No | Other |  | Will Inspect meter box at a later date | Unknown | Don't Know | Don't Know |  | Building | Unknown | Unknown | No |  |  | Unknown |  | 32.6963498 | -103.1254863
5998 | 1307 N GULF ST, HOBBS NM |  | No | No | Unknown - Unlikely Lead | Don't Know |  |  |  | No | Other |  | Will Inspect meter box at a later date | Unknown - Unlikely Lead |  |  |  | No | Other |  | Will Inspect meter box at a later date | Unknown | Don't Know | Don't Know |  | Building | Unknown | Unknown | No |  |  | Unknown |  | 32.7139562 | -103.1531085
8708 | 1000 N MARLAND BLVD #9, HOBBS NM |  | No | No | Non-Lead - Plastic | Don't Know | 2003 | 3/4 | Field inspection only with no records | Yes | Visual inspection at the meter pit | 08/26/2024 00:00:00 |  | Non-Lead - Plastic | 2003 | 3/4 | Field inspection only with no records | Yes | Visual inspection at the meter pit | 08/26/2024 00:00:00 |  | Non-Lead | No | Don't Know |  | Single Family Residence |  | No | No |  |  | Non-Lead
9405 | 212 W MESA DR, HOBBS NM |  | No | No | Unknown - Unlikely Lead | Don't Know |  |  |  | No | Other |  | Will Inspect meter box at a later date | Unknown - Unlikely Lead |  |  |  | No | Other |  | Will Inspect meter box at a later date | Unknown | Don't Know | Don't Know |  | Building | Unknown | Unknown | No |  |  | Unknown |  | 32.7172928 | -103.1374761
9570 | 48 MIGHTY ATOM CIRCLE, HOBBS NM |  | No | No | Non-Lead - Plastic | No | 2020 | 1 | Field inspection only with no records | Yes | Visual inspection at the meter pit | 06/03/2024 00:00:00 |  | Non-Lead - Plastic | 2020 | 1 | Field inspection only with no records | Yes | Visual inspection at the meter pit | 06/03/2024 00:00:00 |  | Non-Lead | No | No |  | Single Family Residence |  | No | No |  |  | Non-Lead |  | 32.74701 | -103.199363
5800 | 1906 N GILA DR, HOBBS NM |  | No | No | Unknown - Unlikely Lead | Don't Know |  |  |  | No | Other |  | Will Inspect meter box at a later date | Unknown - Unlikely Lead |  |  |  | No | Other |  | Will Inspect meter box at a later date | Unknown | Don't Know | Don't Know |  | Building | Unknown | Unknown | No |  |  | Unknown
98 | 4 ACOMA CT, HOBBS NM |  | No | No | Unknown - Unlikely Lead | Don't Know |  |  |  | No | Other |  | Will Inspect meter box at a later date | Unknown - Unlikely Lead |  |  |  | No | Other |  | Will Inspect meter box at a later date | Unknown | Don't Know | Don't Know |  | Building | Unknown | Unknown | No |  |  | Unknown |  | 32.736491 | -103.140224
5382 | 1500 W FROG LEAP CT, HOBBS NM |  | No | No | Non-Lead - Plastic | No | 2019 | 1 | Installation date after lead ban | No | Other |  | Newer Construction, verified by GIS Mapping | Non-Lead - Plastic | 2008 | 1 | Installation date after lead ban | No | Other |  | Newer Construction, verified by GIS Mapping |  | No | No |  | Single Family Residence | Unknown | No | No |  |  | Non-Lead
6697 | 5302 W HARDTACK RD, HOBBS NM |  | No | No | Non-Lead - Plastic | No | 2015 | 3/4 | Field inspection only with no records | Yes | Visual inspection at the meter pit | 05/26/2024 00:00:00 |  | Non-Lead - Plastic | 2015 | 3/4 | Installation date after lead ban | Yes | Visual inspection at the meter pit | 05/26/2024 00:00:00 |  | Non-Lead | No | No |  | Single Family Residence |  | No | No |  |  | Non-Lead |  | 32.75211 | -103.203353
8097 | 6432 LILY POND RD, HOBBS NM |  | No | No | Non-Lead - Plastic | No | 2022 | 1 | Field inspection only with no records | Yes | Visual inspection at the meter pit | 07/23/2024 00:00:00 |  | Non-Lead - Plastic | 2022 | 1 | Field inspection only with no records | Yes | Visual inspection at the meter pit | 07/23/2024 00:00:00 |  | Non-Lead | No | No |  | Single Family Residence | Unknown | No | No |  |  | Non-Lead |  | 32.7728795 | -103.1563812
5679 | 908 W GOLD AVE, HOBBS NM |  | No | No | Unknown - Unlikely Lead | Don't Know |  |  |  | No | Other |  | Will Inspect meter box at a later date | Unknown - Unlikely Lead |  |  |  | No | Other |  | Will Inspect meter box at a later date | Unknown | Don't Know | Don't Know |  | Building | Unknown | Unknown | No |  |  | Unknown
9269 | 420 W MAIN ST, HOBBS NM |  | No | No | Unknown - Unlikely Lead | Don't Know |  |  |  | No | Other |  | Will Inspect meter box at a later date | Unknown - Unlikely Lead |  |  |  | No | Other |  | Will Inspect meter box at a later date | Unknown | Don't Know | Don't Know |  | Building | Unknown | Unknown | No |  |  | Unknown |  | 32.6924506 | -103.1402085
5635 | 108 W GOLD AVE, HOBBS NM |  | No | No | Unknown - Unlikely Lead | Don't Know |  |  |  | No | Other |  | Will Inspect meter box at a later date | Unknown - Unlikely Lead |  |  |  | No | Other |  | Will Inspect meter box at a later date | Unknown | Don't Know | Don't Know |  | Building | Unknown | Unknown | No |  |  | Unknown
7289 | 1015 N JEFFERSON ST, HOBBS NM |  | No | No | Unknown - Unlikely Lead | Don't Know |  |  |  | No | Other |  | Will Inspect meter box at a later date | Unknown - Unlikely Lead |  |  |  | No | Other |  | Will Inspect meter box at a later date | Unknown | Don't Know | Don't Know |  | Building | Unknown | Unknown | No |  |  | Unknown |  | 32.7103471 | -103.1237076
9145 | 2922 N MCKINLEY ST, HOBBS NM |  | No | No | Unknown - Unlikely Lead | Don't Know |  |  |  | No | Other |  | Will Inspect meter box at a later date | Unknown - Unlikely Lead |  |  |  | No | Other |  | Will Inspect meter box at a later date | Unknown | Don't Know | Don't Know |  | Building | Unknown | Unknown | No |  |  | Unknown |  | 32.732798 | -103.1337514
5234 | 3500 N FOWLER ST #13, HOBBS NM |  | No | No | Unknown - Unlikely Lead | Don't Know |  |  |  | No | Other |  | Will Inspect meter box at a later date | Unknown - Unlikely Lead |  |  |  | No | Other |  | Will Inspect meter box at a later date | Unknown | Don't Know | Don't Know |  | Building | Unknown | Unknown | No |  |  | Unknown
8191 | 6011 N LA MESA ST, HOBBS NM |  | No | No | Non-Lead - Plastic | No | Unknow | 1 | Field inspection only with no records | Yes | Visual inspection at the meter pit | 08/13/2024 00:00:00 |  | Non-Lead - Copper | 1983 | 3/4 | Field inspection only with no records | Yes | Visual inspection at the meter pit | 08/13/2024 00:00:00 |  | Non-Lead | No | No |  | Single Family Residence |  | No | No |  |  | Non-Lead |  | 32.7684729 | -103.1820819
6037 | 817 E GLORIETTA DR, HOBBS NM |  | No | No | Unknown - Unlikely Lead | Don't Know |  |  |  | No | Other |  | Will Inspect meter box at a later date | Unknown - Unlikely Lead |  |  |  | No | Other |  | Will Inspect meter box at a later date | Unknown | Don't Know | Don't Know |  | Building | Unknown | Unknown | No |  |  | Unknown |  | 32.732662 | -103.126856
8769 | 311 N MORRIS ST, HOBBS NM |  | No | No | Unknown - Unlikely Lead | Don't Know |  |  |  | No | Other |  | Will Inspect meter box at a later date | Unknown - Unlikely Lead |  |  |  | No | Other |  | Will Inspect meter box at a later date | Unknown | Don't Know | Don't Know |  | Building | Unknown | Unknown | No |  |  | Unknown |  | 32.7033875 | -103.1290336
9519 | 1736 MARQUIS LN, HOBBS NM |  | No | No | Unknown - Unlikely Lead | Don't Know |  |  |  | No | Other |  | Will Inspect meter box at a later date | Unknown - Unlikely Lead |  |  |  | No | Other |  | Will Inspect meter box at a later date | Unknown | Don't Know | Don't Know |  | Building | Unknown | Unknown | No |  |  | Unknown |  | 32.7400146 | -103.1580583
8332 | 3002 N LOVINGTON HWY, HOBBS NM |  | No | No | Unknown - Unlikely Lead | Don't Know |  |  |  | No | Other |  | Will Inspect meter box at a later date | Unknown - Unlikely Lead |  |  |  | No | Other |  | Will Inspect meter box at a later date | Unknown | Don't Know | Don't Know |  | Building | Unknown | Unknown | No |  |  | Unknown |  | 32.7334694 | -103.153059
8065 | 718 S LINAM ST, HOBBS NM |  | No | No | Unknown - Unlikely Lead | Don't Know |  |  |  | No | Other |  | Will Inspect meter box at a later date | Unknown - Unlikely Lead |  |  |  | No | Other |  | Will Inspect meter box at a later date | Unknown | Don't Know | Don't Know |  | Building | Unknown | Unknown | No |  |  | Unknown |  | 32.6938464 | -103.1384923
6646 | 5012 W HARDTACK RD, HOBBS NM |  | No | No | Non-Lead - Plastic | No | 2015 | 3/4 | Field inspection only with no records | Yes | Visual inspection at the meter pit | 05/26/2024 00:00:00 |  | Non-Lead - Plastic | 2015 | 3/4 | Installation date after lead ban | Yes | Visual inspection at the meter pit | 05/26/2024 00:00:00 |  | Non-Lead | No | No |  | Single Family Residence |  | No | No |  |  | Non-Lead |  | 32.752106 | -103.20036
7535 | 1313 W KIOWA AVE, HOBBS NM |  | No | No | Unknown - Unlikely Lead | Don't Know |  |  |  | No | Other |  | Will Inspect meter box at a later date | Unknown - Unlikely Lead |  |  |  | No | Other |  | Will Inspect meter box at a later date | Unknown | Don't Know | Don't Know |  | Building | Unknown | Unknown | No |  |  | Unknown |  | 32.736069 | -103.1511368
628 | 810 S ASHER RD, HOBBS NM |  | No | No | Unknown - Unlikely Lead | Don't Know |  |  |  | No | Other |  | Will Inspect meter box at a later date | Unknown - Unlikely Lead |  |  |  | No | Other |  | Will Inspect meter box at a later date | Unknown | Don't Know | Don't Know |  | Building | Unknown | Unknown | No |  |  | Unknown |  | 32.6933378 | -103.1724927
667 | 721 E ASPEN ST, HOBBS NM |  | No | No | Unknown - Unlikely Lead | Don't Know |  |  |  | No | Other |  | Will Inspect meter box at a later date | Unknown - Unlikely Lead |  |  |  | No | Other |  | Will Inspect meter box at a later date | Unknown | Don't Know | Don't Know |  | Building | Unknown | Unknown | No |  |  | Unknown |  | 32.7350694 | -103.129099
6623 | 1225 S HOUSTON ST, HOBBS NM |  | No | No | Unknown - Unlikely Lead | Don't Know |  |  |  | No | Other |  | Will Inspect meter box at a later date | Unknown - Unlikely Lead |  |  |  | No | Other |  | Will Inspect meter box at a later date | Unknown | Don't Know | Don't Know |  | Building | Unknown | Unknown | No |  |  | Unknown |  | 32.6868402 | -103.1315559
980 | 426 E BAJA DR, HOBBS NM |  | No | No | Unknown - Unlikely Lead | Don't Know |  |  |  | No | Other |  | Will Inspect meter box at a later date | Unknown - Unlikely Lead |  |  |  | No | Other |  | Will Inspect meter box at a later date | Unknown | Don't Know | Don't Know |  | Building | Unknown | Unknown | No |  |  | Unknown |  | 32.7199632 | -103.1317699
7864 | 1122 E LLANO DR, HOBBS NM |  | No | No | Unknown - Unlikely Lead | Don't Know |  |  |  | No | Other |  | Will Inspect meter box at a later date | Unknown - Unlikely Lead |  |  |  | No | Other |  | Will Inspect meter box at a later date | Unknown | Don't Know | Don't Know |  | Building | Unknown | Unknown | No |  |  | Unknown |  | 32.7145625 | -103.1222121
9018 | 1226 S MCKINLEY ST, HOBBS NM |  | No | No | Unknown - Unlikely Lead | Don't Know |  |  |  | No | Other |  | Will Inspect meter box at a later date | Unknown - Unlikely Lead |  |  |  | No | Other |  | Will Inspect meter box at a later date | Unknown | Don't Know | Don't Know |  | Building | Unknown | Unknown | No |  |  | Unknown |  | 32.6870393 | -103.1328649
965 | 125 W BAJA DR, HOBBS NM |  | No | No | Unknown - Unlikely Lead | Don't Know |  |  |  | No | Other |  | Will Inspect meter box at a later date | Unknown - Unlikely Lead |  |  |  | No | Other |  | Will Inspect meter box at a later date | Unknown | Don't Know | Don't Know |  | Building | Unknown | Unknown | No |  |  | Unknown |  | 32.7189535 | -103.1367771
9696 | 1100 E MICHIGAN DR, HOBBS NM |  | No | No | Unknown - Unlikely Lead | Don't Know |  |  |  | No | Other |  | Will Inspect meter box at a later date | Unknown - Unlikely Lead |  |  |  | No | Other |  | Will Inspect meter box at a later date | Unknown | Don't Know | Don't Know |  | Building | Unknown | Unknown | No |  |  | Unknown |  | 32.722755 | -103.1230606
9385 | 318 W MESA DR, HOBBS NM |  | No | No | Unknown - Unlikely Lead | Don't Know |  |  |  | No | Other |  | Will Inspect meter box at a later date | Unknown - Unlikely Lead |  |  |  | No | Other |  | Will Inspect meter box at a later date | Unknown | Don't Know | Don't Know |  | Building | Unknown | Unknown | No |  |  | Unknown |  | 32.7167796 | -103.138963
6233 | 4117 N GRIMES ST, HOBBS NM |  | No | No | Unknown - Unlikely Lead | Don't Know |  |  |  | No | Other |  | Will Inspect meter box at a later date | Unknown - Unlikely Lead |  |  |  | No | Other |  | Will Inspect meter box at a later date | Unknown | Don't Know | Don't Know |  | Building | Unknown | Unknown | No |  |  | Unknown |  | 32.7458846 | -103.1452335
566 | 109 S AVENUE A, HOBBS NM |  | No | No | Unknown - Unlikely Lead | Don't Know |  |  |  | No | Other |  | Will Inspect meter box at a later date | Unknown - Unlikely Lead |  |  |  | No | Other |  | Will Inspect meter box at a later date | Unknown | Don't Know | Don't Know |  | Building | Unknown | Unknown | No |  |  | Unknown
7163 | 1609 W JOE HARVEY BLVD, HOBBS NM |  | No | No | Unknown - Unlikely Lead | Don't Know |  |  |  | No | Other |  | Will Inspect meter box at a later date | Unknown - Unlikely Lead |  |  |  | No | Other |  | Will Inspect meter box at a later date | Unknown | Don't Know | Don't Know |  | Building | Unknown | Unknown | No |  |  | Unknown |  | 32.7405697 | -103.1563106
6932 | 2003 E HERITAGE LN, HOBBS NM |  | No | No | Non-Lead - Copper | No | 2007 | 3/4 | Field inspection only with no records | Yes | Visual inspection at the meter pit | 05/26/2024 00:00:00 |  | Non-Lead - Copper | 2007 | 3/4 | Installation date after lead ban | No | Visual inspection at the meter pit | 05/26/2024 00:00:00 |  | Non-Lead | No | No |  | Single Family Residence |  | No | No |  |  | Non-Lead |  | 32.7276916 | -103.1132191
7413 | 110 S JEFFERSON ST, HOBBS NM |  | No | No | Unknown - Unlikely Lead | Don't Know |  |  |  | No | Other |  | Will Inspect meter box at a later date | Unknown - Unlikely Lead |  |  |  | No | Other |  | Will Inspect meter box at a later date | Unknown | Don't Know | Don't Know |  | Building | Unknown | Unknown | No |  |  | Unknown |  | 32.7000845 | -103.124263
6246 | 1945 N GRIMES ST, HOBBS NM |  | No | No | Unknown - Unlikely Lead | Don't Know |  |  |  | No | Other |  | Will Inspect meter box at a later date | Unknown - Unlikely Lead |  |  |  | No | Other |  | Will Inspect meter box at a later date | Unknown | Don't Know | Don't Know |  | Building | Unknown | Unknown | No |  |  | Unknown |  | 32.7219985 | -103.1453379
9093 | 3012 N MCKINLEY ST, HOBBS NM |  | No | No | Unknown - Unlikely Lead | Don't Know |  |  |  | No | Other |  | Will Inspect meter box at a later date | Unknown - Unlikely Lead |  |  |  | No | Other |  | Will Inspect meter box at a later date | Unknown | Don't Know | Don't Know |  | Building | Unknown | Unknown | No |  |  | Unknown |  | 32.7335406 | -103.1336403
481 | 413 E ABO DR, HOBBS NM |  | No | No | Unknown - Unlikely Lead | Don't Know |  |  |  | No | Other |  | Will Inspect meter box at a later date | Unknown - Unlikely Lead |  |  |  | No | Other |  | Will Inspect meter box at a later date | Unknown | Don't Know | Don't Know |  | Building | Unknown | Unknown | No |  |  | Unknown
7270 | 210 N JEFFERSON ST, HOBBS NM |  | No | No | Unknown - Unlikely Lead | Don't Know |  |  |  | No | Other |  | Will Inspect meter box at a later date | Unknown - Unlikely Lead |  |  |  | No | Other |  | Will Inspect meter box at a later date | Unknown | Don't Know | Don't Know |  | Building | Unknown | Unknown | No |  |  | Unknown |  | 32.7024791 | -103.1236401
5492 | 1113 N GRAYSON ST, HOBBS NM |  | No | No | Unknown - Unlikely Lead | Don't Know |  |  |  | No | Other |  | Will Inspect meter box at a later date | Unknown - Unlikely Lead |  |  |  | No | Other |  | Will Inspect meter box at a later date | Unknown | Don't Know | Don't Know |  | Building | Unknown | Unknown | No |  |  | Unknown
7728 | 307 W LEA ST, HOBBS NM |  | No | No | Unknown - Unlikely Lead | Don't Know |  |  |  | No | Other |  | Will Inspect meter box at a later date | Unknown - Unlikely Lead |  |  |  | No | Other |  | Will Inspect meter box at a later date | Unknown | Don't Know | Don't Know |  | Building | Unknown | Unknown | No |  |  | Unknown |  | 32.7088788 | -103.1392758
6805 | 1301 E HUMBLE ST, HOBBS NM |  | No | No | Unknown - Unlikely Lead | Don't Know |  |  |  | No | Other |  | Will Inspect meter box at a later date | Unknown - Unlikely Lead |  |  |  | No | Other |  | Will Inspect meter box at a later date | Unknown | Don't Know | Don't Know |  | Building | Unknown | Unknown | No |  |  | Unknown |  | 32.6931865 | -103.1209949
695 | 713 E ASPEN ST, HOBBS NM |  | No | No | Unknown - Unlikely Lead | Don't Know |  |  |  | No | Other |  | Will Inspect meter box at a later date | Unknown - Unlikely Lead |  |  |  | No | Other |  | Will Inspect meter box at a later date | Unknown | Don't Know | Don't Know |  | Building | Unknown | Unknown | No |  |  | Unknown |  | 32.7351237 | -103.1293287
6307 | 507 N GRIMES ST, HOBBS NM |  | No | No | Unknown - Unlikely Lead | Don't Know |  |  |  | No | Other |  | Will Inspect meter box at a later date | Unknown - Unlikely Lead |  |  |  | No | Other |  | Will Inspect meter box at a later date | Unknown | Don't Know | Don't Know |  | Building | Unknown | Unknown | No |  |  | Unknown |  | 32.7054534 | -103.1448895
544 | 220 N AVENUE A, HOBBS NM |  | No | No | Unknown - Unlikely Lead | Don't Know |  |  |  | No | Other |  | Will Inspect meter box at a later date | Unknown - Unlikely Lead |  |  |  | No | Other |  | Will Inspect meter box at a later date | Unknown | Don't Know | Don't Know |  | Building | Unknown | Unknown | No |  |  | Unknown
8772 | 2913 N MORRIS DR, HOBBS NM |  | No | No | Unknown - Unlikely Lead | Don't Know |  |  |  | No | Other |  | Will Inspect meter box at a later date | Unknown - Unlikely Lead |  |  |  | No | Other |  | Will Inspect meter box at a later date | Unknown | Don't Know | Don't Know |  | Building | Unknown | Unknown | No |  |  | Unknown |  | 32.7323761 | -103.1295794
8541 | 2020-C W MARLAND ST, HOBBS NM |  | No | No | Unknown - Unlikely Lead | Don't Know |  |  |  | No | Other |  | Will Inspect meter box at a later date | Unknown - Unlikely Lead |  |  |  | No | Other |  | Will Inspect meter box at a later date | Unknown | Don't Know | Don't Know |  | Building | Unknown | Unknown | No |  |  | Unknown
5634 | 200 W GOLD AVE, HOBBS NM |  | No | No | Unknown - Unlikely Lead | Don't Know |  |  |  | No | Other |  | Will Inspect meter box at a later date | Unknown - Unlikely Lead |  |  |  | No | Other |  | Will Inspect meter box at a later date | Unknown | Don't Know | Don't Know |  | Building | Unknown | Unknown | No |  |  | Unknown
9058 | 717 S MCKINLEY ST, HOBBS NM |  | No | No | Unknown - Unlikely Lead | Don't Know |  |  |  | No | Other |  | Will Inspect meter box at a later date | Unknown - Unlikely Lead |  |  |  | No | Other |  | Will Inspect meter box at a later date | Unknown | Don't Know | Don't Know |  | Building | Unknown | Unknown | No |  |  | Unknown |  | 32.6937262 | -103.132768
9631 | 1017 W MACKENZIE DR, HOBBS NM |  | No | No | Unknown - Unlikely Lead | Don't Know |  |  |  | No | Other |  | Will Inspect meter box at a later date | Unknown - Unlikely Lead |  |  |  | No | Other |  | Will Inspect meter box at a later date | Unknown | Don't Know | Don't Know |  | Building | Unknown | Unknown | No |  |  | Unknown |  | 32.7131864 | -103.1485098
6430 | 1325 E HIGHLAND DR, HOBBS NM |  | No | No | Unknown - Unlikely Lead | Don't Know |  |  |  | No | Other |  | Will Inspect meter box at a later date | Unknown - Unlikely Lead |  |  |  | No | Other |  | Will Inspect meter box at a later date | Unknown | Don't Know | Don't Know |  | Building | Unknown | Unknown | No |  |  | Unknown |  | 32.7289356 | -103.1199278
8125 | 218 N LEECH ST, HOBBS NM |  | No | No | Unknown - Unlikely Lead | Don't Know |  |  |  | No | Other |  | Will Inspect meter box at a later date | Unknown - Unlikely Lead |  |  |  | No | Other |  | Will Inspect meter box at a later date | Unknown | Don't Know | Don't Know |  | Building | Unknown | Unknown | No |  |  | Unknown |  | 32.7027672 | -103.1422013
5487 | 1209 N GRAYSON ST, HOBBS NM |  | No | No | Unknown - Unlikely Lead | Don't Know |  |  |  | No | Other |  | Will Inspect meter box at a later date | Unknown - Unlikely Lead |  |  |  | No | Other |  | Will Inspect meter box at a later date | Unknown | Don't Know | Don't Know |  | Building | Unknown | Unknown | No |  |  | Unknown
9643 | 2310 N MULBERRY LN, HOBBS NM |  | No | No | Non-Lead - Plastic | No | 2020 | 1 | Field inspection only with no records | Yes | Visual inspection at the meter pit | 06/03/2024 00:00:00 |  | Non-Lead - Plastic | 2020 | 1 | Field inspection only with no records | Yes | Visual inspection at the meter pit | 06/03/2024 00:00:00 |  | Non-Lead | No | No |  | Single Family Residence |  | No | No |  |  | Non-Lead |  | 32.7263544 | -103.1107028
7772 | 508 W LEA ST, HOBBS NM |  | No | No | Unknown - Unlikely Lead | Don't Know |  |  |  | No | Other |  | Will Inspect meter box at a later date | Unknown - Unlikely Lead |  |  |  | No | Other |  | Will Inspect meter box at a later date | Unknown | Don't Know | Don't Know |  | Building | Unknown | Unknown | No |  |  | Unknown |  | 32.7094113 | -103.1413934
8831 | 1117 S MORRIS ST, HOBBS NM |  | No | No | Unknown - Unlikely Lead | Don't Know |  |  |  | No | Other |  | Will Inspect meter box at a later date | Unknown - Unlikely Lead |  |  |  | No | Other |  | Will Inspect meter box at a later date | Unknown | Don't Know | Don't Know |  | Building | Unknown | Unknown | No |  |  | Unknown |  | 32.6895523 | -103.1289831
7299 | 2221 N JEFFERSON ST, HOBBS NM |  | No | No | Unknown - Unlikely Lead | Don't Know |  |  |  | No | Other |  | Will Inspect meter box at a later date | Unknown - Unlikely Lead |  |  |  | No | Other |  | Will Inspect meter box at a later date | Unknown | Don't Know | Don't Know |  | Building | Unknown | Unknown | No |  |  | Unknown |  | 32.724789 | -103.123341
5075 | 200 E EAGLE DR, HOBBS NM |  | No | No | Unknown - Unlikely Lead | Don't Know |  |  |  | No | Other |  | Will Inspect meter box at a later date | Unknown - Unlikely Lead |  |  |  | No | Other |  | Will Inspect meter box at a later date | Unknown | Don't Know | Don't Know |  | Building | Unknown | Unknown | No |  |  | Unknown
4981 | 1519 EL CENTRO, HOBBS NM |  | No | No | Non-Lead - Plastic | No | 2015 | 1 | Field inspection only with no records | Yes | Visual inspection at the meter pit | 06/03/2024 00:00:00 |  | Non-Lead - Plastic | 2015 | 1 | Field inspection only with no records | Yes | Visual inspection at the meter pit | 06/03/2024 00:00:00 |  | Non-Lead | No | No |  | Single Family Residence |  | No | No |  |  | Non-Lead
864 | 1409 W BERRY DR, HOBBS NM |  | No | No | Non-Lead - Plastic | No | 1960 | 3/4 | Field inspection only with no records | Yes | Visual inspection at the meter pit | 04/23/2024 00:00:00 |  | Non-Lead - Plastic | 2017 | 3/4 | Installation date after lead ban | Yes | Visual inspection at the meter pit | 04/23/2024 00:00:00 |  | Non-Lead | No | No |  | Single Family Residence |  | Unknown | No |  |  | Non-Lead |  | 32.7147115 | -103.1532547
5773 | 1307 N GILA DR, HOBBS NM |  | No | No | Unknown - Unlikely Lead | Don't Know |  |  |  | No | Other |  | Will Inspect meter box at a later date | Unknown - Unlikely Lead |  |  |  | No | Other |  | Will Inspect meter box at a later date | Unknown | Don't Know | Don't Know |  | Building | Unknown | Unknown | No |  |  | Unknown
9095 | 2001 N MCKINLEY ST, HOBBS NM |  | No | No | Unknown - Unlikely Lead | Don't Know |  |  |  | No | Other |  | Will Inspect meter box at a later date | Unknown - Unlikely Lead |  |  |  | No | Other |  | Will Inspect meter box at a later date | Unknown | Don't Know | Don't Know |  | Building | Unknown | Unknown | No |  |  | Unknown |  | 32.7222065 | -103.1356084
6026 | 1023 E GLORIETTA F 201, HOBBS NM |  | No | No | Non-Lead - Plastic | No | 2019 | 1 | Field inspection only with no records | Yes | Visual inspection at the meter pit | 05/26/2024 00:00:00 |  | Non-Lead - Plastic | 2019 | 1 | Installation date after lead ban | Yes | Visual inspection at the meter pit | 05/26/2024 00:00:00 |  | Non-Lead | No | No |  | Single Family Residence |  | No | No |  |  | Non-Lead |  | 32.7322508 | -103.1251818
6218 | 3327 N GRIMES ST, HOBBS NM |  | No | No | Unknown - Unlikely Lead | Don't Know |  |  |  | No | Other |  | Will Inspect meter box at a later date | Unknown - Unlikely Lead |  |  |  | No | Other |  | Will Inspect meter box at a later date | Unknown | Don't Know | Don't Know |  | Building | Unknown | Unknown | No |  |  | Unknown |  | 32.7370154 | -103.1453116
5646 | 400 W GOLD AVE, HOBBS NM |  | No | No | Unknown - Unlikely Lead | Don't Know |  |  |  | No | Other |  | Will Inspect meter box at a later date | Unknown - Unlikely Lead |  |  |  | No | Other |  | Will Inspect meter box at a later date | Unknown | Don't Know | Don't Know |  | Building | Unknown | Unknown | No |  |  | Unknown
652 | 622 E ASPEN ST, HOBBS NM |  | No | No | Unknown - Unlikely Lead | Don't Know |  |  |  | No | Other |  | Will Inspect meter box at a later date | Unknown - Unlikely Lead |  |  |  | No | Other |  | Will Inspect meter box at a later date | Unknown | Don't Know | Don't Know |  | Building | Unknown | Unknown | No |  |  | Unknown |  | 32.7356622 | -103.1304348
7179 | 5002 W JACK GOMEZ BLVD, HOBBS NM |  | No | No | Unknown - Unlikely Lead | Don't Know |  |  |  | No | Other |  | Will Inspect meter box at a later date | Unknown - Unlikely Lead |  |  |  | No | Other |  | Will Inspect meter box at a later date | Unknown | Don't Know | Don't Know |  | Building | Unknown | Unknown | No |  |  | Unknown |  | 32.7751206 | -103.2008749
9727 | 920 E MICHIGAN DR, HOBBS NM |  | No | No | Unknown - Unlikely Lead | Don't Know |  |  |  | No | Other |  | Will Inspect meter box at a later date | Unknown - Unlikely Lead |  |  |  | No | Other |  | Will Inspect meter box at a later date | Unknown | Don't Know | Don't Know |  | Building | Unknown | Unknown | No |  |  | Unknown |  | 32.722496 | -103.125443
5152 | 1808 N FOWLER ST, HOBBS NM |  | No | No | Non-Lead - Copper | No | 1959 | 3/4 | Field inspection only with no records | Yes | Visual inspection at the meter pit | 04/23/2024 00:00:00 |  | Non-Lead - Plastic | 2018 | 3/4 | Installation date after lead ban | Yes | Visual inspection at the meter pit | 04/23/2024 00:00:00 |  | Non-Lead | No | No |  | Single Family Residence |  | Unknown | No |  |  | Non-Lead
9407 | 102 W MESA DR, HOBBS NM |  | No | No | Unknown - Unlikely Lead | Don't Know |  |  |  | No | Other |  | Will Inspect meter box at a later date | Unknown - Unlikely Lead |  |  |  | No | Other |  | Will Inspect meter box at a later date | Unknown | Don't Know | Don't Know |  | Building | Unknown | Unknown | No |  |  | Unknown |  | 32.7176489 | -103.1358201
9044 | 1229 S MCKINLEY ST, HOBBS NM |  | No | No | Unknown - Unlikely Lead | Don't Know |  |  |  | No | Other |  | Will Inspect meter box at a later date | Unknown - Unlikely Lead |  |  |  | No | Other |  | Will Inspect meter box at a later date | Unknown | Don't Know | Don't Know |  | Building | Unknown | Unknown | No |  |  | Unknown |  | 32.6867589 | -103.1333761
9800 | 3549 N NORTHWEST DR, HOBBS NM |  | No | No | Unknown - Unlikely Lead | Don't Know |  |  |  | No | Other |  | Will Inspect meter box at a later date | Unknown - Unlikely Lead |  |  |  | No | Other |  | Will Inspect meter box at a later date | Unknown | Don't Know | Don't Know |  | Building | Unknown | Unknown | No |  |  | Unknown |  | 32.7389033 | -103.1576388
5686 | 1007 W GOLD AVE, HOBBS NM |  | No | No | Unknown - Unlikely Lead | Don't Know |  |  |  | No | Other |  | Will Inspect meter box at a later date | Unknown - Unlikely Lead |  |  |  | No | Other |  | Will Inspect meter box at a later date | Unknown | Don't Know | Don't Know |  | Building | Unknown | Unknown | No |  |  | Unknown
6872 | 319 W HUMBLE ST, HOBBS NM |  | No | No | Unknown - Unlikely Lead | Don't Know |  |  |  | No | Other |  | Will Inspect meter box at a later date | Unknown - Unlikely Lead |  |  |  | No | Other |  | Will Inspect meter box at a later date | Unknown | Don't Know | Don't Know |  | Building | Unknown | Unknown | No |  |  | Unknown |  | 32.6932089 | -103.1397552
6192 | 3410 N GRIMES ST, HOBBS NM |  | No | No | Unknown - Unlikely Lead | Don't Know |  |  |  | No | Other |  | Will Inspect meter box at a later date | Unknown - Unlikely Lead |  |  |  | No | Other |  | Will Inspect meter box at a later date | Unknown | Don't Know | Don't Know |  | Building | Unknown | Unknown | No |  |  | Unknown |  | 32.7372356 | -103.1444853
8963 | 111 W MIDWEST ST, HOBBS NM |  | No | No | Unknown - Unlikely Lead | Don't Know |  |  |  | No | Other |  | Will Inspect meter box at a later date | Unknown - Unlikely Lead |  |  |  | No | Other |  | Will Inspect meter box at a later date | Unknown | Don't Know | Don't Know |  | Building | Unknown | Unknown | No |  |  | Unknown |  | 32.691041 | -103.1368166
6031 | 1023 E GLORIETTA A 202, HOBBS NM |  | No | No | Non-Lead - Plastic | No | 2019 | 1 | Field inspection only with no records | Yes | Visual inspection at the meter pit | 05/26/2024 00:00:00 |  | Non-Lead - Plastic | 2019 | 1 | Installation date after lead ban | Yes | Visual inspection at the meter pit | 05/26/2024 00:00:00 |  | Non-Lead | No | No |  | Single Family Residence |  | No | No |  |  | Non-Lead |  | 32.7322508 | -103.1251818
6028 | 1023 E GLORIETTA B 105, HOBBS NM |  | No | No | Non-Lead - Plastic | No | 2019 | 1 | Field inspection only with no records | Yes | Visual inspection at the meter pit | 05/26/2024 00:00:00 |  | Non-Lead - Plastic | 2019 | 1 | Installation date after lead ban | Yes | Visual inspection at the meter pit | 05/26/2024 00:00:00 |  | Non-Lead | No | No |  | Single Family Residence |  | No | No |  |  | Non-Lead |  | 32.7322508 | -103.1251818
7650 | 2239 N KINGSLEY DR, HOBBS NM |  | No | No | Unknown - Unlikely Lead | Don't Know |  |  |  | No | Other |  | Will Inspect meter box at a later date | Unknown - Unlikely Lead |  |  |  | No | Other |  | Will Inspect meter box at a later date | Unknown | Don't Know | Don't Know |  | Building | Unknown | Unknown | No |  |  | Unknown |  | 32.7254184 | -103.1421959
668 | 734 E ASPEN ST, HOBBS NM |  | No | No | Unknown - Unlikely Lead | Don't Know |  |  |  | No | Other |  | Will Inspect meter box at a later date | Unknown - Unlikely Lead |  |  |  | No | Other |  | Will Inspect meter box at a later date | Unknown | Don't Know | Don't Know |  | Building | Unknown | Unknown | No |  |  | Unknown |  | 32.7354192 | -103.1286101
4998 | 317 N EASTERN ST, HOBBS NM |  | No | No | Unknown - Unlikely Lead | Don't Know |  |  |  | No | Other |  | Will Inspect meter box at a later date | Unknown - Unlikely Lead |  |  |  | No | Other |  | Will Inspect meter box at a later date | Unknown | Don't Know | Don't Know |  | Building | Unknown | Unknown | No |  |  | Unknown
8990 | 3507 W MIDWEST ST, HOBBS NM |  | No | No | Unknown - Unlikely Lead | Don't Know |  |  |  | No | Other |  | Will Inspect meter box at a later date | Unknown - Unlikely Lead |  |  |  | No | Other |  | Will Inspect meter box at a later date | Unknown | Don't Know | Don't Know |  | Building | Unknown | Unknown | No |  |  | Unknown |  | 32.690818 | -103.1779151
6450 | 927 E HIGHLAND DR, HOBBS NM |  | No | No | Unknown - Unlikely Lead | Don't Know |  |  |  | No | Other |  | Will Inspect meter box at a later date | Unknown - Unlikely Lead |  |  |  | No | Other |  | Will Inspect meter box at a later date | Unknown | Don't Know | Don't Know |  | Building | Unknown | Unknown | No |  |  | Unknown |  | 32.7292776 | -103.1249967
9293 | 917 W MESA VERDE DR, HOBBS NM |  | No | No | Unknown - Unlikely Lead | Don't Know |  |  |  | No | Other |  | Will Inspect meter box at a later date | Unknown - Unlikely Lead |  |  |  | No | Other |  | Will Inspect meter box at a later date | Unknown | Don't Know | Don't Know |  | Building | Unknown | Unknown | No |  |  | Unknown |  | 32.7457104 | -103.1467264
5899 | 906 E GYPSY ST, HOBBS NM |  | No | No | Unknown - Unlikely Lead | Don't Know |  |  |  | No | Other |  | Will Inspect meter box at a later date | Unknown - Unlikely Lead |  |  |  | No | Other |  | Will Inspect meter box at a later date | Unknown | Don't Know | Don't Know |  | Building | Unknown | Unknown | No |  |  | Unknown
7878 | 828 E LLANO DR, HOBBS NM |  | No | No | Unknown - Unlikely Lead | Don't Know |  |  |  | No | Other |  | Will Inspect meter box at a later date | Unknown - Unlikely Lead |  |  |  | No | Other |  | Will Inspect meter box at a later date | Unknown | Don't Know | Don't Know |  | Building | Unknown | Unknown | No |  |  | Unknown |  | 32.7145686 | -103.1262384
8497 | 2350 W MARLAND BLVD, HOBBS NM |  | No | No | Unknown - Unlikely Lead | Don't Know |  |  |  | No | Other |  | Will Inspect meter box at a later date | Unknown - Unlikely Lead |  |  |  | No | Other |  | Will Inspect meter box at a later date | Unknown | Don't Know | Don't Know |  | Building | Unknown | Unknown | No |  |  | Unknown |  | 32.6972604 | -103.1644418
7394 | 426 S JEFFERSON ST, HOBBS NM |  | No | No | Unknown - Unlikely Lead | Don't Know |  |  |  | No | Other |  | Will Inspect meter box at a later date | Unknown - Unlikely Lead |  |  |  | No | Other |  | Will Inspect meter box at a later date | Unknown | Don't Know | Don't Know |  | Building | Unknown | Unknown | No |  |  | Unknown |  | 32.6970099 | -103.123688
9038 | 708 S MCKINLEY ST, HOBBS NM |  | No | No | Unknown - Unlikely Lead | Don't Know |  |  |  | No | Other |  | Will Inspect meter box at a later date | Unknown - Unlikely Lead |  |  |  | No | Other |  | Will Inspect meter box at a later date | Unknown | Don't Know | Don't Know |  | Building | Unknown | Unknown | No |  |  | Unknown |  | 32.6940139 | -103.1322455
689 | 601 E ASPEN ST, HOBBS NM |  | No | No | Unknown - Unlikely Lead | Don't Know |  |  |  | No | Other |  | Will Inspect meter box at a later date | Unknown - Unlikely Lead |  |  |  | No | Other |  | Will Inspect meter box at a later date | Unknown | Don't Know | Don't Know |  | Building | Unknown | Unknown | No |  |  | Unknown |  | 32.7352276 | -103.1310948
8415 | 3503 LIVE OAK ST, HOBBS NM |  | No | No | Non-Lead - Plastic | No | 2015 | 1 | Field inspection only with no records | Yes | Visual inspection at the meter pit | 07/23/2024 00:00:00 |  | Non-Lead - Plastic | 2015 | 1 | Field inspection only with no records | Yes | Visual inspection at the meter pit | 07/23/2024 00:00:00 |  | Non-Lead | No | No |  | Single Family Residence | Unknown | No | No |  |  | Non-Lead |  | 32.7711025 | -103.1811604
6474 | 1801 E HIGHLAND DR, HOBBS NM |  | No | No | Unknown - Unlikely Lead | Don't Know |  |  |  | No | Other |  | Will Inspect meter box at a later date | Unknown - Unlikely Lead |  |  |  | No | Other |  | Will Inspect meter box at a later date | Unknown | Don't Know | Don't Know |  | Building | Unknown | Unknown | No |  |  | Unknown |  | 32.7294513 | -103.1152454
6576 | 711 S HOUSTON ST, HOBBS NM |  | No | No | Unknown - Unlikely Lead | Don't Know |  |  |  | No | Other |  | Will Inspect meter box at a later date | Unknown - Unlikely Lead |  |  |  | No | Other |  | Will Inspect meter box at a later date | Unknown | Don't Know | Don't Know |  | Building | Unknown | Unknown | No |  |  | Unknown |  | 32.6941294 | -103.1314596
6400 | 2721 N GREGORY ST, HOBBS NM |  | No | No | Unknown - Unlikely Lead | Don't Know |  |  |  | No | Other |  | Will Inspect meter box at a later date | Unknown - Unlikely Lead |  |  |  | No | Other |  | Will Inspect meter box at a later date | Unknown | Don't Know | Don't Know |  | Building | Unknown | Unknown | No |  |  | Unknown |  | 32.731207 | -103.1262043
7858 | 1427 E LLANO DR, HOBBS NM |  | No | No | Unknown - Unlikely Lead | Don't Know |  |  |  | No | Other |  | Will Inspect meter box at a later date | Unknown - Unlikely Lead |  |  |  | No | Other |  | Will Inspect meter box at a later date | Unknown | Don't Know | Don't Know |  | Building | Unknown | Unknown | No |  |  | Unknown |  | 32.713985 | -103.1186241
5880 | 905 E GYPSY ST, HOBBS NM |  | No | No | Unknown - Unlikely Lead | Don't Know |  |  |  | No | Other |  | Will Inspect meter box at a later date | Unknown - Unlikely Lead |  |  |  | No | Other |  | Will Inspect meter box at a later date | Unknown | Don't Know | Don't Know |  | Building | Unknown | Unknown | No |  |  | Unknown
8103 | 906 N LEECH ST, HOBBS NM |  | No | No | Unknown - Unlikely Lead | Don't Know |  |  |  | No | Other |  | Will Inspect meter box at a later date | Unknown - Unlikely Lead |  |  |  | No | Other |  | Will Inspect meter box at a later date | Unknown | Don't Know | Don't Know |  | Building | Unknown | Unknown | No |  |  | Unknown |  | 32.7097538 | -103.1422204
8549 | 2630 W MARLAND BLVD, HOBBS NM |  | No | No | Unknown - Unlikely Lead | Don't Know |  |  |  | No | Other |  | Will Inspect meter box at a later date | Unknown - Unlikely Lead |  |  |  | No | Other |  | Will Inspect meter box at a later date | Unknown | Don't Know | Don't Know |  | Building | Unknown | Unknown | No |  |  | Unknown |  | 32.697118 | -103.1698154
5002 | 107 S EASTERN ST, HOBBS NM |  | No | No | Unknown - Unlikely Lead | Don't Know |  |  |  | No | Other |  | Will Inspect meter box at a later date | Unknown - Unlikely Lead |  |  |  | No | Other |  | Will Inspect meter box at a later date | Unknown | Don't Know | Don't Know |  | Building | Unknown | Unknown | No |  |  | Unknown
9553 | 4411 N MEADOWBROOK DR, HOBBS NM |  | No | No | Unknown - Unlikely Lead | Don't Know |  |  |  | No | Other |  | Will Inspect meter box at a later date | Unknown - Unlikely Lead |  |  |  | No | Other |  | Will Inspect meter box at a later date | Unknown | Don't Know | Don't Know |  | Building | Unknown | Unknown | No |  |  | Unknown |  | 32.749112 | -103.16353
6042 | 1023 E GLORIETTA F 104, HOBBS NM |  | No | No | Non-Lead - Plastic | No | 2019 | 1 | Field inspection only with no records | Yes | Visual inspection at the meter pit | 05/26/2024 00:00:00 |  | Non-Lead - Plastic | 2019 | 1 | Installation date after lead ban | Yes | Visual inspection at the meter pit | 05/26/2024 00:00:00 |  | Non-Lead | No | No |  | Single Family Residence |  | No | No |  |  | Non-Lead |  | 32.7322508 | -103.1251818
9780 | 2804 N NORTHWEST DR, HOBBS NM |  | No | No | Unknown - Unlikely Lead | Don't Know |  |  |  | No | Other |  | Will Inspect meter box at a later date | Unknown - Unlikely Lead |  |  |  | No | Other |  | Will Inspect meter box at a later date | Unknown | Don't Know | Don't Know |  | Building | Unknown | Unknown | No |  |  | Unknown |  | 32.7308323 | -103.1491049
581 | 2113 E ALAMEDA ST, HOBBS NM |  | No | No | Unknown - Unlikely Lead | Don't Know |  |  |  | No | Other |  | Will Inspect meter box at a later date | Unknown - Unlikely Lead |  |  |  | No | Other |  | Will Inspect meter box at a later date | Unknown | Don't Know | Don't Know |  | Building | Unknown | Unknown | No |  |  | Unknown
4962 | 1115 S EDWARDS ST, HOBBS NM |  | No | No | Unknown - Unlikely Lead | Don't Know |  |  |  | No | Other |  | Will Inspect meter box at a later date | Unknown - Unlikely Lead |  |  |  | No | Other |  | Will Inspect meter box at a later date | Unknown | Don't Know | Don't Know |  | Building | Unknown | Unknown | No |  |  | Unknown
4839 | 1001 DESERT SAGE RD, HOBBS NM |  | No | No | Non-Lead - Plastic | No | 2005 | 3/4 | Field inspection only with no records | Yes | Visual inspection at the meter pit | 04/17/2024 00:00:00 |  | Non-Lead - Copper | 2005 | 3/4 | Field inspection only with no records | Yes | Visual inspection at the meter pit | 04/17/2024 00:00:00 |  | Non-Lead | No | No | Not Applicable | Single Family Residence | Unknown | No | No |  |  | Non-Lead
8940 | 216 1/2 W MIDWEST ST, HOBBS NM |  | No | No | Unknown - Unlikely Lead | Don't Know |  |  |  | No | Other |  | Will Inspect meter box at a later date | Unknown - Unlikely Lead |  |  |  | No | Other |  | Will Inspect meter box at a later date | Unknown | Don't Know | Don't Know |  | Building | Unknown | Unknown | No |  |  | Unknown
6135 | 801 N GRIMES ST, HOBBS NM |  | No | No | Unknown - Unlikely Lead | Don't Know |  |  |  | No | Other |  | Will Inspect meter box at a later date | Unknown - Unlikely Lead |  |  |  | No | Other |  | Will Inspect meter box at a later date | Unknown | Don't Know | Don't Know |  | Building | Unknown | Unknown | No |  |  | Unknown |  | 32.708167 | -103.1452044
5284 | 2817 N FLAMINGO DR, HOBBS NM |  | No | No | Unknown - Unlikely Lead | Don't Know |  |  |  | No | Other |  | Will Inspect meter box at a later date | Unknown - Unlikely Lead |  |  |  | No | Other |  | Will Inspect meter box at a later date | Unknown | Don't Know | Don't Know |  | Building | Unknown | Unknown | No |  |  | Unknown
862 | 909 W BERRY DR, HOBBS NM |  | No | No | Unknown - Unlikely Lead | Don't Know |  |  |  | No | Other |  | Will Inspect meter box at a later date | Unknown - Unlikely Lead |  |  |  | No | Other |  | Will Inspect meter box at a later date | Unknown | Don't Know | Don't Know |  | Building | Unknown | Unknown | No |  |  | Unknown |  | 32.7139657 | -103.1464912
599 | 1611 E ALAMEDA ST, HOBBS NM |  | No | No | Unknown - Unlikely Lead | Don't Know |  |  |  | No | Other |  | Will Inspect meter box at a later date | Unknown - Unlikely Lead |  |  |  | No | Other |  | Will Inspect meter box at a later date | Unknown | Don't Know | Don't Know |  | Building | Unknown | Unknown | No |  |  | Unknown |  | 32.7023314 | -103.1167291
9598 | 1112 W MACKENZIE DR, HOBBS NM |  | No | No | Unknown - Unlikely Lead | Don't Know |  |  |  | No | Other |  | Will Inspect meter box at a later date | Unknown - Unlikely Lead |  |  |  | No | Other |  | Will Inspect meter box at a later date | Unknown | Don't Know | Don't Know |  | Building | Unknown | Unknown | No |  |  | Unknown |  | 32.7135568 | -103.1497495
8958 | 316 W MIDWEST ST, HOBBS NM |  | No | No | Unknown - Unlikely Lead | Don't Know |  |  |  | No | Other |  | Will Inspect meter box at a later date | Unknown - Unlikely Lead |  |  |  | No | Other |  | Will Inspect meter box at a later date | Unknown | Don't Know | Don't Know |  | Building | Unknown | Unknown | No |  |  | Unknown |  | 32.6915676 | -103.1395832
7058 | 1120 W IRON AVE, HOBBS NM |  | No | No | Unknown - Unlikely Lead | Don't Know |  |  |  | No | Other |  | Will Inspect meter box at a later date | Unknown - Unlikely Lead |  |  |  | No | Other |  | Will Inspect meter box at a later date | Unknown | Don't Know | Don't Know |  | Building | Unknown | Unknown | No |  |  | Unknown |  | 32.7317563 | -103.1490537
5332 | 21 FAIRMONT CT, HOBBS NM |  | No | No | Unknown - Unlikely Lead | Don't Know |  |  |  | No | Other |  | Will Inspect meter box at a later date | Unknown - Unlikely Lead |  |  |  | No | Other |  | Will Inspect meter box at a later date | Unknown | Don't Know | Don't Know |  | Building | Unknown | Unknown | No |  |  | Unknown
7766 | 1101 W LEA ST, HOBBS NM |  | No | No | Unknown - Unlikely Lead | Don't Know |  |  |  | No | Other |  | Will Inspect meter box at a later date | Unknown - Unlikely Lead |  |  |  | No | Other |  | Will Inspect meter box at a later date | Unknown | Don't Know | Don't Know |  | Building | Unknown | Unknown | No |  |  | Unknown |  | 32.7090879 | -103.1484922
9725 | 801 E MICHIGAN DR, HOBBS NM |  | No | No | Unknown - Unlikely Lead | Don't Know |  |  |  | No | Other |  | Will Inspect meter box at a later date | Unknown - Unlikely Lead |  |  |  | No | Other |  | Will Inspect meter box at a later date | Unknown | Don't Know | Don't Know |  | Building | Unknown | Unknown | No |  |  | Unknown |  | 32.721958 | -103.126686
6964 | 1424 W HOOT OWL CT, HOBBS NM |  | No | No | Non-Lead - Plastic | No | 2021 | 1 | Installation date after lead ban | No | Other |  | GIS verfied because of being built after ban | Non-Lead - Plastic | 2021 | 1 | Installation date after lead ban | No | Other |  | Newer Construction, verified by GIS Mapping |  | No | No |  | Single Family Residence | Unknown | No | No |  |  | Non-Lead |  | 32.7714803 | -103.1540528
6378 | 4819 W GREY GHOST RD, HOBBS NM |  | No | No | Non-Lead - Plastic | No | 2017 | 3/4 | Field inspection only with no records | Yes | Visual inspection at the meter pit | 05/26/2024 00:00:00 |  | Non-Lead - Plastic | 2017 | 3/4 | Installation date after lead ban | Yes | Visual inspection at the meter pit | 05/26/2024 00:00:00 |  | Non-Lead | No | No |  | Single Family Residence |  | No | No |  |  | Non-Lead |  | 32.749566 | -103.198335
8100 | 1015 N LEECH ST, HOBBS NM |  | No | No | Unknown - Unlikely Lead | Don't Know |  |  |  | No | Other |  | Will Inspect meter box at a later date | Unknown - Unlikely Lead |  |  |  | No | Other |  | Will Inspect meter box at a later date | Unknown | Don't Know | Don't Know |  | Building | Unknown | Unknown | No |  |  | Unknown |  | 32.7108817 | -103.1426096
8348 | 3610 N LOVINGTON HWY, HOBBS NM |  | No | No | Unknown - Unlikely Lead | Don't Know |  |  |  | No | Other |  | Will Inspect meter box at a later date | Unknown - Unlikely Lead |  |  |  | No | Other |  | Will Inspect meter box at a later date | Unknown | Don't Know | Don't Know |  | Building | Unknown | Unknown | No |  |  | Unknown |  | 32.7397507 | -103.1595979
5011 | 1617 N ELEANOR CIR, HOBBS NM |  | No | No | Unknown - Unlikely Lead | Don't Know |  |  |  | No | Other |  | Will Inspect meter box at a later date | Unknown - Unlikely Lead |  |  |  | No | Other |  | Will Inspect meter box at a later date | Unknown | Don't Know | Don't Know |  | Building | Unknown | Unknown | No |  |  | Unknown
6315 | 2405 N GRIMES ST, HOBBS NM |  | No | No | Unknown - Unlikely Lead | Don't Know |  |  |  | No | Other |  | Will Inspect meter box at a later date | Unknown - Unlikely Lead |  |  |  | No | Other |  | Will Inspect meter box at a later date | Unknown | Don't Know | Don't Know |  | Building | Unknown | Unknown | No |  |  | Unknown |  | 32.7278562 | -103.1469595
6638 | 5217 W HARDTACK RD, HOBBS NM |  | No | No | Non-Lead - Plastic | No | 2015 | 3/4 | Field inspection only with no records | Yes | Visual inspection at the meter pit | 05/26/2024 00:00:00 |  | Non-Lead - Plastic | 2015 | 3/4 | Installation date after lead ban | Yes | Visual inspection at the meter pit | 05/26/2024 00:00:00 |  | Non-Lead | No | No |  | Single Family Residence |  | No | No |  |  | Non-Lead |  | 32.751678 | -103.202807
5811 | 2206 N GILA DR, HOBBS NM |  | No | No | Unknown - Unlikely Lead | Don't Know |  |  |  | No | Other |  | Will Inspect meter box at a later date | Unknown - Unlikely Lead |  |  |  | No | Other |  | Will Inspect meter box at a later date | Unknown | Don't Know | Don't Know |  | Building | Unknown | Unknown | No |  |  | Unknown
4910 | 1609 E DUNN ST, HOBBS NM |  | No | No | Unknown - Unlikely Lead | Don't Know |  |  |  | No | Other |  | Will Inspect meter box at a later date | Unknown - Unlikely Lead |  |  |  | No | Other |  | Will Inspect meter box at a later date | Unknown | Don't Know | Don't Know |  | Building | Unknown | Unknown | No |  |  | Unknown
5595 | 900 E GREEN ACRES DR, HOBBS NM |  | No | No | Unknown - Unlikely Lead | Don't Know |  |  |  | No | Other |  | Will Inspect meter box at a later date | Unknown - Unlikely Lead |  |  |  | No | Other |  | Will Inspect meter box at a later date | Unknown | Don't Know | Don't Know |  | Building | Unknown | Unknown | No |  |  | Unknown
5833 | 2216 N GILA DR, HOBBS NM |  | No | No | Unknown - Unlikely Lead | Don't Know |  |  |  | No | Other |  | Will Inspect meter box at a later date | Unknown - Unlikely Lead |  |  |  | No | Other |  | Will Inspect meter box at a later date | Unknown | Don't Know | Don't Know |  | Building | Unknown | Unknown | No |  |  | Unknown
778 | 6425 N A STREET, HOBBS NM |  | No | No | Unknown - Unlikely Lead | Don't Know |  |  |  | No | Other |  | Will Inspect meter box at a later date | Unknown - Unlikely Lead |  |  |  | No | Other |  | Will Inspect meter box at a later date | Unknown | Don't Know | Don't Know |  | Building | Unknown | Unknown | No |  |  | Unknown |  | 32.768525 | -103.207849
9507 | 6420 N MEADOWLANDS DR, HOBBS NM |  | No | No | Non-Lead - Plastic | No |  | 1 | Field inspection only with no records | Yes | Visual inspection at the meter pit | 06/03/2024 00:00:00 |  | Non-Lead - Plastic |  | 1 | Field inspection only with no records | Yes | Visual inspection at the meter pit | 06/03/2024 00:00:00 |  | Non-Lead | No | No |  | Single Family Residence |  | No | No |  |  | Non-Lead |  | 32.7709432 | -103.1573651
7263 | 803 N JEFFERSON ST, HOBBS NM |  | No | No | Unknown - Unlikely Lead | Don't Know |  |  |  | No | Other |  | Will Inspect meter box at a later date | Unknown - Unlikely Lead |  |  |  | No | Other |  | Will Inspect meter box at a later date | Unknown | Don't Know | Don't Know |  | Building | Unknown | Unknown | No |  |  | Unknown |  | 32.7085203 | -103.123537
7798 | 312 W LLANO DR, HOBBS NM |  | No | No | Unknown - Unlikely Lead | Don't Know |  |  |  | No | Other |  | Will Inspect meter box at a later date | Unknown - Unlikely Lead |  |  |  | No | Other |  | Will Inspect meter box at a later date | Unknown | Don't Know | Don't Know |  | Building | Unknown | Unknown | No |  |  | Unknown |  | 32.7160903 | -103.1383155
4967 | 1511 EL CENTRO, HOBBS NM |  | No | No | Non-Lead - Plastic | No | 2015 | 1 | Field inspection only with no records | Yes | Visual inspection at the meter pit | 06/03/2024 00:00:00 |  | Non-Lead - Plastic | 2015 | 1 | Field inspection only with no records | Yes | Visual inspection at the meter pit | 06/03/2024 00:00:00 |  | Non-Lead | No | No |  | Single Family Residence |  | No | No |  |  | Non-Lead
6279 | 2220 N GRIMES ST, HOBBS NM |  | No | No | Unknown - Unlikely Lead | Don't Know |  |  |  | No | Other |  | Will Inspect meter box at a later date | Unknown - Unlikely Lead |  |  |  | No | Other |  | Will Inspect meter box at a later date | Unknown | Don't Know | Don't Know |  | Building | Unknown | Unknown | No |  |  | Unknown |  | 32.724612 | -103.142996
6644 | 4723 W HARDTACK RD, HOBBS NM |  | No | No | Non-Lead - Plastic | No | 2015 | 3/4 | Field inspection only with no records | Yes | Visual inspection at the meter pit | 05/26/2024 00:00:00 |  | Non-Lead - Plastic | 2015 | 3/4 | Installation date after lead ban | Yes | Visual inspection at the meter pit | 05/26/2024 00:00:00 |  | Non-Lead | No | No |  | Single Family Residence |  | No | No |  |  | Non-Lead |  | 32.7516729 | -103.197287
7983 | 1020 E LINCOLN RD, HOBBS NM |  | No | No | Unknown - Unlikely Lead | Don't Know |  |  |  | No | Other |  | Will Inspect meter box at a later date | Unknown - Unlikely Lead |  |  |  | No | Other |  | Will Inspect meter box at a later date | Unknown | Don't Know | Don't Know |  | Building | Unknown | Unknown | No |  |  | Unknown |  | 32.7200107 | -103.1235932
8196 | 6002 N LA MESA ST, HOBBS NM |  | No | No | Unknown - Unlikely Lead | Don't Know |  |  |  | No | Other |  | Will Inspect meter box at a later date | Unknown - Unlikely Lead |  |  |  | No | Other |  | Will Inspect meter box at a later date | Unknown | Don't Know | Don't Know |  | Building | Unknown | Unknown | No |  |  | Unknown |  | 32.7682555 | -103.1815588
605 | 2200 E ALAMEDA ST, HOBBS NM |  | No | No | Unknown - Unlikely Lead | Don't Know |  |  |  | No | Other |  | Will Inspect meter box at a later date | Unknown - Unlikely Lead |  |  |  | No | Other |  | Will Inspect meter box at a later date | Unknown | Don't Know | Don't Know |  | Building | Unknown | Unknown | No |  |  | Unknown |  | 32.7027842 | -103.1111983
8164 | 613 E LUNA DR, HOBBS NM |  | No | No | Unknown - Unlikely Lead | Don't Know |  |  |  | No | Other |  | Will Inspect meter box at a later date | Unknown - Unlikely Lead |  |  |  | No | Other |  | Will Inspect meter box at a later date | Unknown | Don't Know | Don't Know |  | Building | Unknown | Unknown | No |  |  | Unknown |  | 32.7152068 | -103.1296837
4872 | 2330 N DESERT WILLOW LN, HOBBS NM |  | No | No | Non-Lead - Plastic | No | 2007 | 1 | Field inspection only with no records | Yes | Visual inspection at the meter pit | 06/03/2024 00:00:00 |  | Non-Lead - Plastic | 2007 | 1 | Field inspection only with no records | Yes | Visual inspection at the meter pit | 06/03/2024 00:00:00 |  | Non-Lead | No | No |  | Single Family Residence |  | No | No |  |  | Non-Lead
51 | 702 S 8TH ST, HOBBS NM |  | No | No | Unknown - Unlikely Lead | Don't Know |  |  |  | No | Other |  | Will Inspect meter box at a later date | Unknown - Unlikely Lead |  |  |  | No | Other |  | Will Inspect meter box at a later date | Unknown | Don't Know | Don't Know |  | Building | Unknown | Unknown | No |  |  | Unknown
8632 | 600 E MARLAND ST, HOBBS NM |  | No | No | Unknown - Unlikely Lead | Don't Know |  |  |  | No | Other |  | Will Inspect meter box at a later date | Unknown - Unlikely Lead |  |  |  | No | Other |  | Will Inspect meter box at a later date | Unknown | Don't Know | Don't Know |  | Building | Unknown | Unknown | No |  |  | Unknown |  | 32.6968094 | -103.1297811
5980 | 1225 N GULF ST, HOBBS NM |  | No | No | Unknown - Unlikely Lead | Don't Know |  |  |  | No | Other |  | Will Inspect meter box at a later date | Unknown - Unlikely Lead |  |  |  | No | Other |  | Will Inspect meter box at a later date | Unknown | Don't Know | Don't Know |  | Building | Unknown | Unknown | No |  |  | Unknown |  | 32.7130127 | -103.1532097
9215 | 1211 E MAIN ST, HOBBS NM |  | No | No | Unknown - Unlikely Lead | Don't Know |  |  |  | No | Other |  | Will Inspect meter box at a later date | Unknown - Unlikely Lead |  |  |  | No | Other |  | Will Inspect meter box at a later date | Unknown | Don't Know | Don't Know |  | Building | Unknown | Unknown | No |  |  | Unknown |  | 32.6921147 | -103.1220153
8575 | 1900 W MARLAND BLVD, HOBBS NM |  | No | No | Unknown - Unlikely Lead | Don't Know |  |  |  | No | Other |  | Will Inspect meter box at a later date | Unknown - Unlikely Lead |  |  |  | No | Other |  | Will Inspect meter box at a later date | Unknown | Don't Know | Don't Know |  | Building | Unknown | Unknown | No |  |  | Unknown |  | 32.6970047 | -103.1587774
6328 | 509 S GRIMES ST, HOBBS NM |  | No | No | Unknown - Unlikely Lead | Don't Know |  |  |  | No | Other |  | Will Inspect meter box at a later date | Unknown - Unlikely Lead |  |  |  | No | Other |  | Will Inspect meter box at a later date | Unknown | Don't Know | Don't Know |  | Building | Unknown | Unknown | No |  |  | Unknown |  | 32.6947702 | -103.1453884
7016 | 1004 W HOLLIS DR, HOBBS NM |  | No | No | Unknown - Unlikely Lead | Don't Know |  |  |  | No | Other |  | Will Inspect meter box at a later date | Unknown - Unlikely Lead |  |  |  | No | Other |  | Will Inspect meter box at a later date | Unknown | Don't Know | Don't Know |  | Building | Unknown | Unknown | No |  |  | Unknown |  | 32.7150781 | -103.1478962
694 | 426 E ASPEN ST, HOBBS NM |  | No | No | Unknown - Unlikely Lead | Don't Know |  |  |  | No | Other |  | Will Inspect meter box at a later date | Unknown - Unlikely Lead |  |  |  | No | Other |  | Will Inspect meter box at a later date | Unknown | Don't Know | Don't Know |  | Building | Unknown | Unknown | No |  |  | Unknown |  | 32.7356565 | -103.1324511
7726 | 519 W LEA ST, HOBBS NM |  | No | No | Unknown - Unlikely Lead | Don't Know |  |  |  | No | Other |  | Will Inspect meter box at a later date | Unknown - Unlikely Lead |  |  |  | No | Other |  | Will Inspect meter box at a later date | Unknown | Don't Know | Don't Know |  | Building | Unknown | Unknown | No |  |  | Unknown |  | 32.709148 | -103.1416708
761 | 2016 E ARBORS AVE, HOBBS NM |  | No | No | Non-Lead - Copper | No | 2007 | 3/4 | Field inspection only with no records | Yes | Visual inspection at the meter pit | 05/26/2024 00:00:00 |  | Non-Lead - Plastic | 2007 | 3/4 | Installation date after lead ban | Yes | Visual inspection at the meter pit | 05/26/2024 00:00:00 |  | Non-Lead | No | No |  | Single Family Residence |  | No | No |  |  | Non-Lead |  | 32.727395 | -103.112604
7393 | 1201 S JEFFERSON ST, HOBBS NM |  | No | No | Unknown - Unlikely Lead | Don't Know |  |  |  | No | Other |  | Will Inspect meter box at a later date | Unknown - Unlikely Lead |  |  |  | No | Other |  | Will Inspect meter box at a later date | Unknown | Don't Know | Don't Know |  | Building | Unknown | Unknown | No |  |  | Unknown |  | 32.6890673 | -103.1240925
8233 | 1618 E LA BREA AVE, HOBBS NM |  | No | No | Non-Lead - Plastic | No | 2021 | 1 | Field inspection only with no records | Yes | Visual inspection at the meter pit | 05/26/2024 00:00:00 |  | Non-Lead - Plastic | 2021 | 1 | Installation date after lead ban | Yes | Visual inspection at the meter pit | 05/26/2024 00:00:00 |  | Non-Lead | No | No |  | Single Family Residence |  | No | No |  |  | Non-Lead |  | 32.7328236 | -103.1170247
4786 | 1406 N DENSON DR, HOBBS NM |  | No | No | Unknown - Unlikely Lead | Don't Know |  |  |  | No | Other |  | Will Inspect meter box at a later date | Unknown - Unlikely Lead |  |  |  | No | Other |  | Will Inspect meter box at a later date | Unknown | Don't Know | Don't Know |  | Building | Unknown | Unknown | No |  |  | Unknown
9094 | 412 N MCKINLEY ST, HOBBS NM |  | No | No | Unknown - Unlikely Lead | Don't Know |  |  |  | No | Other |  | Will Inspect meter box at a later date | Unknown - Unlikely Lead |  |  |  | No | Other |  | Will Inspect meter box at a later date | Unknown | Don't Know | Don't Know |  | Building | Unknown | Unknown | No |  |  | Unknown |  | 32.7046479 | -103.1323589
7402 | 215 S JEFFERSON ST, HOBBS NM |  | No | No | Unknown - Unlikely Lead | Don't Know |  |  |  | No | Other |  | Will Inspect meter box at a later date | Unknown - Unlikely Lead |  |  |  | No | Other |  | Will Inspect meter box at a later date | Unknown | Don't Know | Don't Know |  | Building | Unknown | Unknown | No |  |  | Unknown |  | 32.6991263 | -103.124213
8439 | 510 E MESQUITE DR, HOBBS NM |  | No | No | Unknown - Unlikely Lead | Don't Know |  |  |  | No | Other |  | Will Inspect meter box at a later date | Unknown - Unlikely Lead |  |  |  | No | Other |  | Will Inspect meter box at a later date | Unknown | Don't Know | Don't Know |  | Building | Unknown | Unknown | No |  |  | Unknown |  | 32.6886491 | -103.1303315
545 | 314 N AVENUE A, HOBBS NM |  | No | No | Unknown - Unlikely Lead | Don't Know |  |  |  | No | Other |  | Will Inspect meter box at a later date | Unknown - Unlikely Lead |  |  |  | No | Other |  | Will Inspect meter box at a later date | Unknown | Don't Know | Don't Know |  | Building | Unknown | Unknown | No |  |  | Unknown
8809 | 1226 S MORRIS ST, HOBBS NM |  | No | No | Unknown - Unlikely Lead | Don't Know |  |  |  | No | Other |  | Will Inspect meter box at a later date | Unknown - Unlikely Lead |  |  |  | No | Other |  | Will Inspect meter box at a later date | Unknown | Don't Know | Don't Know |  | Building | Unknown | Unknown | No |  |  | Unknown |  | 32.6862716 | -103.1290074
8618 | 1400 E MARLAND ST, HOBBS NM |  | No | No | Unknown - Unlikely Lead | Don't Know |  |  |  | No | Other |  | Will Inspect meter box at a later date | Unknown - Unlikely Lead |  |  |  | No | Other |  | Will Inspect meter box at a later date | Unknown | Don't Know | Don't Know |  | Building | Unknown | Unknown | No |  |  | Unknown |  | 32.696778 | -103.120901
6346 | 415 S GRIMES ST, HOBBS NM |  | No | No | Unknown - Unlikely Lead | Don't Know |  |  |  | No | Other |  | Will Inspect meter box at a later date | Unknown - Unlikely Lead |  |  |  | No | Other |  | Will Inspect meter box at a later date | Unknown | Don't Know | Don't Know |  | Building | Unknown | Unknown | No |  |  | Unknown |  | 32.695841 | -103.1452342
5082 | 821 E EAGLE DR, HOBBS NM |  | No | No | Unknown - Unlikely Lead | Don't Know |  |  |  | No | Other |  | Will Inspect meter box at a later date | Unknown - Unlikely Lead |  |  |  | No | Other |  | Will Inspect meter box at a later date | Unknown | Don't Know | Don't Know |  | Building | Unknown | Unknown | No |  |  | Unknown
9535 | 1611 MARQUIS LN, HOBBS NM |  | No | No | Unknown - Unlikely Lead | Don't Know |  |  |  | No | Other |  | Will Inspect meter box at a later date | Unknown - Unlikely Lead |  |  |  | No | Other |  | Will Inspect meter box at a later date | Unknown | Don't Know | Don't Know |  | Building | Unknown | Unknown | No |  |  | Unknown |  | 32.7395669 | -103.1559541
8751 | 505 N MORRIS ST, HOBBS NM |  | No | No | Unknown - Unlikely Lead | Don't Know |  |  |  | No | Other |  | Will Inspect meter box at a later date | Unknown - Unlikely Lead |  |  |  | No | Other |  | Will Inspect meter box at a later date | Unknown | Don't Know | Don't Know |  | Building | Unknown | Unknown | No |  |  | Unknown |  | 32.7053832 | -103.1289651
9906 | 1001 E NAVAJO DR, HOBBS NM |  | No | No | Unknown - Unlikely Lead | Don't Know |  |  |  | No | Other |  | Will Inspect meter box at a later date | Unknown - Unlikely Lead |  |  |  | No | Other |  | Will Inspect meter box at a later date | Unknown | Don't Know | Don't Know |  | Building | Unknown | Unknown | No |  |  | Unknown |  | 32.7401857 | -103.1250674
6930 | 2021 E HERITAGE LN, HOBBS NM |  | No | No | Non-Lead - Copper | No | 2007 | 3/4 | Field inspection only with no records | Yes | Visual inspection at the meter pit | 05/26/2024 00:00:00 |  | Non-Lead - Copper | 2007 | 3/4 | Installation date after lead ban | No | Visual inspection at the meter pit | 05/26/2024 00:00:00 |  | Non-Lead | No | No |  | Single Family Residence |  | No | No |  |  | Non-Lead |  | 32.727646 | -103.112562
5918 | 6121 N GREYHOUND PL, HOBBS NM |  | No | No | Unknown - Unlikely Lead | Don't Know |  |  |  | No | Other |  | Will Inspect meter box at a later date | Unknown - Unlikely Lead |  |  |  | No | Other |  | Will Inspect meter box at a later date | Unknown | Don't Know | Don't Know |  | Building | Unknown | Unknown | No |  |  | Unknown
6825 | 919 E HUMBLE ST, HOBBS NM |  | No | No | Unknown - Unlikely Lead | Don't Know |  |  |  | No | Other |  | Will Inspect meter box at a later date | Unknown - Unlikely Lead |  |  |  | No | Other |  | Will Inspect meter box at a later date | Unknown | Don't Know | Don't Know |  | Building | Unknown | Unknown | No |  |  | Unknown |  | 32.693746 | -103.125285
7008 | 1516 HONEYSUCKLE CT, HOBBS NM |  | No | No | Non-Lead - Plastic | No | 2021 | 1 | Installation date after lead ban | No | Other |  | GIS verfied because of being built after ban | Non-Lead - Plastic | 2021 | 1 | Installation date after lead ban | No | Other |  | Newer Construction, verified by GIS Mapping |  | No | No |  | Single Family Residence | Unknown | No | No |  |  | Non-Lead |  | 32.773923 | -103.155007
9620 | 1001 W MACKENZIE DR, HOBBS NM |  | No | No | Unknown - Unlikely Lead | Don't Know |  |  |  | No | Other |  | Will Inspect meter box at a later date | Unknown - Unlikely Lead |  |  |  | No | Other |  | Will Inspect meter box at a later date | Unknown | Don't Know | Don't Know |  | Building | Unknown | Unknown | No |  |  | Unknown |  | 32.7131856 | -103.147694
7466 | 2327 N JUNIPER LN, HOBBS NM |  | No | No | Non-Lead - Plastic | No | 2009 | 3/4 | Field inspection only with no records | Yes | Visual inspection at the meter pit | 07/23/2024 00:00:00 |  | Non-Lead - Plastic | 2009 | 3/4 | Field inspection only with no records | Yes | Visual inspection at the meter pit | 07/23/2024 00:00:00 |  | Non-Lead | No | No |  | Single Family Residence | Unknown | No | No |  |  | Non-Lead |  | 32.7269166 | -103.1116918
8715 | 1000 N MARLAND BLVD #61, HOBBS NM |  | No | No | Non-Lead - Plastic | Don't Know | 2003 | 3/4 | Field inspection only with no records | Yes | Visual inspection at the meter pit | 08/26/2024 00:00:00 |  | Non-Lead - Plastic | 2003 | 3/4 | Field inspection only with no records | Yes | Visual inspection at the meter pit | 08/26/2024 00:00:00 |  | Non-Lead | No | Don't Know |  | Single Family Residence |  | No | No |  |  | Non-Lead
9909 | 405 E NAVAJO DR, HOBBS NM |  | No | No | Unknown - Unlikely Lead | Don't Know |  |  |  | No | Other |  | Will Inspect meter box at a later date | Unknown - Unlikely Lead |  |  |  | No | Other |  | Will Inspect meter box at a later date | Unknown | Don't Know | Don't Know |  | Building | Unknown | Unknown | No |  |  | Unknown |  | 32.7399831 | -103.1329269
4928 | 405 S DOUGLAS AVE, HOBBS NM |  | No | No | Unknown - Unlikely Lead | Don't Know |  |  |  | No | Other |  | Will Inspect meter box at a later date | Unknown - Unlikely Lead |  |  |  | No | Other |  | Will Inspect meter box at a later date | Unknown | Don't Know | Don't Know |  | Building | Unknown | Unknown | No |  |  | Unknown
8741 | 418 S MARLAND BLVD, HOBBS NM |  | No | No | Unknown - Unlikely Lead | Don't Know |  |  |  | No | Other |  | Will Inspect meter box at a later date | Unknown - Unlikely Lead |  |  |  | No | Other |  | Will Inspect meter box at a later date | Unknown | Don't Know | Don't Know |  | Building | Unknown | Unknown | No |  |  | Unknown |  | 32.697118 | -103.124573
6962 | 1419 W HOOT OWL CT, HOBBS NM |  | No | No | Non-Lead - Plastic | No | 2021 | 1 | Installation date after lead ban | No | Other |  | GIS verfied because of being built after ban | Non-Lead - Plastic | 2021 | 1 | Installation date after lead ban | No | Other |  | Newer Construction, verified by GIS Mapping |  | No | No |  | Single Family Residence | Unknown | No | No |  |  | Non-Lead |  | 32.7710015 | -103.1538812
7273 | 1415-A N JEFFERSON ST, HOBBS NM |  | No | No | Unknown - Unlikely Lead | Don't Know |  |  |  | No | Other |  | Will Inspect meter box at a later date | Unknown - Unlikely Lead |  |  |  | No | Other |  | Will Inspect meter box at a later date | Unknown | Don't Know | Don't Know |  | Building | Unknown | Unknown | No |  |  | Unknown
8938 | 3101 W MIDWEST ST, HOBBS NM |  | No | No | Unknown - Unlikely Lead | Don't Know |  |  |  | No | Other |  | Will Inspect meter box at a later date | Unknown - Unlikely Lead |  |  |  | No | Other |  | Will Inspect meter box at a later date | Unknown | Don't Know | Don't Know |  | Building | Unknown | Unknown | No |  |  | Unknown |  | 32.690778 | -103.1729588
6222 | 527 N GRIMES ST, HOBBS NM |  | No | No | Unknown - Unlikely Lead | Don't Know |  |  |  | No | Other |  | Will Inspect meter box at a later date | Unknown - Unlikely Lead |  |  |  | No | Other |  | Will Inspect meter box at a later date | Unknown | Don't Know | Don't Know |  | Building | Unknown | Unknown | No |  |  | Unknown |  | 32.7057815 | -103.1451259
6560 | 2420 N HOUSTON ST, HOBBS NM |  | No | No | Unknown - Unlikely Lead | Don't Know |  |  |  | No | Other |  | Will Inspect meter box at a later date | Unknown - Unlikely Lead |  |  |  | No | Other |  | Will Inspect meter box at a later date | Unknown | Don't Know | Don't Know |  | Building | Unknown | Unknown | No |  |  | Unknown |  | 32.7280392 | -103.1326066
5823 | 1819 N GILA DR, HOBBS NM |  | No | No | Unknown - Unlikely Lead | Don't Know |  |  |  | No | Other |  | Will Inspect meter box at a later date | Unknown - Unlikely Lead |  |  |  | No | Other |  | Will Inspect meter box at a later date | Unknown | Don't Know | Don't Know |  | Building | Unknown | Unknown | No |  |  | Unknown
5035 | 1121 S ELM BLVD, HOBBS NM |  | No | No | Unknown - Unlikely Lead | Don't Know |  |  |  | No | Other |  | Will Inspect meter box at a later date | Unknown - Unlikely Lead |  |  |  | No | Other |  | Will Inspect meter box at a later date | Unknown | Don't Know | Don't Know |  | Building | Unknown | Unknown | No |  |  | Unknown
7660 | 2208 N KINGSLEY DR, HOBBS NM |  | No | No | Unknown - Unlikely Lead | Don't Know |  |  |  | No | Other |  | Will Inspect meter box at a later date | Unknown - Unlikely Lead |  |  |  | No | Other |  | Will Inspect meter box at a later date | Unknown | Don't Know | Don't Know |  | Building | Unknown | Unknown | No |  |  | Unknown |  | 32.7243367 | -103.1418015
9627 | 1016 W MACKENZIE DR, HOBBS NM |  | No | No | Unknown - Unlikely Lead | Don't Know |  |  |  | No | Other |  | Will Inspect meter box at a later date | Unknown - Unlikely Lead |  |  |  | No | Other |  | Will Inspect meter box at a later date | Unknown | Don't Know | Don't Know |  | Building | Unknown | Unknown | No |  |  | Unknown |  | 32.7135728 | -103.1484742
9823 | 3533 N NORTHWEST DR, HOBBS NM |  | No | No | Unknown - Unlikely Lead | Don't Know |  |  |  | No | Other |  | Will Inspect meter box at a later date | Unknown - Unlikely Lead |  |  |  | No | Other |  | Will Inspect meter box at a later date | Unknown | Don't Know | Don't Know |  | Building | Unknown | Unknown | No |  |  | Unknown |  | 32.7385506 | -103.157258
8858 | 818 E MIDWEST ST, HOBBS NM |  | No | No | Unknown - Unlikely Lead | Don't Know |  |  |  | No | Other |  | Will Inspect meter box at a later date | Unknown - Unlikely Lead |  |  |  | No | Other |  | Will Inspect meter box at a later date | Unknown | Don't Know | Don't Know |  | Building | Unknown | Unknown | No |  |  | Unknown |  | 32.6915071 | -103.1266086
6542 | 2905 N HOUSTON ST, HOBBS NM |  | No | No | Unknown - Unlikely Lead | Don't Know |  |  |  | No | Other |  | Will Inspect meter box at a later date | Unknown - Unlikely Lead |  |  |  | No | Other |  | Will Inspect meter box at a later date | Unknown | Don't Know | Don't Know |  | Building | Unknown | Unknown | No |  |  | Unknown |  | 32.7322345 | -103.1321134
5732 | 1816 N GILA DR, HOBBS NM |  | No | No | Unknown - Unlikely Lead | Don't Know |  |  |  | No | Other |  | Will Inspect meter box at a later date | Unknown - Unlikely Lead |  |  |  | No | Other |  | Will Inspect meter box at a later date | Unknown | Don't Know | Don't Know |  | Building | Unknown | Unknown | No |  |  | Unknown
8058 | 1206 S LINAM ST, HOBBS NM |  | No | No | Unknown - Unlikely Lead | Don't Know |  |  |  | No | Other |  | Will Inspect meter box at a later date | Unknown - Unlikely Lead |  |  |  | No | Other |  | Will Inspect meter box at a later date | Unknown | Don't Know | Don't Know |  | Building | Unknown | Unknown | No |  |  | Unknown |  | 32.6886528 | -103.138469
630 | 825 S ASHER RD, HOBBS NM |  | No | No | Unknown - Unlikely Lead | Don't Know |  |  |  | No | Other |  | Will Inspect meter box at a later date | Unknown - Unlikely Lead |  |  |  | No | Other |  | Will Inspect meter box at a later date | Unknown | Don't Know | Don't Know |  | Building | Unknown | Unknown | No |  |  | Unknown |  | 32.6926931 | -103.173047
6694 | 5200 W HARDTACK RD, HOBBS NM |  | No | No | Non-Lead - Plastic | No | 2015 | 3/4 | Field inspection only with no records | Yes | Visual inspection at the meter pit | 05/26/2024 00:00:00 |  | Non-Lead - Plastic | 2015 | 3/4 | Installation date after lead ban | Yes | Visual inspection at the meter pit | 05/26/2024 00:00:00 |  | Non-Lead | No | No |  | Single Family Residence |  | No | No |  |  | Non-Lead |  | 32.752111 | -103.202078
7707 | 513 E LEA ST, HOBBS NM |  | No | No | Unknown - Unlikely Lead | Don't Know |  |  |  | No | Other |  | Will Inspect meter box at a later date | Unknown - Unlikely Lead |  |  |  | No | Other |  | Will Inspect meter box at a later date | Unknown | Don't Know | Don't Know |  | Building | Unknown | Unknown | No |  |  | Unknown |  | 32.708908 | -103.1305194
7724 | 522 E LEA ST, HOBBS NM |  | No | No | Unknown - Unlikely Lead | Don't Know |  |  |  | No | Other |  | Will Inspect meter box at a later date | Unknown - Unlikely Lead |  |  |  | No | Other |  | Will Inspect meter box at a later date | Unknown | Don't Know | Don't Know |  | Building | Unknown | Unknown | No |  |  | Unknown |  | 32.7095205 | -103.1303047
9537 | 1600 MARQUIS LN, HOBBS NM |  | No | No | Unknown - Unlikely Lead | Don't Know |  |  |  | No | Other |  | Will Inspect meter box at a later date | Unknown - Unlikely Lead |  |  |  | No | Other |  | Will Inspect meter box at a later date | Unknown | Don't Know | Don't Know |  | Building | Unknown | Unknown | No |  |  | Unknown |  | 32.7400047 | -103.1555541
482 | 637 E ABO DR, HOBBS NM |  | No | No | Unknown - Unlikely Lead | Don't Know |  |  |  | No | Other |  | Will Inspect meter box at a later date | Unknown - Unlikely Lead |  |  |  | No | Other |  | Will Inspect meter box at a later date | Unknown | Don't Know | Don't Know |  | Building | Unknown | Unknown | No |  |  | Unknown
7678 | 6121 N LOBO CT, HOBBS NM |  | No | No | Unknown - Unlikely Lead | Don't Know |  |  |  | No | Other |  | Will Inspect meter box at a later date | Unknown - Unlikely Lead |  |  |  | No | Other |  | Will Inspect meter box at a later date | Unknown | Don't Know | Don't Know |  | Building | Unknown | Unknown | No |  |  | Unknown |  | 32.770428 | -103.18016
684 | 409 E ASPEN ST, HOBBS NM |  | No | No | Unknown - Unlikely Lead | Don't Know |  |  |  | No | Other |  | Will Inspect meter box at a later date | Unknown - Unlikely Lead |  |  |  | No | Other |  | Will Inspect meter box at a later date | Unknown | Don't Know | Don't Know |  | Building | Unknown | Unknown | No |  |  | Unknown |  | 32.7352379 | -103.1332322
7102 | 3219 INDUSTRIAL DR, HOBBS NM |  | No | No | Unknown - Unlikely Lead | Don't Know |  |  |  | No | Other |  | Will Inspect meter box at a later date | Unknown - Unlikely Lead |  |  |  | No | Other |  | Will Inspect meter box at a later date | Unknown | Don't Know | Don't Know |  | Building | Unknown | Unknown | No |  |  | Unknown |  | 32.7350192 | -103.1572665
492 | 4104 N APODACA ST, HOBBS NM |  | No | No | Unknown - Unlikely Lead | Don't Know |  |  |  | No | Other |  | Will Inspect meter box at a later date | Unknown - Unlikely Lead |  |  |  | No | Other |  | Will Inspect meter box at a later date | Unknown | Don't Know | Don't Know |  | Building | Unknown | Unknown | No |  |  | Unknown
6845 | 2711 W HUMBLE ST, HOBBS NM |  | No | No | Unknown - Unlikely Lead | Don't Know |  |  |  | No | Other |  | Will Inspect meter box at a later date | Unknown - Unlikely Lead |  |  |  | No | Other |  | Will Inspect meter box at a later date | Unknown | Don't Know | Don't Know |  | Building | Unknown | Unknown | No |  |  | Unknown |  | 32.6927563 | -103.1677692
8739 | 801 N MARLAND BLVD, HOBBS NM |  | No | No | Unknown - Unlikely Lead | Don't Know |  |  |  | No | Other |  | Will Inspect meter box at a later date | Unknown - Unlikely Lead |  |  |  | No | Other |  | Will Inspect meter box at a later date | Unknown | Don't Know | Don't Know |  | Building | Unknown | Unknown | No |  |  | Unknown |  | 32.7092786 | -103.1141151
5338 | 17 FAIRMONT CT, HOBBS NM |  | No | No | Unknown - Unlikely Lead | Don't Know |  |  |  | No | Other |  | Will Inspect meter box at a later date | Unknown - Unlikely Lead |  |  |  | No | Other |  | Will Inspect meter box at a later date | Unknown | Don't Know | Don't Know |  | Building | Unknown | Unknown | No |  |  | Unknown
7753 | 1203 W LEA ST, HOBBS NM |  | No | No | Unknown - Unlikely Lead | Don't Know |  |  |  | No | Other |  | Will Inspect meter box at a later date | Unknown - Unlikely Lead |  |  |  | No | Other |  | Will Inspect meter box at a later date | Unknown | Don't Know | Don't Know |  | Building | Unknown | Unknown | No |  |  | Unknown |  | 32.7091919 | -103.1500346
9041 | 1228 S MCKINLEY ST, HOBBS NM |  | No | No | Unknown - Unlikely Lead | Don't Know |  |  |  | No | Other |  | Will Inspect meter box at a later date | Unknown - Unlikely Lead |  |  |  | No | Other |  | Will Inspect meter box at a later date | Unknown | Don't Know | Don't Know |  | Building | Unknown | Unknown | No |  |  | Unknown |  | 32.6867583 | -103.1328652
5470 | 1218 N GRAYSON ST, HOBBS NM |  | No | No | Unknown - Unlikely Lead | Don't Know |  |  |  | No | Other |  | Will Inspect meter box at a later date | Unknown - Unlikely Lead |  |  |  | No | Other |  | Will Inspect meter box at a later date | Unknown | Don't Know | Don't Know |  | Building | Unknown | Unknown | No |  |  | Unknown
6083 | 1023 E GLORIETTA F 105, HOBBS NM |  | No | No | Non-Lead - Plastic | No | 2019 | 1 | Field inspection only with no records | Yes | Visual inspection at the meter pit | 05/26/2024 00:00:00 |  | Non-Lead - Plastic | 2019 | 1 | Installation date after lead ban | Yes | Visual inspection at the meter pit | 05/26/2024 00:00:00 |  | Non-Lead | No | No |  | Single Family Residence |  | No | No |  |  | Non-Lead |  | 32.7322508 | -103.1251818
9652 | 2327 N MULBERRY LN, HOBBS NM |  | No | No | Non-Lead - Plastic | No | 2020 | 1 | Field inspection only with no records | Yes | Visual inspection at the meter pit | 06/03/2024 00:00:00 |  | Non-Lead - Plastic | 2020 | 1 | Field inspection only with no records | Yes | Visual inspection at the meter pit | 06/03/2024 00:00:00 |  | Non-Lead | No | No |  | Single Family Residence |  | No | No |  |  | Non-Lead |  | 32.72692 | -103.1110955
8530 | 1324 W MARLAND ST, HOBBS NM |  | No | No | Unknown - Unlikely Lead | Don't Know |  |  |  | No | Other |  | Will Inspect meter box at a later date | Unknown - Unlikely Lead |  |  |  | No | Other |  | Will Inspect meter box at a later date | Unknown | Don't Know | Don't Know |  | Building | Unknown | Unknown | No |  |  | Unknown |  | 32.6969684 | -103.1538413
8020 | 910 N LINAM ST, HOBBS NM |  | No | No | Unknown - Unlikely Lead | Don't Know |  |  |  | No | Other |  | Will Inspect meter box at a later date | Unknown - Unlikely Lead |  |  |  | No | Other |  | Will Inspect meter box at a later date | Unknown | Don't Know | Don't Know |  | Building | Unknown | Unknown | No |  |  | Unknown |  | 32.7097697 | -103.1385351
7850 | 1305 E LLANO DR, HOBBS NM |  | No | No | Unknown - Unlikely Lead | Don't Know |  |  |  | No | Other |  | Will Inspect meter box at a later date | Unknown - Unlikely Lead |  |  |  | No | Other |  | Will Inspect meter box at a later date | Unknown | Don't Know | Don't Know |  | Building | Unknown | Unknown | No |  |  | Unknown |  | 32.7142079 | -103.120396
7142 | 1622 W JOE HARVEY BLVD, HOBBS NM |  | No | No | Unknown - Unlikely Lead | Don't Know |  |  |  | No | Other |  | Will Inspect meter box at a later date | Unknown - Unlikely Lead |  |  |  | No | Other |  | Will Inspect meter box at a later date | Unknown | Don't Know | Don't Know |  | Building | Unknown | Unknown | No |  |  | Unknown |  | 32.741957 | -103.156239
6499 | 2800 N HOUSTON ST, HOBBS NM |  | No | No | Unknown - Unlikely Lead | Don't Know |  |  |  | No | Other |  | Will Inspect meter box at a later date | Unknown - Unlikely Lead |  |  |  | No | Other |  | Will Inspect meter box at a later date | Unknown | Don't Know | Don't Know |  | Building | Unknown | Unknown | No |  |  | Unknown |  | 32.7312494 | -103.1317052
7151 | 1124 W JOE HARVEY BLVD, HOBBS NM |  | No | No | Unknown - Unlikely Lead | Don't Know |  |  |  | No | Other |  | Will Inspect meter box at a later date | Unknown - Unlikely Lead |  |  |  | No | Other |  | Will Inspect meter box at a later date | Unknown | Don't Know | Don't Know |  | Building | Unknown | Unknown | No |  |  | Unknown |  | 32.7403993 | -103.149305
6149 | 4113 N GRIMES ST, HOBBS NM |  | No | No | Unknown - Unlikely Lead | Don't Know |  |  |  | No | Other |  | Will Inspect meter box at a later date | Unknown - Unlikely Lead |  |  |  | No | Other |  | Will Inspect meter box at a later date | Unknown | Don't Know | Don't Know |  | Building | Unknown | Unknown | No |  |  | Unknown |  | 32.7453055 | -103.1452999
6195 | 1900 N GRIMES ST, HOBBS NM |  | No | No | Unknown - Unlikely Lead | Don't Know |  |  |  | No | Other |  | Will Inspect meter box at a later date | Unknown - Unlikely Lead |  |  |  | No | Other |  | Will Inspect meter box at a later date | Unknown | Don't Know | Don't Know |  | Building | Unknown | Unknown | No |  |  | Unknown |  | 32.7216158 | -103.1448015
9514 | 1706 MARQUIS LN, HOBBS NM |  | No | No | Unknown - Unlikely Lead | Don't Know |  |  |  | No | Other |  | Will Inspect meter box at a later date | Unknown - Unlikely Lead |  |  |  | No | Other |  | Will Inspect meter box at a later date | Unknown | Don't Know | Don't Know |  | Building | Unknown | Unknown | No |  |  | Unknown |  | 32.7400036 | -103.157086
9890 | 3201 N NORTHWEST DR, HOBBS NM |  | No | No | Unknown - Unlikely Lead | Don't Know |  |  |  | No | Other |  | Will Inspect meter box at a later date | Unknown - Unlikely Lead |  |  |  | No | Other |  | Will Inspect meter box at a later date | Unknown | Don't Know | Don't Know |  | Building | Unknown | Unknown | No |  |  | Unknown |  | 32.7349162 | -103.1537396
5513 | 615 E GREEN ACRES DR, HOBBS NM |  | No | No | Unknown - Unlikely Lead | Don't Know |  |  |  | No | Other |  | Will Inspect meter box at a later date | Unknown - Unlikely Lead |  |  |  | No | Other |  | Will Inspect meter box at a later date | Unknown | Don't Know | Don't Know |  | Building | Unknown | Unknown | No |  |  | Unknown
6215 | 3405-C N GRIMES ST, HOBBS NM |  | No | No | Unknown - Unlikely Lead | Don't Know |  |  |  | No | Other |  | Will Inspect meter box at a later date | Unknown - Unlikely Lead |  |  |  | No | Other |  | Will Inspect meter box at a later date | Unknown | Don't Know | Don't Know |  | Building | Unknown | Unknown | No |  |  | Unknown
9379 | 311 E MESA DR, HOBBS NM |  | No | No | Unknown - Unlikely Lead | Don't Know |  |  |  | No | Other |  | Will Inspect meter box at a later date | Unknown - Unlikely Lead |  |  |  | No | Other |  | Will Inspect meter box at a later date | Unknown | Don't Know | Don't Know |  | Building | Unknown | Unknown | No |  |  | Unknown |  | 32.7171308 | -103.1333353
7527 | 514 W KIOWA AVE, HOBBS NM |  | No | No | Unknown - Unlikely Lead | Don't Know |  |  |  | No | Other |  | Will Inspect meter box at a later date | Unknown - Unlikely Lead |  |  |  | No | Other |  | Will Inspect meter box at a later date | Unknown | Don't Know | Don't Know |  | Building | Unknown | Unknown | No |  |  | Unknown |  | 32.736233 | -103.142481
8523 | 2624 W MARLAND ST, HOBBS NM |  | No | No | Unknown - Unlikely Lead | Don't Know |  |  |  | No | Other |  | Will Inspect meter box at a later date | Unknown - Unlikely Lead |  |  |  | No | Other |  | Will Inspect meter box at a later date | Unknown | Don't Know | Don't Know |  | Building | Unknown | Unknown | No |  |  | Unknown |  | 32.6968686 | -103.1685418
7785 | 1303 W LEA ST, HOBBS NM |  | No | No | Unknown - Unlikely Lead | Don't Know |  |  |  | No | Other |  | Will Inspect meter box at a later date | Unknown - Unlikely Lead |  |  |  | No | Other |  | Will Inspect meter box at a later date | Unknown | Don't Know | Don't Know |  | Building | Unknown | Unknown | No |  |  | Unknown |  | 32.709209 | -103.1516419
4940 | 4005 EL NIDO, HOBBS NM |  | No | No | Non-Lead - Plastic | No | 2015 | 1 | Field inspection only with no records | Yes | Visual inspection at the meter pit | 06/03/2024 00:00:00 |  | Non-Lead - Plastic | 2015 | 1 | Field inspection only with no records | Yes | Visual inspection at the meter pit | 06/03/2024 00:00:00 |  | Non-Lead | No | No |  | Single Family Residence |  | No | No |  |  | Non-Lead
734 | 2208 N ADOBE DR, HOBBS NM |  | No | No | Unknown - Unlikely Lead | Don't Know |  |  |  | No | Other |  | Will Inspect meter box at a later date | Unknown - Unlikely Lead |  |  |  | No | Other |  | Will Inspect meter box at a later date | Unknown | Don't Know | Don't Know |  | Building | Unknown | Unknown | No |  |  | Unknown |  | 32.7245552 | -103.139695
7375 | 1003 S JEFFERSON ST, HOBBS NM |  | No | No | Unknown - Unlikely Lead | Don't Know |  |  |  | No | Other |  | Will Inspect meter box at a later date | Unknown - Unlikely Lead |  |  |  | No | Other |  | Will Inspect meter box at a later date | Unknown | Don't Know | Don't Know |  | Building | Unknown | Unknown | No |  |  | Unknown |  | 32.6911281 | -103.1241721
6488 | 1500 N HOUSTON ST, HOBBS NM |  | No | No | Unknown - Unlikely Lead | Don't Know |  |  |  | No | Other |  | Will Inspect meter box at a later date | Unknown - Unlikely Lead |  |  |  | No | Other |  | Will Inspect meter box at a later date | Unknown | Don't Know | Don't Know |  | Building | Unknown | Unknown | No |  |  | Unknown |  | 32.7157259 | -103.1311815
5925 | #6 N GREYHOUND PL, HOBBS NM |  | No | No | Unknown - Unlikely Lead | Don't Know |  |  |  | No | Other |  | Will Inspect meter box at a later date | Unknown - Unlikely Lead |  |  |  | No | Other |  | Will Inspect meter box at a later date | Unknown | Don't Know | Don't Know |  | Building | Unknown | Unknown | No |  |  | Unknown
7361 | 1406 S JEFFERSON ST, HOBBS NM |  | No | No | Unknown - Unlikely Lead | Don't Know |  |  |  | No | Other |  | Will Inspect meter box at a later date | Unknown - Unlikely Lead |  |  |  | No | Other |  | Will Inspect meter box at a later date | Unknown | Don't Know | Don't Know |  | Building | Unknown | Unknown | No |  |  | Unknown |  | 32.686944 | -103.123587
8054 | 1208 S LINAM ST, HOBBS NM |  | No | No | Unknown - Unlikely Lead | Don't Know |  |  |  | No | Other |  | Will Inspect meter box at a later date | Unknown - Unlikely Lead |  |  |  | No | Other |  | Will Inspect meter box at a later date | Unknown | Don't Know | Don't Know |  | Building | Unknown | Unknown | No |  |  | Unknown |  | 32.6885316 | -103.138537
811 | 801 W BERRY DR, HOBBS NM |  | No | No | Unknown - Unlikely Lead | Don't Know |  |  |  | No | Other |  | Will Inspect meter box at a later date | Unknown - Unlikely Lead |  |  |  | No | Other |  | Will Inspect meter box at a later date | Unknown | Don't Know | Don't Know |  | Building | Unknown | Unknown | No |  |  | Unknown |  | 32.7139125 | -103.1451797
9752 | 2330 MATTHEWS CT, HOBBS NM |  | No | No | Unknown - Unlikely Lead | Don't Know |  |  |  | No | Other |  | Will Inspect meter box at a later date | Unknown - Unlikely Lead |  |  |  | No | Other |  | Will Inspect meter box at a later date | Unknown | Don't Know | Don't Know |  | Building | Unknown | Unknown | No |  |  | Unknown |  | 32.7268558 | -103.1197473
6229 | 3000 N GRIMES ST, HOBBS NM |  | No | No | Unknown - Unlikely Lead | Don't Know |  |  |  | No | Other |  | Will Inspect meter box at a later date | Unknown - Unlikely Lead |  |  |  | No | Other |  | Will Inspect meter box at a later date | Unknown | Don't Know | Don't Know |  | Building | Unknown | Unknown | No |  |  | Unknown |  | 32.733223 | -103.1444505
7427 | 1017 E JACKSON RD, HOBBS NM |  | No | No | Unknown - Unlikely Lead | Don't Know |  |  |  | No | Other |  | Will Inspect meter box at a later date | Unknown - Unlikely Lead |  |  |  | No | Other |  | Will Inspect meter box at a later date | Unknown | Don't Know | Don't Know |  | Building | Unknown | Unknown | No |  |  | Unknown |  | 32.7204156 | -103.1236787
6763 | 2104 N HOMESTEAD DR, HOBBS NM |  | No | No | Non-Lead - Plastic | No | 2019 | 1 | Field inspection only with no records | Yes | Visual inspection at the meter pit | 09/02/2024 00:00:00 |  | Non-Lead - Plastic | 2019 | 1 | Installation date after lead ban | Yes | Visual inspection at the meter pit | 09/02/2024 00:00:00 |  | Non-Lead | No | No |  | Single Family Residence |  | No | No |  |  | Non-Lead |  | 32.7235373 | -103.1109638
5502 | 1641 N GRAYSON ST, HOBBS NM |  | No | No | Unknown - Unlikely Lead | Don't Know |  |  |  | No | Other |  | Will Inspect meter box at a later date | Unknown - Unlikely Lead |  |  |  | No | Other |  | Will Inspect meter box at a later date | Unknown | Don't Know | Don't Know |  | Building | Unknown | Unknown | No |  |  | Unknown
5894 | 320 E GYPSY ST #1, HOBBS NM |  | No | No | Unknown - Unlikely Lead | Don't Know |  |  |  | No | Other |  | Will Inspect meter box at a later date | Unknown - Unlikely Lead |  |  |  | No | Other |  | Will Inspect meter box at a later date | Unknown | Don't Know | Don't Know |  | Building | Unknown | Unknown | No |  |  | Unknown
7884 | 818 E LLANO DR, HOBBS NM |  | No | No | Unknown - Unlikely Lead | Don't Know |  |  |  | No | Other |  | Will Inspect meter box at a later date | Unknown - Unlikely Lead |  |  |  | No | Other |  | Will Inspect meter box at a later date | Unknown | Don't Know | Don't Know |  | Building | Unknown | Unknown | No |  |  | Unknown |  | 32.7145891 | -103.1266617
6325 | 3734 N GRIMES ST, HOBBS NM |  | No | No | Unknown - Unlikely Lead | Don't Know |  |  |  | No | Other |  | Will Inspect meter box at a later date | Unknown - Unlikely Lead |  |  |  | No | Other |  | Will Inspect meter box at a later date | Unknown | Don't Know | Don't Know |  | Building | Unknown | Unknown | No |  |  | Unknown |  | 32.7416596 | -103.1443273
5170 | 717 N FOWLER ST # 2, HOBBS NM |  | No | No | Unknown - Unlikely Lead | Don't Know |  |  |  | No | Other |  | Will Inspect meter box at a later date | Unknown - Unlikely Lead |  |  |  | No | Other |  | Will Inspect meter box at a later date | Unknown | Don't Know | Don't Know |  | Building | Unknown | Unknown | No |  |  | Unknown
5866 | 1001 E GYPSY ST, HOBBS NM |  | No | No | Unknown - Unlikely Lead | Don't Know |  |  |  | No | Other |  | Will Inspect meter box at a later date | Unknown - Unlikely Lead |  |  |  | No | Other |  | Will Inspect meter box at a later date | Unknown | Don't Know | Don't Know |  | Building | Unknown | Unknown | No |  |  | Unknown
9107 | 1928 N MCKINLEY ST, HOBBS NM |  | No | No | Unknown - Unlikely Lead | Don't Know |  |  |  | No | Other |  | Will Inspect meter box at a later date | Unknown - Unlikely Lead |  |  |  | No | Other |  | Will Inspect meter box at a later date | Unknown | Don't Know | Don't Know |  | Building | Unknown | Unknown | No |  |  | Unknown |  | 32.7215763 | -103.1347667
706 | 213 E ASPEN ST, HOBBS NM |  | No | No | Unknown - Unlikely Lead | Don't Know |  |  |  | No | Other |  | Will Inspect meter box at a later date | Unknown - Unlikely Lead |  |  |  | No | Other |  | Will Inspect meter box at a later date | Unknown | Don't Know | Don't Know |  | Building | Unknown | Unknown | No |  |  | Unknown |  | 32.7353582 | -103.1346688
8330 | 5916 N LOVINGTON HWY, HOBBS NM |  | No | No | Unknown - Unlikely Lead | Don't Know |  |  |  | No | Other |  | Will Inspect meter box at a later date | Unknown - Unlikely Lead |  |  |  | No | Other |  | Will Inspect meter box at a later date | Unknown | Don't Know | Don't Know |  | Building | Unknown | Unknown | No |  |  | Unknown |  | 32.7676754 | -103.1863825
9704 | 1212 E MICHIGAN DR, HOBBS NM |  | No | No | Unknown - Unlikely Lead | Don't Know |  |  |  | No | Other |  | Will Inspect meter box at a later date | Unknown - Unlikely Lead |  |  |  | No | Other |  | Will Inspect meter box at a later date | Unknown | Don't Know | Don't Know |  | Building | Unknown | Unknown | No |  |  | Unknown |  | 32.7227215 | -103.121692
9357 | 500 E MESA DR, HOBBS NM |  | No | No | Unknown - Unlikely Lead | Don't Know |  |  |  | No | Other |  | Will Inspect meter box at a later date | Unknown - Unlikely Lead |  |  |  | No | Other |  | Will Inspect meter box at a later date | Unknown | Don't Know | Don't Know |  | Building | Unknown | Unknown | No |  |  | Unknown |  | 32.7181099 | -103.1318109
7596 | 501-B W KIOWA AVE, HOBBS NM |  | No | No | Unknown - Unlikely Lead | Don't Know |  |  |  | No | Other |  | Will Inspect meter box at a later date | Unknown - Unlikely Lead |  |  |  | No | Other |  | Will Inspect meter box at a later date | Unknown | Don't Know | Don't Know |  | Building | Unknown | Unknown | No |  |  | Unknown
9465 | 3901 W MILLEN DR #7, HOBBS NM |  | No | No | Unknown - Unlikely Lead | Don't Know |  |  |  | No | Other |  | Will Inspect meter box at a later date | Unknown - Unlikely Lead |  |  |  | No | Other |  | Will Inspect meter box at a later date | Unknown | Don't Know | Don't Know |  | Building | Unknown | Unknown | No |  |  | Unknown
7771 | 1301 W LEA ST, HOBBS NM |  | No | No | Unknown - Unlikely Lead | Don't Know |  |  |  | No | Other |  | Will Inspect meter box at a later date | Unknown - Unlikely Lead |  |  |  | No | Other |  | Will Inspect meter box at a later date | Unknown | Don't Know | Don't Know |  | Building | Unknown | Unknown | No |  |  | Unknown |  | 32.7092114 | -103.1514094
7607 | 1205 W KIOWA AVE, HOBBS NM |  | No | No | Unknown - Unlikely Lead | Don't Know |  |  |  | No | Other |  | Will Inspect meter box at a later date | Unknown - Unlikely Lead |  |  |  | No | Other |  | Will Inspect meter box at a later date | Unknown | Don't Know | Don't Know |  | Building | Unknown | Unknown | No |  |  | Unknown |  | 32.7357411 | -103.149508
548 | 106 N AVENUE A, HOBBS NM |  | No | No | Unknown - Unlikely Lead | Don't Know |  |  |  | No | Other |  | Will Inspect meter box at a later date | Unknown - Unlikely Lead |  |  |  | No | Other |  | Will Inspect meter box at a later date | Unknown | Don't Know | Don't Know |  | Building | Unknown | Unknown | No |  |  | Unknown
7647 | 2202 N KINGSLEY DR, HOBBS NM |  | No | No | Unknown - Unlikely Lead | Don't Know |  |  |  | No | Other |  | Will Inspect meter box at a later date | Unknown - Unlikely Lead |  |  |  | No | Other |  | Will Inspect meter box at a later date | Unknown | Don't Know | Don't Know |  | Building | Unknown | Unknown | No |  |  | Unknown |  | 32.7241016 | -103.1418084
5012 | 1608 N ELEANOR CIR, HOBBS NM |  | No | No | Unknown - Unlikely Lead | Don't Know |  |  |  | No | Other |  | Will Inspect meter box at a later date | Unknown - Unlikely Lead |  |  |  | No | Other |  | Will Inspect meter box at a later date | Unknown | Don't Know | Don't Know |  | Building | Unknown | Unknown | No |  |  | Unknown
9568 | 4806 W MIGHTY ATOM RD, HOBBS NM |  | No | No | Non-Lead - Plastic | No | 2020 | 1 | Field inspection only with no records | Yes | Visual inspection at the meter pit | 06/03/2024 00:00:00 |  | Non-Lead - Plastic | 2020 | 1 | Field inspection only with no records | Yes | Visual inspection at the meter pit | 06/03/2024 00:00:00 |  | Non-Lead | No | No |  | Single Family Residence |  | No | No |  |  | Non-Lead |  | 32.74774 | -103.197899
9611 | 920 W MACKENZIE DR, HOBBS NM |  | No | No | Unknown - Unlikely Lead | Don't Know |  |  |  | No | Other |  | Will Inspect meter box at a later date | Unknown - Unlikely Lead |  |  |  | No | Other |  | Will Inspect meter box at a later date | Unknown | Don't Know | Don't Know |  | Building | Unknown | Unknown | No |  |  | Unknown |  | 32.7135381 | -103.1472517
597 | 1615-C E ALAMEDA ST, HOBBS NM |  | No | No | Unknown - Unlikely Lead | Don't Know |  |  |  | No | Other |  | Will Inspect meter box at a later date | Unknown - Unlikely Lead |  |  |  | No | Other |  | Will Inspect meter box at a later date | Unknown | Don't Know | Don't Know |  | Building | Unknown | Unknown | No |  |  | Unknown
6316 | 130 N GRIMES ST, HOBBS NM |  | No | No | Unknown - Unlikely Lead | Don't Know |  |  |  | No | Other |  | Will Inspect meter box at a later date | Unknown - Unlikely Lead |  |  |  | No | Other |  | Will Inspect meter box at a later date | Unknown | Don't Know | Don't Know |  | Building | Unknown | Unknown | No |  |  | Unknown |  | 32.7016777 | -103.1444065
75 | 10 ACOMA CT, HOBBS NM |  | No | No | Unknown - Unlikely Lead | Don't Know |  |  |  | No | Other |  | Will Inspect meter box at a later date | Unknown - Unlikely Lead |  |  |  | No | Other |  | Will Inspect meter box at a later date | Unknown | Don't Know | Don't Know |  | Building | Unknown | Unknown | No |  |  | Unknown |  | 32.7364433 | -103.1395919
7727 | 309 W LEA ST, HOBBS NM |  | No | No | Non-Lead - Plastic | Don't Know |  | 1 | Field inspection only with no records | Yes | Visual inspection at the meter pit | 07/23/2024 00:00:00 |  | Galvanized | 1950 | 3/4 | Field inspection only with no records | Yes | Visual inspection at the meter pit | 07/23/2024 00:00:00 |  | Non-Lead | No | Don't Know |  | Single Family Residence |  | No | No |  |  | Non-Lead |  | 32.7089682 | -103.139453
6625 | 1201 S HOUSTON ST, HOBBS NM |  | No | No | Unknown - Unlikely Lead | Don't Know |  |  |  | No | Other |  | Will Inspect meter box at a later date | Unknown - Unlikely Lead |  |  |  | No | Other |  | Will Inspect meter box at a later date | Unknown | Don't Know | Don't Know |  | Building | Unknown | Unknown | No |  |  | Unknown |  | 32.6887216 | -103.1315113
9103 | 3018 N MCKINLEY ST, HOBBS NM |  | No | No | Unknown - Unlikely Lead | Don't Know |  |  |  | No | Other |  | Will Inspect meter box at a later date | Unknown - Unlikely Lead |  |  |  | No | Other |  | Will Inspect meter box at a later date | Unknown | Don't Know | Don't Know |  | Building | Unknown | Unknown | No |  |  | Unknown |  | 32.7337465 | -103.1335649
7883 | 822 E LLANO DR, HOBBS NM |  | No | No | Unknown - Unlikely Lead | Don't Know |  |  |  | No | Other |  | Will Inspect meter box at a later date | Unknown - Unlikely Lead |  |  |  | No | Other |  | Will Inspect meter box at a later date | Unknown | Don't Know | Don't Know |  | Building | Unknown | Unknown | No |  |  | Unknown |  | 32.7145635 | -103.1264395
8992 | 117 B W MIDWEST ST, HOBBS NM |  | No | No | Unknown - Unlikely Lead | Don't Know |  |  |  | No | Other |  | Will Inspect meter box at a later date | Unknown - Unlikely Lead |  |  |  | No | Other |  | Will Inspect meter box at a later date | Unknown | Don't Know | Don't Know |  | Building | Unknown | Unknown | No |  |  | Unknown |  | 32.6909558 | -103.1372543
9541 | 1808 MARQUIS LN, HOBBS NM |  | No | No | Unknown - Unlikely Lead | Don't Know |  |  |  | No | Other |  | Will Inspect meter box at a later date | Unknown - Unlikely Lead |  |  |  | No | Other |  | Will Inspect meter box at a later date | Unknown | Don't Know | Don't Know |  | Building | Unknown | Unknown | No |  |  | Unknown |  | 32.740005 | -103.15852
6899 | 1231 S HANNAH RD, HOBBS NM |  | No | No | Unknown - Unlikely Lead | Don't Know |  |  |  | No | Other |  | Will Inspect meter box at a later date | Unknown - Unlikely Lead |  |  |  | No | Other |  | Will Inspect meter box at a later date | Unknown | Don't Know | Don't Know |  | Building | Unknown | Unknown | No |  |  | Unknown |  | 32.6867727 | -103.1421956
9073 | 1917 N MCKINLEY ST, HOBBS NM |  | No | No | Unknown - Unlikely Lead | Don't Know |  |  |  | No | Other |  | Will Inspect meter box at a later date | Unknown - Unlikely Lead |  |  |  | No | Other |  | Will Inspect meter box at a later date | Unknown | Don't Know | Don't Know |  | Building | Unknown | Unknown | No |  |  | Unknown |  | 32.7210421 | -103.1352674
6895 | 1735 S HEIZER PARKWAY, HOBBS NM |  | No | No | Non-Lead - Copper | No |  | 3/4 | Field inspection only with no records | Yes | Visual inspection at the meter pit | 09/02/2024 00:00:00 |  | Non-Lead - Copper |  | 3/4 | Installation date after lead ban | No | Visual inspection at the meter pit | 09/02/2024 00:00:00 |  | Non-Lead | No | No |  | Single Family Residence |  | No | No |  |  | Non-Lead |  | 32.682638 | -103.136341
6086 | 1023 E GLORIETTA A 105, HOBBS NM |  | No | No | Non-Lead - Plastic | No | 2019 | 1 | Field inspection only with no records | Yes | Visual inspection at the meter pit | 05/26/2024 00:00:00 |  | Non-Lead - Plastic | 2019 | 1 | Installation date after lead ban | Yes | Visual inspection at the meter pit | 05/26/2024 00:00:00 |  | Non-Lead | No | No |  | Single Family Residence |  | No | No |  |  | Non-Lead |  | 32.7322508 | -103.1251818
9509 | 6412 N MEADOWLANDS DR, HOBBS NM |  | No | No | Non-Lead - Plastic | No |  | 1 | Field inspection only with no records | Yes | Visual inspection at the meter pit | 06/03/2024 00:00:00 |  | Non-Lead - Plastic |  | 1 | Field inspection only with no records | Yes | Visual inspection at the meter pit | 06/03/2024 00:00:00 |  | Non-Lead | No | No |  | Single Family Residence |  | No | No |  |  | Non-Lead |  | 32.7709432 | -103.1573651
5836 | 1100 N GILA DR, HOBBS NM |  | No | No | Unknown - Unlikely Lead | Don't Know |  |  |  | No | Other |  | Will Inspect meter box at a later date | Unknown - Unlikely Lead |  |  |  | No | Other |  | Will Inspect meter box at a later date | Unknown | Don't Know | Don't Know |  | Building | Unknown | Unknown | No |  |  | Unknown
7204 | 313 E JEMEZ RD, HOBBS NM |  | No | No | Unknown - Unlikely Lead | Don't Know |  |  |  | No | Other |  | Will Inspect meter box at a later date | Unknown - Unlikely Lead |  |  |  | No | Other |  | Will Inspect meter box at a later date | Unknown | Don't Know | Don't Know |  | Building | Unknown | Unknown | No |  |  | Unknown |  | 35.867142 | -106.272952
8247 | 4905 W LONGTAIL RD, HOBBS NM |  | No | No | Non-Lead - Plastic | No | 2020 | 1 | Field inspection only with no records | Yes | Visual inspection at the meter pit | 09/30/2024 00:00:00 |  | Non-Lead - Plastic | 2020 | 3/4 | Field inspection only with no records | Yes | Visual inspection at the meter pit | 09/30/2024 00:00:00 |  | Non-Lead | No | No |  | Single Family Residence | Unknown | No | No |  |  | Non-Lead |  | 32.750286 | -103.198968
6577 | 1605 S HOUSTON ST, HOBBS NM |  | No | No | Unknown - Unlikely Lead | Don't Know |  |  |  | No | Other |  | Will Inspect meter box at a later date | Unknown - Unlikely Lead |  |  |  | No | Other |  | Will Inspect meter box at a later date | Unknown | Don't Know | Don't Know |  | Building | Unknown | Unknown | No |  |  | Unknown |  | 32.684146 | -103.13163
5861 | 709 E GYPSY ST, HOBBS NM |  | No | No | Unknown - Unlikely Lead | Don't Know |  |  |  | No | Other |  | Will Inspect meter box at a later date | Unknown - Unlikely Lead |  |  |  | No | Other |  | Will Inspect meter box at a later date | Unknown | Don't Know | Don't Know |  | Building | Unknown | Unknown | No |  |  | Unknown
6210 | 2400 BLK N GRIMES ST, HOBBS NM |  | No | No | Unknown - Unlikely Lead | Don't Know |  |  |  | No | Other |  | Will Inspect meter box at a later date | Unknown - Unlikely Lead |  |  |  | No | Other |  | Will Inspect meter box at a later date | Unknown | Don't Know | Don't Know |  | Building | Unknown | Unknown | No |  |  | Unknown |  | 32.726669 | -103.142855
9499 | 6316 N MEADOWLANDS DR, HOBBS NM |  | No | No | Non-Lead - Plastic | No |  | 1 | Field inspection only with no records | Yes | Visual inspection at the meter pit | 06/03/2024 00:00:00 |  | Non-Lead - Plastic |  | 1 | Field inspection only with no records | Yes | Visual inspection at the meter pit | 06/03/2024 00:00:00 |  | Non-Lead | No | No |  | Single Family Residence |  | No | No |  |  | Non-Lead |  | 32.772406 | -103.157035
9882 | 2614 N NORTHWEST DR, HOBBS NM |  | No | No | Unknown - Unlikely Lead | Don't Know |  |  |  | No | Other |  | Will Inspect meter box at a later date | Unknown - Unlikely Lead |  |  |  | No | Other |  | Will Inspect meter box at a later date | Unknown | Don't Know | Don't Know |  | Building | Unknown | Unknown | No |  |  | Unknown |  | 32.7288632 | -103.1471004
7211 | 519 E JEMEZ RD, HOBBS NM |  | No | No | Unknown - Unlikely Lead | Don't Know |  |  |  | No | Other |  | Will Inspect meter box at a later date | Unknown - Unlikely Lead |  |  |  | No | Other |  | Will Inspect meter box at a later date | Unknown | Don't Know | Don't Know |  | Building | Unknown | Unknown | No |  |  | Unknown |  | 35.867142 | -106.272952
8997 | 2510 W MIDWEST ST, HOBBS NM |  | No | No | Unknown - Unlikely Lead | Don't Know |  |  |  | No | Other |  | Will Inspect meter box at a later date | Unknown - Unlikely Lead |  |  |  | No | Other |  | Will Inspect meter box at a later date | Unknown | Don't Know | Don't Know |  | Building | Unknown | Unknown | No |  |  | Unknown |  | 32.6913644 | -103.1659475
8493 | 1802 W MARLAND ST, HOBBS NM |  | No | No | Unknown - Unlikely Lead | Don't Know |  |  |  | No | Other |  | Will Inspect meter box at a later date | Unknown - Unlikely Lead |  |  |  | No | Other |  | Will Inspect meter box at a later date | Unknown | Don't Know | Don't Know |  | Building | Unknown | Unknown | No |  |  | Unknown |  | 32.7202103 | -103.1040084
6593 | 1304 S HOUSTON ST, HOBBS NM |  | No | No | Unknown - Unlikely Lead | Don't Know |  |  |  | No | Other |  | Will Inspect meter box at a later date | Unknown - Unlikely Lead |  |  |  | No | Other |  | Will Inspect meter box at a later date | Unknown | Don't Know | Don't Know |  | Building | Unknown | Unknown | No |  |  | Unknown |  | 32.6855148 | -103.1310538
9530 | 1603 MARQUIS LN, HOBBS NM |  | No | No | Unknown - Unlikely Lead | Don't Know |  |  |  | No | Other |  | Will Inspect meter box at a later date | Unknown - Unlikely Lead |  |  |  | No | Other |  | Will Inspect meter box at a later date | Unknown | Don't Know | Don't Know |  | Building | Unknown | Unknown | No |  |  | Unknown |  | 32.7395811 | -103.1556015
8080 | 6305 N LILY POND RD, HOBBS NM |  | No | No | Non-Lead - Plastic | No | 2022 | 1 | Field inspection only with no records | Yes | Visual inspection at the meter pit | 07/23/2024 00:00:00 |  | Non-Lead - Plastic | 2022 | 1 | Field inspection only with no records | Yes | Visual inspection at the meter pit | 07/23/2024 00:00:00 |  | Non-Lead | No | No |  | Single Family Residence | Unknown | No | No |  |  | Non-Lead |  | 32.7719668 | -103.156666
7100 | 3311 INDUSTRIAL DR, HOBBS NM |  | No | No | Unknown - Unlikely Lead | Don't Know |  |  |  | No | Other |  | Will Inspect meter box at a later date | Unknown - Unlikely Lead |  |  |  | No | Other |  | Will Inspect meter box at a later date | Unknown | Don't Know | Don't Know |  | Building | Unknown | Unknown | No |  |  | Unknown |  | 32.7361275 | -103.1587834
9007 | 913 S MCKINLEY ST, HOBBS NM |  | No | No | Unknown - Unlikely Lead | Don't Know |  |  |  | No | Other |  | Will Inspect meter box at a later date | Unknown - Unlikely Lead |  |  |  | No | Other |  | Will Inspect meter box at a later date | Unknown | Don't Know | Don't Know |  | Building | Unknown | Unknown | No |  |  | Unknown |  | 32.691692 | -103.132749
7570 | 1401 W KIOWA AVE, HOBBS NM |  | No | No | Unknown - Unlikely Lead | Don't Know |  |  |  | No | Other |  | Will Inspect meter box at a later date | Unknown - Unlikely Lead |  |  |  | No | Other |  | Will Inspect meter box at a later date | Unknown | Don't Know | Don't Know |  | Building | Unknown | Unknown | No |  |  | Unknown |  | 32.7359014 | -103.1522021
7673 | 6106 N LOBO CT, HOBBS NM |  | No | No | Unknown - Unlikely Lead | Don't Know |  |  |  | No | Other |  | Will Inspect meter box at a later date | Unknown - Unlikely Lead |  |  |  | No | Other |  | Will Inspect meter box at a later date | Unknown | Don't Know | Don't Know |  | Building | Unknown | Unknown | No |  |  | Unknown |  | 32.7697142 | -103.1796572
4804 | 1601 N DENSON DR, HOBBS NM |  | No | No | Unknown - Unlikely Lead | Don't Know |  |  |  | No | Other |  | Will Inspect meter box at a later date | Unknown - Unlikely Lead |  |  |  | No | Other |  | Will Inspect meter box at a later date | Unknown | Don't Know | Don't Know |  | Building | Unknown | Unknown | No |  |  | Unknown
91 | 44 ACOMA CT, HOBBS NM |  | No | No | Unknown - Unlikely Lead | Don't Know |  |  |  | No | Other |  | Will Inspect meter box at a later date | Unknown - Unlikely Lead |  |  |  | No | Other |  | Will Inspect meter box at a later date | Unknown | Don't Know | Don't Know |  | Building | Unknown | Unknown | No |  |  | Unknown |  | 32.7354019 | -103.1401826
9397 | 118 W MESA DR, HOBBS NM |  | No | No | Unknown - Unlikely Lead | Don't Know |  |  |  | No | Other |  | Will Inspect meter box at a later date | Unknown - Unlikely Lead |  |  |  | No | Other |  | Will Inspect meter box at a later date | Unknown | Don't Know | Don't Know |  | Building | Unknown | Unknown | No |  |  | Unknown |  | 32.7174707 | -103.1357523
7657 | 2201 N KINGSLEY DR, HOBBS NM |  | No | No | Unknown - Unlikely Lead | Don't Know |  |  |  | No | Other |  | Will Inspect meter box at a later date | Unknown - Unlikely Lead |  |  |  | No | Other |  | Will Inspect meter box at a later date | Unknown | Don't Know | Don't Know |  | Building | Unknown | Unknown | No |  |  | Unknown |  | 32.7240405 | -103.1421751
4800 | 1608 N DENSON DR, HOBBS NM |  | No | No | Unknown - Unlikely Lead | Don't Know |  |  |  | No | Other |  | Will Inspect meter box at a later date | Unknown - Unlikely Lead |  |  |  | No | Other |  | Will Inspect meter box at a later date | Unknown | Don't Know | Don't Know |  | Building | Unknown | Unknown | No |  |  | Unknown
5929 | 6101 N GREYHOUND PL, HOBBS NM |  | No | No | Unknown - Unlikely Lead | Don't Know |  |  |  | No | Other |  | Will Inspect meter box at a later date | Unknown - Unlikely Lead |  |  |  | No | Other |  | Will Inspect meter box at a later date | Unknown | Don't Know | Don't Know |  | Building | Unknown | Unknown | No |  |  | Unknown
7462 | 2330 N JUNIPER LN, HOBBS NM |  | No | No | Non-Lead - Plastic | No | 2009 | 3/4 | Field inspection only with no records | Yes | Visual inspection at the meter pit | 07/23/2024 00:00:00 |  | Non-Lead - Plastic | 2009 | 3/4 | Field inspection only with no records | Yes | Visual inspection at the meter pit | 07/23/2024 00:00:00 |  | Non-Lead | No | No |  | Single Family Residence | Unknown | No | No |  |  | Non-Lead |  | 32.7270557 | -103.1113094
8968 | 508 W MIDWEST ST, HOBBS NM |  | No | No | Unknown - Unlikely Lead | Don't Know |  |  |  | No | Other |  | Will Inspect meter box at a later date | Unknown - Unlikely Lead |  |  |  | No | Other |  | Will Inspect meter box at a later date | Unknown | Don't Know | Don't Know |  | Building | Unknown | Unknown | No |  |  | Unknown |  | 32.6916144 | -103.1418189
7651 | 2106 N KINGSLEY DR, HOBBS NM |  | No | No | Unknown - Unlikely Lead | Don't Know |  |  |  | No | Other |  | Will Inspect meter box at a later date | Unknown - Unlikely Lead |  |  |  | No | Other |  | Will Inspect meter box at a later date | Unknown | Don't Know | Don't Know |  | Building | Unknown | Unknown | No |  |  | Unknown |  | 32.7234064 | -103.1417534
8765 | 2809 N MORRIS DR, HOBBS NM |  | No | No | Unknown - Unlikely Lead | Don't Know |  |  |  | No | Other |  | Will Inspect meter box at a later date | Unknown - Unlikely Lead |  |  |  | No | Other |  | Will Inspect meter box at a later date | Unknown | Don't Know | Don't Know |  | Building | Unknown | Unknown | No |  |  | Unknown |  | 32.7316108 | -103.1297497
73 | 605 S 9TH, HOBBS NM |  | No | No | Unknown - Unlikely Lead | Don't Know |  |  |  | No | Other |  | Will Inspect meter box at a later date | Unknown - Unlikely Lead |  |  |  | No | Other |  | Will Inspect meter box at a later date | Unknown | Don't Know | Don't Know |  | Building | Unknown | Unknown | No |  |  | Unknown |  | 32.69546 | -103.117956
8251 | 4801 W LONGTAIL RD, HOBBS NM |  | No | No | Non-Lead - Plastic | No | 2020 | 1 | Field inspection only with no records | Yes | Visual inspection at the meter pit | 09/30/2024 00:00:00 |  | Non-Lead - Plastic | 2020 | 3/4 | Field inspection only with no records | Yes | Visual inspection at the meter pit | 09/30/2024 00:00:00 |  | Non-Lead | No | No |  | Single Family Residence | Unknown | No | No |  |  | Non-Lead |  | 32.7503253 | -103.1976813
5750 | 1720 N GILA DR, HOBBS NM |  | No | No | Unknown - Unlikely Lead | Don't Know |  |  |  | No | Other |  | Will Inspect meter box at a later date | Unknown - Unlikely Lead |  |  |  | No | Other |  | Will Inspect meter box at a later date | Unknown | Don't Know | Don't Know |  | Building | Unknown | Unknown | No |  |  | Unknown
9755 | 4503 MAPLE ST, HOBBS NM |  | No | No | Unknown - Unlikely Lead | Don't Know |  |  |  | No | Other |  | Will Inspect meter box at a later date | Unknown - Unlikely Lead |  |  |  | No | Other |  | Will Inspect meter box at a later date | Unknown | Don't Know | Don't Know |  | Building | Unknown | Unknown | No |  |  | Unknown |  | 32.7504015 | -103.1689972
8535 | 1149 W MARLAND ST, HOBBS NM |  | No | No | Unknown - Unlikely Lead | Don't Know |  |  |  | No | Other |  | Will Inspect meter box at a later date | Unknown - Unlikely Lead |  |  |  | No | Other |  | Will Inspect meter box at a later date | Unknown | Don't Know | Don't Know |  | Building | Unknown | Unknown | No |  |  | Unknown |  | 32.6963287 | -103.1503108
7641 | 2217 N KINGSLEY DR, HOBBS NM |  | No | No | Unknown - Unlikely Lead | Don't Know |  |  |  | No | Other |  | Will Inspect meter box at a later date | Unknown - Unlikely Lead |  |  |  | No | Other |  | Will Inspect meter box at a later date | Unknown | Don't Know | Don't Know |  | Building | Unknown | Unknown | No |  |  | Unknown |  | 32.724594 | -103.1421788
9880 | 2923 N NORTHWEST DR, HOBBS NM |  | No | No | Unknown - Unlikely Lead | Don't Know |  |  |  | No | Other |  | Will Inspect meter box at a later date | Unknown - Unlikely Lead |  |  |  | No | Other |  | Will Inspect meter box at a later date | Unknown | Don't Know | Don't Know |  | Building | Unknown | Unknown | No |  |  | Unknown |  | 32.7317278 | -103.1505396
8658 | 1000 N MARLAND BLVD # 23, HOBBS NM |  | No | No | Non-Lead - Plastic | Don't Know | 2003 | 3/4 | Field inspection only with no records | Yes | Visual inspection at the meter pit | 08/26/2024 00:00:00 |  | Non-Lead - Plastic | 2003 | 3/4 | Field inspection only with no records | Yes | Visual inspection at the meter pit | 08/26/2024 00:00:00 |  | Non-Lead | No | Don't Know |  | Single Family Residence |  | No | No |  |  | Non-Lead
7430 | 1122 JICARILLA ST, HOBBS NM |  | No | No | Unknown - Unlikely Lead | Don't Know |  |  |  | No | Other |  | Will Inspect meter box at a later date | Unknown - Unlikely Lead |  |  |  | No | Other |  | Will Inspect meter box at a later date | Unknown | Don't Know | Don't Know |  | Building | Unknown | Unknown | No |  |  | Unknown |  | 32.7453803 | -103.1491746
6128 | 711 S GIBBS ST, HOBBS NM |  | No | No | Unknown - Unlikely Lead | Don't Know |  |  |  | No | Other |  | Will Inspect meter box at a later date | Unknown - Unlikely Lead |  |  |  | No | Other |  | Will Inspect meter box at a later date | Unknown | Don't Know | Don't Know |  | Building | Unknown | Unknown | No |  |  | Unknown |  | 32.6943089 | -103.1719045
484 | 500 E ABO DR, HOBBS NM |  | No | No | Unknown - Unlikely Lead | Don't Know |  |  |  | No | Other |  | Will Inspect meter box at a later date | Unknown - Unlikely Lead |  |  |  | No | Other |  | Will Inspect meter box at a later date | Unknown | Don't Know | Don't Know |  | Building | Unknown | Unknown | No |  |  | Unknown
7567 | 1018 W KIOWA AVE, HOBBS NM |  | No | No | Unknown - Unlikely Lead | Don't Know |  |  |  | No | Other |  | Will Inspect meter box at a later date | Unknown - Unlikely Lead |  |  |  | No | Other |  | Will Inspect meter box at a later date | Unknown | Don't Know | Don't Know |  | Building | Unknown | Unknown | No |  |  | Unknown |  | 32.7362195 | -103.147965
5109 | 5212 ENERGY PLACE DR, HOBBS NM |  | No | No | Unknown - Unlikely Lead | Don't Know |  |  |  | No | Other |  | Will Inspect meter box at a later date | Unknown - Unlikely Lead |  |  |  | No | Other |  | Will Inspect meter box at a later date | Unknown | Don't Know | Don't Know |  | Building | Unknown | Unknown | No |  |  | Unknown
8593 | 1609 E MARLAND ST, HOBBS NM |  | No | No | Unknown - Unlikely Lead | Don't Know |  |  |  | No | Other |  | Will Inspect meter box at a later date | Unknown - Unlikely Lead |  |  |  | No | Other |  | Will Inspect meter box at a later date | Unknown | Don't Know | Don't Know |  | Building | Unknown | Unknown | No |  |  | Unknown |  | 32.6960964 | -103.1152467
5100 | 1001 ELM BLVD, HOBBS NM |  | No | No | Unknown - Unlikely Lead | Don't Know |  |  |  | No | Other |  | Will Inspect meter box at a later date | Unknown - Unlikely Lead |  |  |  | No | Other |  | Will Inspect meter box at a later date | Unknown | Don't Know | Don't Know |  | Building | Unknown | Unknown | No |  |  | Unknown
5398 | FIRE STATION #2, HOBBS NM |  | No | No | Unknown - Unlikely Lead | Don't Know |  |  |  | No | Other |  | Will Inspect meter box at a later date | Unknown - Unlikely Lead |  |  |  | No | Other |  | Will Inspect meter box at a later date | Unknown | Don't Know | Don't Know |  | Building | Unknown | Unknown | No |  |  | Unknown
6453 | 1501 E HIGHLAND DR, HOBBS NM |  | No | No | Unknown - Unlikely Lead | Don't Know |  |  |  | No | Other |  | Will Inspect meter box at a later date | Unknown - Unlikely Lead |  |  |  | No | Other |  | Will Inspect meter box at a later date | Unknown | Don't Know | Don't Know |  | Building | Unknown | Unknown | No |  |  | Unknown |  | 32.7287388 | -103.1188402
5775 | 1813 N GILA DR, HOBBS NM |  | No | No | Unknown - Unlikely Lead | Don't Know |  |  |  | No | Other |  | Will Inspect meter box at a later date | Unknown - Unlikely Lead |  |  |  | No | Other |  | Will Inspect meter box at a later date | Unknown | Don't Know | Don't Know |  | Building | Unknown | Unknown | No |  |  | Unknown
948 | 210 N AVENUE B, HOBBS NM |  | No | No | Unknown - Unlikely Lead | Don't Know |  |  |  | No | Other |  | Will Inspect meter box at a later date | Unknown - Unlikely Lead |  |  |  | No | Other |  | Will Inspect meter box at a later date | Unknown | Don't Know | Don't Know |  | Building | Unknown | Unknown | No |  |  | Unknown |  | 32.7023615 | -103.1255729
8155 | 316 S LEECH ST, HOBBS NM |  | No | No | Unknown - Unlikely Lead | Don't Know |  |  |  | No | Other |  | Will Inspect meter box at a later date | Unknown - Unlikely Lead |  |  |  | No | Other |  | Will Inspect meter box at a later date | Unknown | Don't Know | Don't Know |  | Building | Unknown | Unknown | No |  |  | Unknown |  | 32.6979239 | -103.1422216
6679 | 5111 W HARDTACK RD, HOBBS NM |  | No | No | Non-Lead - Plastic | No | 2015 | 3/4 | Field inspection only with no records | Yes | Visual inspection at the meter pit | 05/26/2024 00:00:00 |  | Non-Lead - Plastic | 2015 | 3/4 | Installation date after lead ban | Yes | Visual inspection at the meter pit | 05/26/2024 00:00:00 |  | Non-Lead | No | No |  | Single Family Residence |  | No | No |  |  | Non-Lead |  | 32.751676 | -103.2014669
8950 | 504 W MIDWEST ST, HOBBS NM |  | No | No | Unknown - Unlikely Lead | Don't Know |  |  |  | No | Other |  | Will Inspect meter box at a later date | Unknown - Unlikely Lead |  |  |  | No | Other |  | Will Inspect meter box at a later date | Unknown | Don't Know | Don't Know |  | Building | Unknown | Unknown | No |  |  | Unknown |  | 32.6915477 | -103.1415624
5016 | 1625 N ELEANOR CIR, HOBBS NM |  | No | No | Unknown - Unlikely Lead | Don't Know |  |  |  | No | Other |  | Will Inspect meter box at a later date | Unknown - Unlikely Lead |  |  |  | No | Other |  | Will Inspect meter box at a later date | Unknown | Don't Know | Don't Know |  | Building | Unknown | Unknown | No |  |  | Unknown
8241 | 4726 W LONGTAIL RD, HOBBS NM |  | No | No | Non-Lead - Plastic | No | 2020 | 1 | Field inspection only with no records | Yes | Visual inspection at the meter pit | 09/30/2024 00:00:00 |  | Non-Lead - Plastic | 2020 | 3/4 | Field inspection only with no records | Yes | Visual inspection at the meter pit | 09/30/2024 00:00:00 |  | Non-Lead | No | No |  | Single Family Residence | Unknown | No | No |  |  | Non-Lead |  | 32.7506847 | -103.1974636
5334 | 5 FAIRMONT CT, HOBBS NM |  | No | No | Unknown - Unlikely Lead | Don't Know |  |  |  | No | Other |  | Will Inspect meter box at a later date | Unknown - Unlikely Lead |  |  |  | No | Other |  | Will Inspect meter box at a later date | Unknown | Don't Know | Don't Know |  | Building | Unknown | Unknown | No |  |  | Unknown
7498 | 602 E KIVA DR, HOBBS NM |  | No | No | Unknown - Unlikely Lead | Don't Know |  |  |  | No | Other |  | Will Inspect meter box at a later date | Unknown - Unlikely Lead |  |  |  | No | Other |  | Will Inspect meter box at a later date | Unknown | Don't Know | Don't Know |  | Building | Unknown | Unknown | No |  |  | Unknown |  | 32.7335205 | -103.130188
8887 | 315 E MIDWEST ST, HOBBS NM |  | No | No | Unknown - Unlikely Lead | Don't Know |  |  |  | No | Other |  | Will Inspect meter box at a later date | Unknown - Unlikely Lead |  |  |  | No | Other |  | Will Inspect meter box at a later date | Unknown | Don't Know | Don't Know |  | Building | Unknown | Unknown | No |  |  | Unknown |  | 32.6909541 | -103.1334448
7701 | 209 E LEA ST, HOBBS NM |  | No | No | Unknown - Unlikely Lead | Don't Know |  |  |  | No | Other |  | Will Inspect meter box at a later date | Unknown - Unlikely Lead |  |  |  | No | Other |  | Will Inspect meter box at a later date | Unknown | Don't Know | Don't Know |  | Building | Unknown | Unknown | No |  |  | Unknown |  | 32.7089577 | -103.1342319
8636 | 604 E MARLAND ST, HOBBS NM |  | No | No | Unknown - Unlikely Lead | Don't Know |  |  |  | No | Other |  | Will Inspect meter box at a later date | Unknown - Unlikely Lead |  |  |  | No | Other |  | Will Inspect meter box at a later date | Unknown | Don't Know | Don't Know |  | Building | Unknown | Unknown | No |  |  | Unknown |  | 32.6967909 | -103.1296832
6355 | 700 S GRIMES ST, HOBBS NM |  | No | No | Unknown - Unlikely Lead | Don't Know |  |  |  | No | Other |  | Will Inspect meter box at a later date | Unknown - Unlikely Lead |  |  |  | No | Other |  | Will Inspect meter box at a later date | Unknown | Don't Know | Don't Know |  | Building | Unknown | Unknown | No |  |  | Unknown |  | 32.6943135 | -103.1452141
7152 | 1215 W JOE HARVEY BLVD SUITE 200, HOBBS NM |  | No | No | Unknown - Unlikely Lead | Don't Know |  |  |  | No | Other |  | Will Inspect meter box at a later date | Unknown - Unlikely Lead |  |  |  | No | Other |  | Will Inspect meter box at a later date | Unknown | Don't Know | Don't Know |  | Building | Unknown | Unknown | No |  |  | Unknown |  | 32.7397861 | -103.1509089
6010 | 118 E GLORIETTA DR, HOBBS NM |  | No | No | Unknown - Unlikely Lead | Don't Know |  |  |  | No | Other |  | Will Inspect meter box at a later date | Unknown - Unlikely Lead |  |  |  | No | Other |  | Will Inspect meter box at a later date | Unknown | Don't Know | Don't Know |  | Building | Unknown | Unknown | No |  |  | Unknown |  | 32.7329924 | -103.1356068
5356 | 30 FAIRMONT CT, HOBBS NM |  | No | No | Unknown - Unlikely Lead | Don't Know |  |  |  | No | Other |  | Will Inspect meter box at a later date | Unknown - Unlikely Lead |  |  |  | No | Other |  | Will Inspect meter box at a later date | Unknown | Don't Know | Don't Know |  | Building | Unknown | Unknown | No |  |  | Unknown
5037 | 109 S ELM ST, HOBBS NM |  | No | No | Unknown - Unlikely Lead | Don't Know |  |  |  | No | Other |  | Will Inspect meter box at a later date | Unknown - Unlikely Lead |  |  |  | No | Other |  | Will Inspect meter box at a later date | Unknown | Don't Know | Don't Know |  | Building | Unknown | Unknown | No |  |  | Unknown
9789 | 3513 N NORTHWEST DR, HOBBS NM |  | No | No | Unknown - Unlikely Lead | Don't Know |  |  |  | No | Other |  | Will Inspect meter box at a later date | Unknown - Unlikely Lead |  |  |  | No | Other |  | Will Inspect meter box at a later date | Unknown | Don't Know | Don't Know |  | Building | Unknown | Unknown | No |  |  | Unknown |  | 32.7379509 | -103.1567294
8807 | 1222 S MORRIS ST, HOBBS NM |  | No | No | Unknown - Unlikely Lead | Don't Know |  |  |  | No | Other |  | Will Inspect meter box at a later date | Unknown - Unlikely Lead |  |  |  | No | Other |  | Will Inspect meter box at a later date | Unknown | Don't Know | Don't Know |  | Building | Unknown | Unknown | No |  |  | Unknown |  | 32.6864931 | -103.1289951
575 | 222 S AVENUE A, HOBBS NM |  | No | No | Unknown - Unlikely Lead | Don't Know |  |  |  | No | Other |  | Will Inspect meter box at a later date | Unknown - Unlikely Lead |  |  |  | No | Other |  | Will Inspect meter box at a later date | Unknown | Don't Know | Don't Know |  | Building | Unknown | Unknown | No |  |  | Unknown
6762 | 1813 N HOMESTEAD DR, HOBBS NM |  | No | No | Non-Lead - Plastic | No | 2019 | 1 | Field inspection only with no records | Yes | Visual inspection at the meter pit | 09/02/2024 00:00:00 |  | Non-Lead - Plastic | 2019 | 1 | Installation date after lead ban | Yes | Visual inspection at the meter pit | 09/02/2024 00:00:00 |  | Non-Lead | No | No |  | Single Family Residence |  | No | No |  |  | Non-Lead |  | 32.7205117 | -103.1123732
8704 | 1000 N MARLAND BLVD #5, HOBBS NM |  | No | No | Non-Lead - Plastic | Don't Know | 2003 | 3/4 | Field inspection only with no records | Yes | Visual inspection at the meter pit | 08/26/2024 00:00:00 |  | Non-Lead - Plastic | 2003 | 3/4 | Field inspection only with no records | Yes | Visual inspection at the meter pit | 08/26/2024 00:00:00 |  | Non-Lead | No | Don't Know |  | Single Family Residence |  | No | No |  |  | Non-Lead
9583 | 18 MIGHTY ATOM CIRCLE, HOBBS NM |  | No | No | Non-Lead - Plastic | No | 2020 | 1 | Field inspection only with no records | Yes | Visual inspection at the meter pit | 06/03/2024 00:00:00 |  | Non-Lead - Plastic | 2020 | 1 | Field inspection only with no records | Yes | Visual inspection at the meter pit | 06/03/2024 00:00:00 |  | Non-Lead | No | No |  | Single Family Residence |  | No | No |  |  | Non-Lead |  | 32.74664 | -103.197814
8711 | 1000 N MARLAND BLVD #57, HOBBS NM |  | No | No | Non-Lead - Plastic | Don't Know | 2003 | 3/4 | Field inspection only with no records | Yes | Visual inspection at the meter pit | 08/26/2024 00:00:00 |  | Non-Lead - Plastic | 2003 | 3/4 | Field inspection only with no records | Yes | Visual inspection at the meter pit | 08/26/2024 00:00:00 |  | Non-Lead | No | Don't Know |  | Single Family Residence |  | No | No |  |  | Non-Lead
5656 | 129 W GOLD AVE, HOBBS NM |  | No | No | Unknown - Unlikely Lead | Don't Know |  |  |  | No | Other |  | Will Inspect meter box at a later date | Unknown - Unlikely Lead |  |  |  | No | Other |  | Will Inspect meter box at a later date | Unknown | Don't Know | Don't Know |  | Building | Unknown | Unknown | No |  |  | Unknown
8696 | 1000 N MARLAND BLVD #19, HOBBS NM |  | No | No | Non-Lead - Plastic | Don't Know | 2003 | 3/4 | Field inspection only with no records | Yes | Visual inspection at the meter pit | 08/26/2024 00:00:00 |  | Non-Lead - Plastic | 2003 | 3/4 | Field inspection only with no records | Yes | Visual inspection at the meter pit | 08/26/2024 00:00:00 |  | Non-Lead | No | Don't Know |  | Single Family Residence |  | No | No |  |  | Non-Lead
959 | 305 N AVENUE B, HOBBS NM |  | No | No | Unknown - Unlikely Lead | Don't Know |  |  |  | No | Other |  | Will Inspect meter box at a later date | Unknown - Unlikely Lead |  |  |  | No | Other |  | Will Inspect meter box at a later date | Unknown | Don't Know | Don't Know |  | Building | Unknown | Unknown | No |  |  | Unknown |  | 32.7030121 | -103.1259514
8189 | 6006 N LA MESA ST, HOBBS NM |  | No | No | Non-Lead - Plastic | No | Unknow | 1 | Field inspection only with no records | Yes | Visual inspection at the meter pit | 08/13/2024 00:00:00 |  | Non-Lead - Copper | 1982 | 3/4 | Field inspection only with no records | Yes | Visual inspection at the meter pit | 08/13/2024 00:00:00 |  | Non-Lead | No | No |  | Single Family Residence |  | No | No |  |  | Non-Lead |  | 32.7683082 | -103.1816034
7064 | 916 W IRON AVE, HOBBS NM |  | No | No | Unknown - Unlikely Lead | Don't Know |  |  |  | No | Other |  | Will Inspect meter box at a later date | Unknown - Unlikely Lead |  |  |  | No | Other |  | Will Inspect meter box at a later date | Unknown | Don't Know | Don't Know |  | Building | Unknown | Unknown | No |  |  | Unknown |  | 32.7319022 | -103.1472842
9319 | 928 W MESA VERDE DR, HOBBS NM |  | No | No | Unknown - Unlikely Lead | Don't Know |  |  |  | No | Other |  | Will Inspect meter box at a later date | Unknown - Unlikely Lead |  |  |  | No | Other |  | Will Inspect meter box at a later date | Unknown | Don't Know | Don't Know |  | Building | Unknown | Unknown | No |  |  | Unknown |  | 32.746184 | -103.1472731
9682 | 2216 N MORA DR, HOBBS NM |  | No | No | Unknown - Unlikely Lead | Don't Know |  |  |  | No | Other |  | Will Inspect meter box at a later date | Unknown - Unlikely Lead |  |  |  | No | Other |  | Will Inspect meter box at a later date | Unknown | Don't Know | Don't Know |  | Building | Unknown | Unknown | No |  |  | Unknown |  | 32.783882 | -103.127706
6836 | 906 W HUMBLE ST, HOBBS NM |  | No | No | Unknown - Unlikely Lead | Don't Know |  |  |  | No | Other |  | Will Inspect meter box at a later date | Unknown - Unlikely Lead |  |  |  | No | Other |  | Will Inspect meter box at a later date | Unknown | Don't Know | Don't Know |  | Building | Unknown | Unknown | No |  |  | Unknown |  | 32.6937302 | -103.14675
8494 | 3305 W MARLAND BLVD, HOBBS NM |  | No | No | Unknown - Unlikely Lead | Don't Know |  |  |  | No | Other |  | Will Inspect meter box at a later date | Unknown - Unlikely Lead |  |  |  | No | Other |  | Will Inspect meter box at a later date | Unknown | Don't Know | Don't Know |  | Building | Unknown | Unknown | No |  |  | Unknown |  | 32.6958261 | -103.1789689
5813 | 1723 N GILA DR, HOBBS NM |  | No | No | Unknown - Unlikely Lead | Don't Know |  |  |  | No | Other |  | Will Inspect meter box at a later date | Unknown - Unlikely Lead |  |  |  | No | Other |  | Will Inspect meter box at a later date | Unknown | Don't Know | Don't Know |  | Building | Unknown | Unknown | No |  |  | Unknown
6048 | 1012 E GLORIETTA DR, HOBBS NM |  | No | No | Non-Lead - Plastic | No | 2020 | 1 | Field inspection only with no records | Yes | Visual inspection at the meter pit | 05/26/2024 00:00:00 |  | Non-Lead - Plastic | 2020 | 1 | Installation date after lead ban | Yes | Visual inspection at the meter pit | 05/26/2024 00:00:00 |  | Non-Lead | No | No |  | Single Family Residence |  | No | No |  |  | Non-Lead |  | 32.733252 | -103.124622
5991 | 1127 N GULF ST, HOBBS NM |  | No | No | Unknown - Unlikely Lead | Don't Know |  |  |  | No | Other |  | Will Inspect meter box at a later date | Unknown - Unlikely Lead |  |  |  | No | Other |  | Will Inspect meter box at a later date | Unknown | Don't Know | Don't Know |  | Building | Unknown | Unknown | No |  |  | Unknown |  | 32.7120889 | -103.1532077
7536 | 1301 W KIOWA AVE, HOBBS NM |  | No | No | Unknown - Unlikely Lead | Don't Know |  |  |  | No | Other |  | Will Inspect meter box at a later date | Unknown - Unlikely Lead |  |  |  | No | Other |  | Will Inspect meter box at a later date | Unknown | Don't Know | Don't Know |  | Building | Unknown | Unknown | No |  |  | Unknown |  | 32.7360076 | -103.1505532
817 | 1016 W BERRY DR, HOBBS NM |  | No | No | Unknown - Unlikely Lead | Don't Know |  |  |  | No | Other |  | Will Inspect meter box at a later date | Unknown - Unlikely Lead |  |  |  | No | Other |  | Will Inspect meter box at a later date | Unknown | Don't Know | Don't Know |  | Building | Unknown | Unknown | No |  |  | Unknown |  | 32.714283 | -103.1485859
9048 | 1104 S MCKINLEY ST, HOBBS NM |  | No | No | Unknown - Unlikely Lead | Don't Know |  |  |  | No | Other |  | Will Inspect meter box at a later date | Unknown - Unlikely Lead |  |  |  | No | Other |  | Will Inspect meter box at a later date | Unknown | Don't Know | Don't Know |  | Building | Unknown | Unknown | No |  |  | Unknown |  | 32.6898832 | -103.1323119
9011 | 1217 S MCKINLEY ST, HOBBS NM |  | No | No | Unknown - Unlikely Lead | Don't Know |  |  |  | No | Other |  | Will Inspect meter box at a later date | Unknown - Unlikely Lead |  |  |  | No | Other |  | Will Inspect meter box at a later date | Unknown | Don't Know | Don't Know |  | Building | Unknown | Unknown | No |  |  | Unknown |  | 32.6878566 | -103.1333247
8613 | 1120 E MARLAND ST, HOBBS NM |  | No | No | Unknown - Unlikely Lead | Don't Know |  |  |  | No | Other |  | Will Inspect meter box at a later date | Unknown - Unlikely Lead |  |  |  | No | Other |  | Will Inspect meter box at a later date | Unknown | Don't Know | Don't Know |  | Building | Unknown | Unknown | No |  |  | Unknown |  | 32.6968 | -103.122887
592 | 2203 E ALAMEDA ST, HOBBS NM |  | No | No | Unknown - Unlikely Lead | Don't Know |  |  |  | No | Other |  | Will Inspect meter box at a later date | Unknown - Unlikely Lead |  |  |  | No | Other |  | Will Inspect meter box at a later date | Unknown | Don't Know | Don't Know |  | Building | Unknown | Unknown | No |  |  | Unknown
6866 | 1010 W HUMBLE ST, HOBBS NM |  | No | No | Unknown - Unlikely Lead | Don't Know |  |  |  | No | Other |  | Will Inspect meter box at a later date | Unknown - Unlikely Lead |  |  |  | No | Other |  | Will Inspect meter box at a later date | Unknown | Don't Know | Don't Know |  | Building | Unknown | Unknown | No |  |  | Unknown |  | 32.6936946 | -103.1481062
8862 | 1413 E MIDWEST ST, HOBBS NM |  | No | No | Unknown - Unlikely Lead | Don't Know |  |  |  | No | Other |  | Will Inspect meter box at a later date | Unknown - Unlikely Lead |  |  |  | No | Other |  | Will Inspect meter box at a later date | Unknown | Don't Know | Don't Know |  | Building | Unknown | Unknown | No |  |  | Unknown |  | 32.6910435 | -103.1195376
7802 | 443 W LLANO DR, HOBBS NM |  | No | No | Unknown - Unlikely Lead | Don't Know |  |  |  | No | Other |  | Will Inspect meter box at a later date | Unknown - Unlikely Lead |  |  |  | No | Other |  | Will Inspect meter box at a later date | Unknown | Don't Know | Don't Know |  | Building | Unknown | Unknown | No |  |  | Unknown |  | 32.7147804 | -103.1411389
774 | 2032 E ARBORS AVE, HOBBS NM |  | No | No | Non-Lead - Copper | No | 2007 | 3/4 | Field inspection only with no records | Yes | Visual inspection at the meter pit | 05/26/2024 00:00:00 |  | Non-Lead - Plastic | 2007 | 3/4 | Installation date after lead ban | Yes | Visual inspection at the meter pit | 05/26/2024 00:00:00 |  | Non-Lead | No | No |  | Single Family Residence |  | No | No |  |  | Non-Lead |  | 32.727396 | -103.112166
9680 | 2205 N MORA DR, HOBBS NM |  | No | No | Unknown - Unlikely Lead | Don't Know |  |  |  | No | Other |  | Will Inspect meter box at a later date | Unknown - Unlikely Lead |  |  |  | No | Other |  | Will Inspect meter box at a later date | Unknown | Don't Know | Don't Know |  | Building | Unknown | Unknown | No |  |  | Unknown |  | 32.724813 | -103.1176984
4985 | 1526 EL CENTRO, HOBBS NM |  | No | No | Non-Lead - Plastic | No | 2015 | 1 | Field inspection only with no records | Yes | Visual inspection at the meter pit | 06/03/2024 00:00:00 |  | Non-Lead - Plastic | 2015 | 1 | Field inspection only with no records | Yes | Visual inspection at the meter pit | 06/03/2024 00:00:00 |  | Non-Lead | No | No |  | Single Family Residence |  | No | No |  |  | Non-Lead
924 | 116 S AVENUE B, HOBBS NM |  | No | No | Unknown - Unlikely Lead | Don't Know |  |  |  | No | Other |  | Will Inspect meter box at a later date | Unknown - Unlikely Lead |  |  |  | No | Other |  | Will Inspect meter box at a later date | Unknown | Don't Know | Don't Know |  | Building | Unknown | Unknown | No |  |  | Unknown |  | 32.7001566 | -103.1254761
6780 | 1422 E HUMBLE ST, HOBBS NM |  | No | No | Unknown - Unlikely Lead | Don't Know |  |  |  | No | Other |  | Will Inspect meter box at a later date | Unknown - Unlikely Lead |  |  |  | No | Other |  | Will Inspect meter box at a later date | Unknown | Don't Know | Don't Know |  | Building | Unknown | Unknown | No |  |  | Unknown |  | 32.6937381 | -103.1191126
6824 | 918 E HUMBLE ST, HOBBS NM |  | No | No | Unknown - Unlikely Lead | Don't Know |  |  |  | No | Other |  | Will Inspect meter box at a later date | Unknown - Unlikely Lead |  |  |  | No | Other |  | Will Inspect meter box at a later date | Unknown | Don't Know | Don't Know |  | Building | Unknown | Unknown | No |  |  | Unknown |  | 32.6936376 | -103.1253877
5794 | 2201 N GILA DR, HOBBS NM |  | No | No | Unknown - Unlikely Lead | Don't Know |  |  |  | No | Other |  | Will Inspect meter box at a later date | Unknown - Unlikely Lead |  |  |  | No | Other |  | Will Inspect meter box at a later date | Unknown | Don't Know | Don't Know |  | Building | Unknown | Unknown | No |  |  | Unknown
4887 | 422 DONAHUE AVE, HOBBS NM |  | No | No | Unknown - Unlikely Lead | Don't Know |  |  |  | No | Other |  | Will Inspect meter box at a later date | Unknown - Unlikely Lead |  |  |  | No | Other |  | Will Inspect meter box at a later date | Unknown | Don't Know | Don't Know |  | Building | Unknown | Unknown | No |  |  | Unknown
8830 | 1006 S MORRIS ST, HOBBS NM |  | No | No | Unknown - Unlikely Lead | Don't Know |  |  |  | No | Other |  | Will Inspect meter box at a later date | Unknown - Unlikely Lead |  |  |  | No | Other |  | Will Inspect meter box at a later date | Unknown | Don't Know | Don't Know |  | Building | Unknown | Unknown | No |  |  | Unknown |  | 32.6909625 | -103.1285962
8730 | 110 N MARLAND BLVD, HOBBS NM |  | No | No | Unknown - Unlikely Lead | Don't Know |  |  |  | No | Other |  | Will Inspect meter box at a later date | Unknown - Unlikely Lead |  |  |  | No | Other |  | Will Inspect meter box at a later date | Unknown | Don't Know | Don't Know |  | Building | Unknown | Unknown | No |  |  | Unknown |  | 32.7013382 | -103.1205878
8128 | 501 N LEECH ST, HOBBS NM |  | No | No | Unknown - Unlikely Lead | Don't Know |  |  |  | No | Other |  | Will Inspect meter box at a later date | Unknown - Unlikely Lead |  |  |  | No | Other |  | Will Inspect meter box at a later date | Unknown | Don't Know | Don't Know |  | Building | Unknown | Unknown | No |  |  | Unknown |  | 32.7051021 | -103.1424937
8252 | 4917 W LONGTAIL RD, HOBBS NM |  | No | No | Non-Lead - Plastic | No | 2020 | 1 | Field inspection only with no records | Yes | Visual inspection at the meter pit | 09/30/2024 00:00:00 |  | Non-Lead - Plastic | 2020 | 3/4 | Field inspection only with no records | Yes | Visual inspection at the meter pit | 09/30/2024 00:00:00 |  | Non-Lead | No | No |  | Single Family Residence | Unknown | No | No |  |  | Non-Lead |  | 32.750285 | -103.199389
512 | 4020 N APODACA ST, HOBBS NM |  | No | No | Unknown - Unlikely Lead | Don't Know |  |  |  | No | Other |  | Will Inspect meter box at a later date | Unknown - Unlikely Lead |  |  |  | No | Other |  | Will Inspect meter box at a later date | Unknown | Don't Know | Don't Know |  | Building | Unknown | Unknown | No |  |  | Unknown
8959 | 413 W MIDWEST ST, HOBBS NM |  | No | No | Unknown - Unlikely Lead | Don't Know |  |  |  | No | Other |  | Will Inspect meter box at a later date | Unknown - Unlikely Lead |  |  |  | No | Other |  | Will Inspect meter box at a later date | Unknown | Don't Know | Don't Know |  | Building | Unknown | Unknown | No |  |  | Unknown |  | 32.6910587 | -103.1406951
9887 | 3605 N NORTHWEST DR, HOBBS NM |  | No | No | Unknown - Unlikely Lead | Don't Know |  |  |  | No | Other |  | Will Inspect meter box at a later date | Unknown - Unlikely Lead |  |  |  | No | Other |  | Will Inspect meter box at a later date | Unknown | Don't Know | Don't Know |  | Building | Unknown | Unknown | No |  |  | Unknown |  | 32.7390896 | -103.1578262
4814 | 1627 N DENSON DR, HOBBS NM |  | No | No | Unknown - Unlikely Lead | Don't Know |  |  |  | No | Other |  | Will Inspect meter box at a later date | Unknown - Unlikely Lead |  |  |  | No | Other |  | Will Inspect meter box at a later date | Unknown | Don't Know | Don't Know |  | Building | Unknown | Unknown | No |  |  | Unknown
7590 | 506 W KIOWA AVE, HOBBS NM |  | No | No | Unknown - Unlikely Lead | Don't Know |  |  |  | No | Other |  | Will Inspect meter box at a later date | Unknown - Unlikely Lead |  |  |  | No | Other |  | Will Inspect meter box at a later date | Unknown | Don't Know | Don't Know |  | Building | Unknown | Unknown | No |  |  | Unknown |  | 32.736373 | -103.141951
7197 | 406 E JEMEZ RD, HOBBS NM |  | No | No | Unknown - Unlikely Lead | Don't Know |  |  |  | No | Other |  | Will Inspect meter box at a later date | Unknown - Unlikely Lead |  |  |  | No | Other |  | Will Inspect meter box at a later date | Unknown | Don't Know | Don't Know |  | Building | Unknown | Unknown | No |  |  | Unknown |  | 35.867142 | -106.272952
8390 | 4827 N LOVINGTON HWY, HOBBS NM |  | No | No | Unknown - Unlikely Lead | Don't Know |  |  |  | No | Other |  | Will Inspect meter box at a later date | Unknown - Unlikely Lead |  |  |  | No | Other |  | Will Inspect meter box at a later date | Unknown | Don't Know | Don't Know |  | Building | Unknown | Unknown | No |  |  | Unknown |  | 32.7546755 | -103.1751259
5906 | 320 E GYPSY ST #4, HOBBS NM |  | No | No | Unknown - Unlikely Lead | Don't Know |  |  |  | No | Other |  | Will Inspect meter box at a later date | Unknown - Unlikely Lead |  |  |  | No | Other |  | Will Inspect meter box at a later date | Unknown | Don't Know | Don't Know |  | Building | Unknown | Unknown | No |  |  | Unknown
6137 | 3015 N GRIMES ST, HOBBS NM |  | No | No | Unknown - Unlikely Lead | Don't Know |  |  |  | No | Other |  | Will Inspect meter box at a later date | Unknown - Unlikely Lead |  |  |  | No | Other |  | Will Inspect meter box at a later date | Unknown | Don't Know | Don't Know |  | Building | Unknown | Unknown | No |  |  | Unknown |  | 32.7328655 | -103.1452113
8606 | 1308 E MARLAND ST, HOBBS NM |  | No | No | Unknown - Unlikely Lead | Don't Know |  |  |  | No | Other |  | Will Inspect meter box at a later date | Unknown - Unlikely Lead |  |  |  | No | Other |  | Will Inspect meter box at a later date | Unknown | Don't Know | Don't Know |  | Building | Unknown | Unknown | No |  |  | Unknown |  | 32.6967815 | -103.1222642
8165 | 602 E LUNA DR, HOBBS NM |  | No | No | Unknown - Unlikely Lead | Don't Know |  |  |  | No | Other |  | Will Inspect meter box at a later date | Unknown - Unlikely Lead |  |  |  | No | Other |  | Will Inspect meter box at a later date | Unknown | Don't Know | Don't Know |  | Building | Unknown | Unknown | No |  |  | Unknown |  | 32.715663 | -103.1302131
8175 | 620 E LUNA DR, HOBBS NM |  | No | No | Unknown - Unlikely Lead | Don't Know |  |  |  | No | Other |  | Will Inspect meter box at a later date | Unknown - Unlikely Lead |  |  |  | No | Other |  | Will Inspect meter box at a later date | Unknown | Don't Know | Don't Know |  | Building | Unknown | Unknown | No |  |  | Unknown |  | 32.7156601 | -103.1295937
4819 | 1112 N DENSON DR, HOBBS NM |  | No | No | Unknown - Unlikely Lead | Don't Know |  |  |  | No | Other |  | Will Inspect meter box at a later date | Unknown - Unlikely Lead |  |  |  | No | Other |  | Will Inspect meter box at a later date | Unknown | Don't Know | Don't Know |  | Building | Unknown | Unknown | No |  |  | Unknown
7731 | 516 W LEA ST, HOBBS NM |  | No | No | Unknown - Unlikely Lead | Don't Know |  |  |  | No | Other |  | Will Inspect meter box at a later date | Unknown - Unlikely Lead |  |  |  | No | Other |  | Will Inspect meter box at a later date | Unknown | Don't Know | Don't Know |  | Building | Unknown | Unknown | No |  |  | Unknown |  | 32.7094027 | -103.1421831
7630 | 4830 W KING KELLY RD, HOBBS NM |  | No | No | Non-Lead - Plastic | No | 2021 | 1 | Field inspection only with no records | Yes | Visual inspection at the meter pit | 09/30/2024 00:00:00 |  | Non-Lead - Plastic | 2021 | 3/4 | Field inspection only with no records | Yes | Visual inspection at the meter pit | 09/30/2024 00:00:00 |  | Non-Lead | No | No |  | Single Family Residence |  | No | No |  |  | Non-Lead |  | 32.749264 | -103.198758
8421 | 606 E MESQUITE DR, HOBBS NM |  | No | No | Unknown - Unlikely Lead | Don't Know |  |  |  | No | Other |  | Will Inspect meter box at a later date | Unknown - Unlikely Lead |  |  |  | No | Other |  | Will Inspect meter box at a later date | Unknown | Don't Know | Don't Know |  | Building | Unknown | Unknown | No |  |  | Unknown |  | 32.6886473 | -103.1292592
6111 | 2619 N GREEN VALLEY TRAIL, HOBBS NM |  | No | No | Non-Lead - Copper | No | 2007 | 3/4 | Field inspection only with no records | Yes | Visual inspection at the meter pit | 05/26/2024 00:00:00 |  | Non-Lead - Copper | 2007 | 3/4 | Installation date after lead ban | Yes | Visual inspection at the meter pit | 05/26/2024 00:00:00 |  | Non-Lead | No | No |  | Single Family Residence |  | No | No |  |  | Non-Lead |  | 32.730306 | -103.11347
5922 | #1 N GREYHOUND PL, HOBBS NM |  | No | No | Unknown - Unlikely Lead | Don't Know |  |  |  | No | Other |  | Will Inspect meter box at a later date | Unknown - Unlikely Lead |  |  |  | No | Other |  | Will Inspect meter box at a later date | Unknown | Don't Know | Don't Know |  | Building | Unknown | Unknown | No |  |  | Unknown
8016 | 811 N LINAM ST, HOBBS NM |  | No | No | Unknown - Unlikely Lead | Don't Know |  |  |  | No | Other |  | Will Inspect meter box at a later date | Unknown - Unlikely Lead |  |  |  | No | Other |  | Will Inspect meter box at a later date | Unknown | Don't Know | Don't Know |  | Building | Unknown | Unknown | No |  |  | Unknown |  | 32.7087993 | -103.1389067
5754 | 1600 N GILA DR, HOBBS NM |  | No | No | Unknown - Unlikely Lead | Don't Know |  |  |  | No | Other |  | Will Inspect meter box at a later date | Unknown - Unlikely Lead |  |  |  | No | Other |  | Will Inspect meter box at a later date | Unknown | Don't Know | Don't Know |  | Building | Unknown | Unknown | No |  |  | Unknown
4884 | 225 DONAHUE AVE, HOBBS NM |  | No | No | Unknown - Unlikely Lead | Don't Know |  |  |  | No | Other |  | Will Inspect meter box at a later date | Unknown - Unlikely Lead |  |  |  | No | Other |  | Will Inspect meter box at a later date | Unknown | Don't Know | Don't Know |  | Building | Unknown | Unknown | No |  |  | Unknown
7823 | 608 E LLANO DR, HOBBS NM |  | No | No | Unknown - Unlikely Lead | Don't Know |  |  |  | No | Other |  | Will Inspect meter box at a later date | Unknown - Unlikely Lead |  |  |  | No | Other |  | Will Inspect meter box at a later date | Unknown | Don't Know | Don't Know |  | Building | Unknown | Unknown | No |  |  | Unknown |  | 32.7148049 | -103.1299559
8512 | 801 W MARLAND ST, HOBBS NM |  | No | No | Unknown - Unlikely Lead | Don't Know |  |  |  | No | Other |  | Will Inspect meter box at a later date | Unknown - Unlikely Lead |  |  |  | No | Other |  | Will Inspect meter box at a later date | Unknown | Don't Know | Don't Know |  | Building | Unknown | Unknown | No |  |  | Unknown |  | 32.6962865 | -103.1451646
9501 | 6231 N MEADOWLANDS DR, HOBBS NM |  | No | No | Non-Lead - Plastic | No |  | 1 | Field inspection only with no records | Yes | Visual inspection at the meter pit | 06/03/2024 00:00:00 |  | Non-Lead - Plastic |  | 1 | Field inspection only with no records | Yes | Visual inspection at the meter pit | 06/03/2024 00:00:00 |  | Non-Lead | No | No |  | Single Family Residence |  | No | No |  |  | Non-Lead |  | 32.771681 | -103.157615
6205 | 3401 N GRIMES ST, HOBBS NM |  | No | No | Unknown - Unlikely Lead | Don't Know |  |  |  | No | Other |  | Will Inspect meter box at a later date | Unknown - Unlikely Lead |  |  |  | No | Other |  | Will Inspect meter box at a later date | Unknown | Don't Know | Don't Know |  | Building | Unknown | Unknown | No |  |  | Unknown |  | 32.7369902 | -103.1454255
7648 | 2024 N KINGSLEY DR, HOBBS NM |  | No | No | Unknown - Unlikely Lead | Don't Know |  |  |  | No | Other |  | Will Inspect meter box at a later date | Unknown - Unlikely Lead |  |  |  | No | Other |  | Will Inspect meter box at a later date | Unknown | Don't Know | Don't Know |  | Building | Unknown | Unknown | No |  |  | Unknown |  | 32.7230061 | -103.1417612
5282 | 2812 N FLAMINGO DR, HOBBS NM |  | No | No | Unknown - Unlikely Lead | Don't Know |  |  |  | No | Other |  | Will Inspect meter box at a later date | Unknown - Unlikely Lead |  |  |  | No | Other |  | Will Inspect meter box at a later date | Unknown | Don't Know | Don't Know |  | Building | Unknown | Unknown | No |  |  | Unknown
5855 | 501 W GYPSY ST, HOBBS NM |  | No | No | Unknown - Unlikely Lead | Don't Know |  |  |  | No | Other |  | Will Inspect meter box at a later date | Unknown - Unlikely Lead |  |  |  | No | Other |  | Will Inspect meter box at a later date | Unknown | Don't Know | Don't Know |  | Building | Unknown | Unknown | No |  |  | Unknown
6998 | 1517 W HONEYSUCKLE CT, HOBBS NM |  | No | No | Non-Lead - Plastic | No | 2021 | 1 | Installation date after lead ban | No | Other |  | GIS verfied because of being built after ban | Non-Lead - Plastic | 2021 | 1 | Installation date after lead ban | No | Other |  | Newer Construction, verified by GIS Mapping |  | No | No |  | Single Family Residence | Unknown | No | No |  |  | Non-Lead |  | 32.773437 | -103.155011
8025 | 917 N LINAM ST, HOBBS NM |  | No | No | Unknown - Unlikely Lead | Don't Know |  |  |  | No | Other |  | Will Inspect meter box at a later date | Unknown - Unlikely Lead |  |  |  | No | Other |  | Will Inspect meter box at a later date | Unknown | Don't Know | Don't Know |  | Building | Unknown | Unknown | No |  |  | Unknown |  | 32.710278 | -103.139032
5625 | 420 W GOLD AVE, HOBBS NM |  | No | No | Unknown - Unlikely Lead | Don't Know |  |  |  | No | Other |  | Will Inspect meter box at a later date | Unknown - Unlikely Lead |  |  |  | No | Other |  | Will Inspect meter box at a later date | Unknown | Don't Know | Don't Know |  | Building | Unknown | Unknown | No |  |  | Unknown
6115 | 2525 GREENVALLEY TRAIL, HOBBS NM |  | No | No | Non-Lead - Copper | No | 2007 | 3/4 | Field inspection only with no records | Yes | Visual inspection at the meter pit | 05/26/2024 00:00:00 |  | Non-Lead - Copper | 2007 | 3/4 | Installation date after lead ban | Yes | Visual inspection at the meter pit | 05/26/2024 00:00:00 |  | Non-Lead | No | No |  | Single Family Residence |  | No | No |  |  | Non-Lead |  | 32.7285919 | -103.1134684
6463 | 1000 E HIGHLAND DR, HOBBS NM |  | No | No | Unknown - Unlikely Lead | Don't Know |  |  |  | No | Other |  | Will Inspect meter box at a later date | Unknown - Unlikely Lead |  |  |  | No | Other |  | Will Inspect meter box at a later date | Unknown | Don't Know | Don't Know |  | Building | Unknown | Unknown | No |  |  | Unknown |  | 32.7296849 | -103.1243633
9278 | 312 W MAIN ST, HOBBS NM |  | No | No | Unknown - Unlikely Lead | Don't Know |  |  |  | No | Other |  | Will Inspect meter box at a later date | Unknown - Unlikely Lead |  |  |  | No | Other |  | Will Inspect meter box at a later date | Unknown | Don't Know | Don't Know |  | Building | Unknown | Unknown | No |  |  | Unknown |  | 32.6926429 | -103.1393824
705 | 727 E ASPEN ST, HOBBS NM |  | No | No | Unknown - Unlikely Lead | Don't Know |  |  |  | No | Other |  | Will Inspect meter box at a later date | Unknown - Unlikely Lead |  |  |  | No | Other |  | Will Inspect meter box at a later date | Unknown | Don't Know | Don't Know |  | Building | Unknown | Unknown | No |  |  | Unknown |  | 32.7350662 | -103.1289287
9100 | 2000 N MCKINLEY ST, HOBBS NM |  | No | No | Unknown - Unlikely Lead | Don't Know |  |  |  | No | Other |  | Will Inspect meter box at a later date | Unknown - Unlikely Lead |  |  |  | No | Other |  | Will Inspect meter box at a later date | Unknown | Don't Know | Don't Know |  | Building | Unknown | Unknown | No |  |  | Unknown |  | 32.7223479 | -103.1349417
524 | 300 W AZUL DR, HOBBS NM |  | No | No | Non-Lead - Plastic | Don't Know | 2019 | 1 | Field inspection only with no records | Yes | Visual inspection at the meter pit | 08/19/2024 00:00:00 |  | Non-Lead - Plastic | 2019 | 1 | Field inspection only with no records | Yes | Visual inspection at the meter pit | 08/19/2024 00:00:00 |  | Non-Lead | No | Don't Know |  | Single Family Residence |  | No | No |  |  | Non-Lead
9653 | 2318 N MULBERRY LN, HOBBS NM |  | No | No | Non-Lead - Plastic | No | 2020 | 1 | Field inspection only with no records | Yes | Visual inspection at the meter pit | 06/03/2024 00:00:00 |  | Non-Lead - Plastic | 2020 | 1 | Field inspection only with no records | Yes | Visual inspection at the meter pit | 06/03/2024 00:00:00 |  | Non-Lead | No | No |  | Single Family Residence |  | No | No |  |  | Non-Lead |  | 32.726657 | -103.1106829
7634 | 5110 W KING KELLY RD, HOBBS NM |  | No | No | Non-Lead - Plastic | No | 2021 | 1 | Field inspection only with no records | Yes | Visual inspection at the meter pit | 09/30/2024 00:00:00 |  | Non-Lead - Plastic | 2021 | 3/4 | Field inspection only with no records | Yes | Visual inspection at the meter pit | 09/30/2024 00:00:00 |  | Non-Lead | No | No |  | Single Family Residence |  | No | No |  |  | Non-Lead |  | 32.749267 | -103.201497
8864 | 116 E MIDWEST ST, HOBBS NM |  | No | No | Unknown - Unlikely Lead | Don't Know |  |  |  | No | Other |  | Will Inspect meter box at a later date | Unknown - Unlikely Lead |  |  |  | No | Other |  | Will Inspect meter box at a later date | Unknown | Don't Know | Don't Know |  | Building | Unknown | Unknown | No |  |  | Unknown |  | 32.6915609 | -103.1353498
7176 | 1717 W JOE HARVEY BLVD, HOBBS NM |  | No | No | Unknown - Unlikely Lead | Don't Know |  |  |  | No | Other |  | Will Inspect meter box at a later date | Unknown - Unlikely Lead |  |  |  | No | Other |  | Will Inspect meter box at a later date | Unknown | Don't Know | Don't Know |  | Building | Unknown | Unknown | No |  |  | Unknown |  | 32.7414637 | -103.1578475
8212 | 1108 W LAUGHLIN DR, HOBBS NM |  | No | No | Unknown - Unlikely Lead | Don't Know |  |  |  | No | Other |  | Will Inspect meter box at a later date | Unknown - Unlikely Lead |  |  |  | No | Other |  | Will Inspect meter box at a later date | Unknown | Don't Know | Don't Know |  | Building | Unknown | Unknown | No |  |  | Unknown |  | 32.7128269 | -103.1495362
9891 | 3015 N NORTHWEST DR, HOBBS NM |  | No | No | Unknown - Unlikely Lead | Don't Know |  |  |  | No | Other |  | Will Inspect meter box at a later date | Unknown - Unlikely Lead |  |  |  | No | Other |  | Will Inspect meter box at a later date | Unknown | Don't Know | Don't Know |  | Building | Unknown | Unknown | No |  |  | Unknown |  | 32.7325961 | -103.1513995
8687 | 1000 N MARLAND BLVD #43, HOBBS NM |  | No | No | Non-Lead - Plastic | Don't Know | 2003 | 3/4 | Field inspection only with no records | Yes | Visual inspection at the meter pit | 08/26/2024 00:00:00 |  | Non-Lead - Plastic | 2003 | 3/4 | Field inspection only with no records | Yes | Visual inspection at the meter pit | 08/26/2024 00:00:00 |  | Non-Lead | No | Don't Know |  | Single Family Residence |  | No | No |  |  | Non-Lead
8285 | 5317 N LOVINGTON HWY, HOBBS NM |  | No | No | Unknown - Unlikely Lead | Don't Know |  |  |  | No | Other |  | Will Inspect meter box at a later date | Unknown - Unlikely Lead |  |  |  | No | Other |  | Will Inspect meter box at a later date | Unknown | Don't Know | Don't Know |  | Building | Unknown | Unknown | No |  |  | Unknown |  | 32.7600054 | -103.1803187
8301 | 5324 N LOVINGTON HWY, HOBBS NM |  | No | No | Unknown - Unlikely Lead | Don't Know |  |  |  | No | Other |  | Will Inspect meter box at a later date | Unknown - Unlikely Lead |  |  |  | No | Other |  | Will Inspect meter box at a later date | Unknown | Don't Know | Don't Know |  | Building | Unknown | Unknown | No |  |  | Unknown |  | 32.7608095 | -103.1803103
912 | 201 S AVENUE B, HOBBS NM |  | No | No | Unknown - Unlikely Lead | Don't Know |  |  |  | No | Other |  | Will Inspect meter box at a later date | Unknown - Unlikely Lead |  |  |  | No | Other |  | Will Inspect meter box at a later date | Unknown | Don't Know | Don't Know |  | Building | Unknown | Unknown | No |  |  | Unknown |  | 32.699642 | -103.1260416
4840 | 1024 DESERT SAGE, HOBBS NM |  | No | No | Non-Lead - Plastic | No | 2005 | 3/4 | Field inspection only with no records | Yes | Visual inspection at the meter pit | 04/17/2024 00:00:00 |  | Non-Lead - Copper | 2005 | 3/4 | Field inspection only with no records | Yes | Visual inspection at the meter pit | 04/17/2024 00:00:00 |  | Non-Lead | No | No | Not Applicable | Single Family Residence | Unknown | No | No |  |  | Non-Lead
983 | 219 E BAJA DR, HOBBS NM |  | No | No | Unknown - Unlikely Lead | Don't Know |  |  |  | No | Other |  | Will Inspect meter box at a later date | Unknown - Unlikely Lead |  |  |  | No | Other |  | Will Inspect meter box at a later date | Unknown | Don't Know | Don't Know |  | Building | Unknown | Unknown | No |  |  | Unknown |  | 32.7189288 | -103.1335218
5663 | 122 W GOLD AVE, HOBBS NM |  | No | No | Unknown - Unlikely Lead | Don't Know |  |  |  | No | Other |  | Will Inspect meter box at a later date | Unknown - Unlikely Lead |  |  |  | No | Other |  | Will Inspect meter box at a later date | Unknown | Don't Know | Don't Know |  | Building | Unknown | Unknown | No |  |  | Unknown
5783 | 1430 N GILA DR, HOBBS NM |  | No | No | Unknown - Unlikely Lead | Don't Know |  |  |  | No | Other |  | Will Inspect meter box at a later date | Unknown - Unlikely Lead |  |  |  | No | Other |  | Will Inspect meter box at a later date | Unknown | Don't Know | Don't Know |  | Building | Unknown | Unknown | No |  |  | Unknown
5531 | 702 E GREEN ACRES DR, HOBBS NM |  | No | No | Unknown - Unlikely Lead | Don't Know |  |  |  | No | Other |  | Will Inspect meter box at a later date | Unknown - Unlikely Lead |  |  |  | No | Other |  | Will Inspect meter box at a later date | Unknown | Don't Know | Don't Know |  | Building | Unknown | Unknown | No |  |  | Unknown
6875 | 900 W HUMBLE ST, HOBBS NM |  | No | No | Unknown - Unlikely Lead | Don't Know |  |  |  | No | Other |  | Will Inspect meter box at a later date | Unknown - Unlikely Lead |  |  |  | No | Other |  | Will Inspect meter box at a later date | Unknown | Don't Know | Don't Know |  | Building | Unknown | Unknown | No |  |  | Unknown |  | 32.6937528 | -103.14629
7631 | 4801 W KING KELLY RD, HOBBS NM |  | No | No | Non-Lead - Plastic | No | 2021 | 1 | Field inspection only with no records | Yes | Visual inspection at the meter pit | 09/30/2024 00:00:00 |  | Non-Lead - Plastic | 2021 | 3/4 | Field inspection only with no records | Yes | Visual inspection at the meter pit | 09/30/2024 00:00:00 |  | Non-Lead | No | No |  | Single Family Residence |  | No | No |  |  | Non-Lead |  | 32.748803 | -103.19767
7969 | 1209 E LINCOLN RD, HOBBS NM |  | No | No | Unknown - Unlikely Lead | Don't Know |  |  |  | No | Other |  | Will Inspect meter box at a later date | Unknown - Unlikely Lead |  |  |  | No | Other |  | Will Inspect meter box at a later date | Unknown | Don't Know | Don't Know |  | Building | Unknown | Unknown | No |  |  | Unknown |  | 32.7195721 | -103.1219112
5133 | 1007 N FOWLER ST, HOBBS NM |  | No | No | Unknown - Unlikely Lead | Don't Know |  |  |  | No | Other |  | Will Inspect meter box at a later date | Unknown - Unlikely Lead |  |  |  | No | Other |  | Will Inspect meter box at a later date | Unknown | Don't Know | Don't Know |  | Building | Unknown | Unknown | No |  |  | Unknown
6431 | 837 E HIGHLAND DR, HOBBS NM |  | No | No | Unknown - Unlikely Lead | Don't Know |  |  |  | No | Other |  | Will Inspect meter box at a later date | Unknown - Unlikely Lead |  |  |  | No | Other |  | Will Inspect meter box at a later date | Unknown | Don't Know | Don't Know |  | Building | Unknown | Unknown | No |  |  | Unknown |  | 32.7293237 | -103.1260588
7744 | 311 W LEA ST, HOBBS NM |  | No | No | Non-Lead - Plastic | Don't Know |  | 1 | Field inspection only with no records | Yes | Visual inspection at the meter pit | 07/23/2024 00:00:00 |  | Galvanized | 1950 | 3/4 | Field inspection only with no records | Yes | Visual inspection at the meter pit | 07/23/2024 00:00:00 |  | Non-Lead | No | Don't Know |  | Single Family Residence |  | No | No |  |  | Non-Lead |  | 32.7090267 | -103.1395913
7347 | 103 JEFFERSON PL, HOBBS NM |  | No | No | Unknown - Unlikely Lead | Don't Know |  |  |  | No | Other |  | Will Inspect meter box at a later date | Unknown - Unlikely Lead |  |  |  | No | Other |  | Will Inspect meter box at a later date | Unknown | Don't Know | Don't Know |  | Building | Unknown | Unknown | No |  |  | Unknown |  | 32.7149701 | -103.1245024
7332 | 107 JEFFERSON PL, HOBBS NM |  | No | No | Unknown - Unlikely Lead | Don't Know |  |  |  | No | Other |  | Will Inspect meter box at a later date | Unknown - Unlikely Lead |  |  |  | No | Other |  | Will Inspect meter box at a later date | Unknown | Don't Know | Don't Know |  | Building | Unknown | Unknown | No |  |  | Unknown |  | 32.7149531 | -103.1250126
5761 | 1606 N GILA DR, HOBBS NM |  | No | No | Unknown - Unlikely Lead | Don't Know |  |  |  | No | Other |  | Will Inspect meter box at a later date | Unknown - Unlikely Lead |  |  |  | No | Other |  | Will Inspect meter box at a later date | Unknown | Don't Know | Don't Know |  | Building | Unknown | Unknown | No |  |  | Unknown
7602 | 509-D W KIOWA AVE, HOBBS NM |  | No | No | Unknown - Unlikely Lead | Don't Know |  |  |  | No | Other |  | Will Inspect meter box at a later date | Unknown - Unlikely Lead |  |  |  | No | Other |  | Will Inspect meter box at a later date | Unknown | Don't Know | Don't Know |  | Building | Unknown | Unknown | No |  |  | Unknown
486 | 501 E ABO DR, HOBBS NM |  | No | No | Unknown - Unlikely Lead | Don't Know |  |  |  | No | Other |  | Will Inspect meter box at a later date | Unknown - Unlikely Lead |  |  |  | No | Other |  | Will Inspect meter box at a later date | Unknown | Don't Know | Don't Know |  | Building | Unknown | Unknown | No |  |  | Unknown
7143 | 1701 W JOE HARVEY BLVD SUITE 400, HOBBS NM |  | No | No | Unknown - Unlikely Lead | Don't Know |  |  |  | No | Other |  | Will Inspect meter box at a later date | Unknown - Unlikely Lead |  |  |  | No | Other |  | Will Inspect meter box at a later date | Unknown | Don't Know | Don't Know |  | Building | Unknown | Unknown | No |  |  | Unknown |  | 32.741187 | -103.156941
6547 | 2913 N HOUSTON ST, HOBBS NM |  | No | No | Unknown - Unlikely Lead | Don't Know |  |  |  | No | Other |  | Will Inspect meter box at a later date | Unknown - Unlikely Lead |  |  |  | No | Other |  | Will Inspect meter box at a later date | Unknown | Don't Know | Don't Know |  | Building | Unknown | Unknown | No |  |  | Unknown |  | 32.7325122 | -103.1321199
826 | 421 W BERRY DR, HOBBS NM |  | No | No | Unknown - Unlikely Lead | Don't Know |  |  |  | No | Other |  | Will Inspect meter box at a later date | Unknown - Unlikely Lead |  |  |  | No | Other |  | Will Inspect meter box at a later date | Unknown | Don't Know | Don't Know |  | Building | Unknown | Unknown | No |  |  | Unknown |  | 32.7140648 | -103.1402115
8336 | 6401 N LOVINGTON HWY, HOBBS NM |  | No | No | Unknown - Unlikely Lead | Don't Know |  |  |  | No | Other |  | Will Inspect meter box at a later date | Unknown - Unlikely Lead |  |  |  | No | Other |  | Will Inspect meter box at a later date | Unknown | Don't Know | Don't Know |  | Building | Unknown | Unknown | No |  |  | Unknown |  | 32.7723654 | -103.1935576
5586 | 1004 E GREEN ACRES DR, HOBBS NM |  | No | No | Unknown - Unlikely Lead | Don't Know |  |  |  | No | Other |  | Will Inspect meter box at a later date | Unknown - Unlikely Lead |  |  |  | No | Other |  | Will Inspect meter box at a later date | Unknown | Don't Know | Don't Know |  | Building | Unknown | Unknown | No |  |  | Unknown
5496 | 1219 N GRAYSON ST, HOBBS NM |  | No | No | Unknown - Unlikely Lead | Don't Know |  |  |  | No | Other |  | Will Inspect meter box at a later date | Unknown - Unlikely Lead |  |  |  | No | Other |  | Will Inspect meter box at a later date | Unknown | Don't Know | Don't Know |  | Building | Unknown | Unknown | No |  |  | Unknown
5887 | 912 E GYPSY ST, HOBBS NM |  | No | No | Unknown - Unlikely Lead | Don't Know |  |  |  | No | Other |  | Will Inspect meter box at a later date | Unknown - Unlikely Lead |  |  |  | No | Other |  | Will Inspect meter box at a later date | Unknown | Don't Know | Don't Know |  | Building | Unknown | Unknown | No |  |  | Unknown
7693 | 301 E LEA ST, HOBBS NM |  | No | No | Unknown - Unlikely Lead | Don't Know |  |  |  | No | Other |  | Will Inspect meter box at a later date | Unknown - Unlikely Lead |  |  |  | No | Other |  | Will Inspect meter box at a later date | Unknown | Don't Know | Don't Know |  | Building | Unknown | Unknown | No |  |  | Unknown |  | 32.7089085 | -103.1335346
9676 | 2101 N MORA DR, HOBBS NM |  | No | No | Unknown - Unlikely Lead | Don't Know |  |  |  | No | Other |  | Will Inspect meter box at a later date | Unknown - Unlikely Lead |  |  |  | No | Other |  | Will Inspect meter box at a later date | Unknown | Don't Know | Don't Know |  | Building | Unknown | Unknown | No |  |  | Unknown |  | 32.7241606 | -103.1176988
7583 | 900 W KIOWA AVE, HOBBS NM |  | No | No | Unknown - Unlikely Lead | Don't Know |  |  |  | No | Other |  | Will Inspect meter box at a later date | Unknown - Unlikely Lead |  |  |  | No | Other |  | Will Inspect meter box at a later date | Unknown | Don't Know | Don't Know |  | Building | Unknown | Unknown | No |  |  | Unknown |  | 32.7362194 | -103.1463711
6994 | 1513 W HONEYSUCKLE CT, HOBBS NM |  | No | No | Non-Lead - Plastic | No | 2021 | 1 | Installation date after lead ban | No | Other |  | GIS verfied because of being built after ban | Non-Lead - Plastic | 2021 | 1 | Installation date after lead ban | No | Other |  | Newer Construction, verified by GIS Mapping |  | No | No |  | Single Family Residence | Unknown | No | No |  |  | Non-Lead |  | 32.773437 | -103.154844
9015 | 1234 S MCKINLEY ST, HOBBS NM |  | No | No | Unknown - Unlikely Lead | Don't Know |  |  |  | No | Other |  | Will Inspect meter box at a later date | Unknown - Unlikely Lead |  |  |  | No | Other |  | Will Inspect meter box at a later date | Unknown | Don't Know | Don't Know |  | Building | Unknown | Unknown | No |  |  | Unknown |  | 32.686266 | -103.1328314
8240 | 4806 W LONGTAIL RD, HOBBS NM |  | No | No | Non-Lead - Plastic | No | 2020 | 1 | Field inspection only with no records | Yes | Visual inspection at the meter pit | 09/30/2024 00:00:00 |  | Non-Lead - Plastic | 2020 | 3/4 | Field inspection only with no records | Yes | Visual inspection at the meter pit | 09/30/2024 00:00:00 |  | Non-Lead | No | No |  | Single Family Residence | Unknown | No | No |  |  | Non-Lead |  | 32.750717 | -103.197892
8063 | 711 S LINAM ST, HOBBS NM |  | No | No | Unknown - Unlikely Lead | Don't Know |  |  |  | No | Other |  | Will Inspect meter box at a later date | Unknown - Unlikely Lead |  |  |  | No | Other |  | Will Inspect meter box at a later date | Unknown | Don't Know | Don't Know |  | Building | Unknown | Unknown | No |  |  | Unknown |  | 32.6938255 | -103.1389477
4827 | 1617 N DENSON DR, HOBBS NM |  | No | No | Unknown - Unlikely Lead | Don't Know |  |  |  | No | Other |  | Will Inspect meter box at a later date | Unknown - Unlikely Lead |  |  |  | No | Other |  | Will Inspect meter box at a later date | Unknown | Don't Know | Don't Know |  | Building | Unknown | Unknown | No |  |  | Unknown
865 | 212 W BERRY DR, HOBBS NM |  | No | No | Unknown - Unlikely Lead | Don't Know |  |  |  | No | Other |  | Will Inspect meter box at a later date | Unknown - Unlikely Lead |  |  |  | No | Other |  | Will Inspect meter box at a later date | Unknown | Don't Know | Don't Know |  | Building | Unknown | Unknown | No |  |  | Unknown |  | 32.715702 | -103.1368163
8163 | 715 E LUNA DR, HOBBS NM |  | No | No | Unknown - Unlikely Lead | Don't Know |  |  |  | No | Other |  | Will Inspect meter box at a later date | Unknown - Unlikely Lead |  |  |  | No | Other |  | Will Inspect meter box at a later date | Unknown | Don't Know | Don't Know |  | Building | Unknown | Unknown | No |  |  | Unknown |  | 32.715188 | -103.1284701
8604 | 1108 E MARLAND ST, HOBBS NM |  | No | No | Unknown - Unlikely Lead | Don't Know |  |  |  | No | Other |  | Will Inspect meter box at a later date | Unknown - Unlikely Lead |  |  |  | No | Other |  | Will Inspect meter box at a later date | Unknown | Don't Know | Don't Know |  | Building | Unknown | Unknown | No |  |  | Unknown |  | 32.6967821 | -103.1235267
5453 | 1806 N GRAYSON ST, HOBBS NM |  | No | No | Unknown - Unlikely Lead | Don't Know |  |  |  | No | Other |  | Will Inspect meter box at a later date | Unknown - Unlikely Lead |  |  |  | No | Other |  | Will Inspect meter box at a later date | Unknown | Don't Know | Don't Know |  | Building | Unknown | Unknown | No |  |  | Unknown
5627 | 501 W GOLD AVE, HOBBS NM |  | No | No | Unknown - Unlikely Lead | Don't Know |  |  |  | No | Other |  | Will Inspect meter box at a later date | Unknown - Unlikely Lead |  |  |  | No | Other |  | Will Inspect meter box at a later date | Unknown | Don't Know | Don't Know |  | Building | Unknown | Unknown | No |  |  | Unknown
7082 | 819 W IRON AVE, HOBBS NM |  | No | No | Unknown - Unlikely Lead | Don't Know |  |  |  | No | Other |  | Will Inspect meter box at a later date | Unknown - Unlikely Lead |  |  |  | No | Other |  | Will Inspect meter box at a later date | Unknown | Don't Know | Don't Know |  | Building | Unknown | Unknown | No |  |  | Unknown |  | 32.7315294 | -103.1457596
7170 | 901 W JOE HARVEY BLVD, HOBBS NM |  | No | No | Unknown - Unlikely Lead | Don't Know |  |  |  | No | Other |  | Will Inspect meter box at a later date | Unknown - Unlikely Lead |  |  |  | No | Other |  | Will Inspect meter box at a later date | Unknown | Don't Know | Don't Know |  | Building | Unknown | Unknown | No |  |  | Unknown |  | 32.7387085 | -103.1466064
552 | 108 1/2 N AVENUE A, HOBBS NM |  | No | No | Unknown - Unlikely Lead | Don't Know |  |  |  | No | Other |  | Will Inspect meter box at a later date | Unknown - Unlikely Lead |  |  |  | No | Other |  | Will Inspect meter box at a later date | Unknown | Don't Know | Don't Know |  | Building | Unknown | Unknown | No |  |  | Unknown
5315 | 1432 W FOX FIRE CT, HOBBS NM |  | No | No | Non-Lead - Plastic | No | 2020 | 1 | Installation date after lead ban | No | Other |  | Newer Construction, verified by GIS Mapping | Non-Lead - Plastic | 2020 | 1 | Installation date after lead ban | No | Other |  | Newer Construction, verified by GIS Mapping |  | No | No |  | Single Family Residence | Unknown | No | No |  |  | Non-Lead
7807 | 203 W LLANO DR, HOBBS NM |  | No | No | Unknown - Unlikely Lead | Don't Know |  |  |  | No | Other |  | Will Inspect meter box at a later date | Unknown - Unlikely Lead |  |  |  | No | Other |  | Will Inspect meter box at a later date | Unknown | Don't Know | Don't Know |  | Building | Unknown | Unknown | No |  |  | Unknown |  | 32.7162317 | -103.1364973
5291 | 4107 FIESTA DR, HOBBS NM |  | No | No | Unknown - Unlikely Lead | Don't Know |  |  |  | No | Other |  | Will Inspect meter box at a later date | Unknown - Unlikely Lead |  |  |  | No | Other |  | Will Inspect meter box at a later date | Unknown | Don't Know | Don't Know |  | Building | Unknown | Unknown | No |  |  | Unknown
6223 | 1712 N GRIMES ST, HOBBS NM |  | No | No | Unknown - Unlikely Lead | Don't Know |  |  |  | No | Other |  | Will Inspect meter box at a later date | Unknown - Unlikely Lead |  |  |  | No | Other |  | Will Inspect meter box at a later date | Unknown | Don't Know | Don't Know |  | Building | Unknown | Unknown | No |  |  | Unknown |  | 32.7188127 | -103.1455122
9626 | 1009 W MACKENZIE DR, HOBBS NM |  | No | No | Unknown - Unlikely Lead | Don't Know |  |  |  | No | Other |  | Will Inspect meter box at a later date | Unknown - Unlikely Lead |  |  |  | No | Other |  | Will Inspect meter box at a later date | Unknown | Don't Know | Don't Know |  | Building | Unknown | Unknown | No |  |  | Unknown |  | 32.7131818 | -103.1481054
7050 | 4617 N HOMESTRETCH RD, HOBBS NM |  | No | No | Non-Lead - Plastic | No | 2019 | 1 | Installation date after lead ban | Yes | Visual inspection at the meter pit | 09/30/2024 00:00:00 |  | Non-Lead - Plastic | 2019 | 1 | Installation date after lead ban | Yes | Visual inspection at the meter pit | 09/30/2024 00:00:00 |  | Non-Lead | No | No |  | Single Family Residence | Unknown | No | No |  |  | Non-Lead |  | 32.751863 | -103.204353
673 | 714 E ASPEN ST, HOBBS NM |  | No | No | Unknown - Unlikely Lead | Don't Know |  |  |  | No | Other |  | Will Inspect meter box at a later date | Unknown - Unlikely Lead |  |  |  | No | Other |  | Will Inspect meter box at a later date | Unknown | Don't Know | Don't Know |  | Building | Unknown | Unknown | No |  |  | Unknown |  | 32.7355421 | -103.1293984
5886 | 1005 E GYPSY ST, HOBBS NM |  | No | No | Unknown - Unlikely Lead | Don't Know |  |  |  | No | Other |  | Will Inspect meter box at a later date | Unknown - Unlikely Lead |  |  |  | No | Other |  | Will Inspect meter box at a later date | Unknown | Don't Know | Don't Know |  | Building | Unknown | Unknown | No |  |  | Unknown
7986 | 1120 E LINCOLN RD, HOBBS NM |  | No | No | Unknown - Unlikely Lead | Don't Know |  |  |  | No | Other |  | Will Inspect meter box at a later date | Unknown - Unlikely Lead |  |  |  | No | Other |  | Will Inspect meter box at a later date | Unknown | Don't Know | Don't Know |  | Building | Unknown | Unknown | No |  |  | Unknown |  | 32.7199835 | -103.1222399
5005 | 315 S EASTERN DR, HOBBS NM |  | No | No | Unknown - Unlikely Lead | Don't Know |  |  |  | No | Other |  | Will Inspect meter box at a later date | Unknown - Unlikely Lead |  |  |  | No | Other |  | Will Inspect meter box at a later date | Unknown | Don't Know | Don't Know |  | Building | Unknown | Unknown | No |  |  | Unknown
7941 | 1126 N LLANO DR, HOBBS NM |  | No | No | Unknown - Unlikely Lead | Don't Know |  |  |  | No | Other |  | Will Inspect meter box at a later date | Unknown - Unlikely Lead |  |  |  | No | Other |  | Will Inspect meter box at a later date | Unknown | Don't Know | Don't Know |  | Building | Unknown | Unknown | No |  |  | Unknown |  | 32.7121865 | -103.1171716
9753 | 2331 MATTHEWS CT, HOBBS NM |  | No | No | Unknown - Unlikely Lead | Don't Know |  |  |  | No | Other |  | Will Inspect meter box at a later date | Unknown - Unlikely Lead |  |  |  | No | Other |  | Will Inspect meter box at a later date | Unknown | Don't Know | Don't Know |  | Building | Unknown | Unknown | No |  |  | Unknown |  | 32.7268659 | -103.1203201
6653 | 5224 W HARDTACK RD, HOBBS NM |  | No | No | Non-Lead - Plastic | No | 2015 | 3/4 | Field inspection only with no records | Yes | Visual inspection at the meter pit | 05/26/2024 00:00:00 |  | Non-Lead - Plastic | 2015 | 3/4 | Installation date after lead ban | Yes | Visual inspection at the meter pit | 05/26/2024 00:00:00 |  | Non-Lead | No | No |  | Single Family Residence |  | No | No |  |  | Non-Lead |  | 32.75211 | -103.203182
5486 | 1926 N GRAYSON ST, HOBBS NM |  | No | No | Unknown - Unlikely Lead | Don't Know |  |  |  | No | Other |  | Will Inspect meter box at a later date | Unknown - Unlikely Lead |  |  |  | No | Other |  | Will Inspect meter box at a later date | Unknown | Don't Know | Don't Know |  | Building | Unknown | Unknown | No |  |  | Unknown
703 | 101 E ASPEN ST, HOBBS NM |  | No | No | Unknown - Unlikely Lead | Don't Know |  |  |  | No | Other |  | Will Inspect meter box at a later date | Unknown - Unlikely Lead |  |  |  | No | Other |  | Will Inspect meter box at a later date | Unknown | Don't Know | Don't Know |  | Building | Unknown | Unknown | No |  |  | Unknown |  | 32.7353536 | -103.1359642
5477 | 1733 N GRAYSON ST, HOBBS NM |  | No | No | Unknown - Unlikely Lead | Don't Know |  |  |  | No | Other |  | Will Inspect meter box at a later date | Unknown - Unlikely Lead |  |  |  | No | Other |  | Will Inspect meter box at a later date | Unknown | Don't Know | Don't Know |  | Building | Unknown | Unknown | No |  |  | Unknown
5688 | 1016 E GOLD AVE, HOBBS NM |  | No | No | Unknown - Unlikely Lead | Don't Know |  |  |  | No | Other |  | Will Inspect meter box at a later date | Unknown - Unlikely Lead |  |  |  | No | Other |  | Will Inspect meter box at a later date | Unknown | Don't Know | Don't Know |  | Building | Unknown | Unknown | No |  |  | Unknown
7203 | 606 E JEMEZ RD, HOBBS NM |  | No | No | Unknown - Unlikely Lead | Don't Know |  |  |  | No | Other |  | Will Inspect meter box at a later date | Unknown - Unlikely Lead |  |  |  | No | Other |  | Will Inspect meter box at a later date | Unknown | Don't Know | Don't Know |  | Building | Unknown | Unknown | No |  |  | Unknown |  | 35.867142 | -106.272952
5501 | 1634 N GRAYSON ST, HOBBS NM |  | No | No | Unknown - Unlikely Lead | Don't Know |  |  |  | No | Other |  | Will Inspect meter box at a later date | Unknown - Unlikely Lead |  |  |  | No | Other |  | Will Inspect meter box at a later date | Unknown | Don't Know | Don't Know |  | Building | Unknown | Unknown | No |  |  | Unknown
8533 | 1309 W MARLAND ST, HOBBS NM |  | No | No | Unknown - Unlikely Lead | Don't Know |  |  |  | No | Other |  | Will Inspect meter box at a later date | Unknown - Unlikely Lead |  |  |  | No | Other |  | Will Inspect meter box at a later date | Unknown | Don't Know | Don't Know |  | Building | Unknown | Unknown | No |  |  | Unknown |  | 32.6962713 | -103.1519228
8676 | 1000 N MARLAND BLVD # 41, HOBBS NM |  | No | No | Non-Lead - Plastic | Don't Know | 2003 | 3/4 | Field inspection only with no records | Yes | Visual inspection at the meter pit | 08/26/2024 00:00:00 |  | Non-Lead - Plastic | 2003 | 3/4 | Field inspection only with no records | Yes | Visual inspection at the meter pit | 08/26/2024 00:00:00 |  | Non-Lead | No | Don't Know |  | Single Family Residence |  | No | No |  |  | Non-Lead
6678 | 4903 W HARDTACK RD, HOBBS NM |  | No | No | Non-Lead - Plastic | No | 2015 | 3/4 | Field inspection only with no records | Yes | Visual inspection at the meter pit | 05/26/2024 00:00:00 |  | Non-Lead - Plastic | 2015 | 3/4 | Installation date after lead ban | Yes | Visual inspection at the meter pit | 05/26/2024 00:00:00 |  | Non-Lead | No | No |  | Single Family Residence |  | No | No |  |  | Non-Lead |  | 32.751675 | -103.198815
8869 | 1121 E MIDWEST ST, HOBBS NM |  | No | No | Unknown - Unlikely Lead | Don't Know |  |  |  | No | Other |  | Will Inspect meter box at a later date | Unknown - Unlikely Lead |  |  |  | No | Other |  | Will Inspect meter box at a later date | Unknown | Don't Know | Don't Know |  | Building | Unknown | Unknown | No |  |  | Unknown |  | 32.6909851 | -103.1229076
5642 | 525 W GOLD AVE, HOBBS NM |  | No | No | Unknown - Unlikely Lead | Don't Know |  |  |  | No | Other |  | Will Inspect meter box at a later date | Unknown - Unlikely Lead |  |  |  | No | Other |  | Will Inspect meter box at a later date | Unknown | Don't Know | Don't Know |  | Building | Unknown | Unknown | No |  |  | Unknown
618 | 2005 E ASH ST, HOBBS NM |  | No | No | Unknown - Unlikely Lead | Don't Know |  |  |  | No | Other |  | Will Inspect meter box at a later date | Unknown - Unlikely Lead |  |  |  | No | Other |  | Will Inspect meter box at a later date | Unknown | Don't Know | Don't Know |  | Building | Unknown | Unknown | No |  |  | Unknown |  | 32.6998739 | -103.1131466
8653 | 213 E MARLAND ST, HOBBS NM |  | No | No | Unknown - Unlikely Lead | Don't Know |  |  |  | No | Other |  | Will Inspect meter box at a later date | Unknown - Unlikely Lead |  |  |  | No | Other |  | Will Inspect meter box at a later date | Unknown | Don't Know | Don't Know |  | Building | Unknown | Unknown | No |  |  | Unknown |  | 32.6965554 | -103.1340599
8599 | 1018 E MARLAND ST, HOBBS NM |  | No | No | Unknown - Unlikely Lead | Don't Know |  |  |  | No | Other |  | Will Inspect meter box at a later date | Unknown - Unlikely Lead |  |  |  | No | Other |  | Will Inspect meter box at a later date | Unknown | Don't Know | Don't Know |  | Building | Unknown | Unknown | No |  |  | Unknown |  | 32.6967658 | -103.1243144
701 | 731 E ASPEN ST, HOBBS NM |  | No | No | Unknown - Unlikely Lead | Don't Know |  |  |  | No | Other |  | Will Inspect meter box at a later date | Unknown - Unlikely Lead |  |  |  | No | Other |  | Will Inspect meter box at a later date | Unknown | Don't Know | Don't Know |  | Building | Unknown | Unknown | No |  |  | Unknown |  | 32.7350713 | -103.1287917
5225 | 3500 N FOWLER ST #3, HOBBS NM |  | No | No | Unknown - Unlikely Lead | Don't Know |  |  |  | No | Other |  | Will Inspect meter box at a later date | Unknown - Unlikely Lead |  |  |  | No | Other |  | Will Inspect meter box at a later date | Unknown | Don't Know | Don't Know |  | Building | Unknown | Unknown | No |  |  | Unknown
9637 | 1020 W MACKENZIE DR, HOBBS NM |  | No | No | Unknown - Unlikely Lead | Don't Know |  |  |  | No | Other |  | Will Inspect meter box at a later date | Unknown - Unlikely Lead |  |  |  | No | Other |  | Will Inspect meter box at a later date | Unknown | Don't Know | Don't Know |  | Building | Unknown | Unknown | No |  |  | Unknown |  | 32.713595 | -103.148706
725 | 2239 N ADOBE DR, HOBBS NM |  | No | No | Unknown - Unlikely Lead | Don't Know |  |  |  | No | Other |  | Will Inspect meter box at a later date | Unknown - Unlikely Lead |  |  |  | No | Other |  | Will Inspect meter box at a later date | Unknown | Don't Know | Don't Know |  | Building | Unknown | Unknown | No |  |  | Unknown |  | 32.7253953 | -103.140244
7429 | 926 JICARILLA ST, HOBBS NM |  | No | No | Unknown - Unlikely Lead | Don't Know |  |  |  | No | Other |  | Will Inspect meter box at a later date | Unknown - Unlikely Lead |  |  |  | No | Other |  | Will Inspect meter box at a later date | Unknown | Don't Know | Don't Know |  | Building | Unknown | Unknown | No |  |  | Unknown |  | 32.7453785 | -103.1471715
6186 | 4308 N GRIMES ST, HOBBS NM |  | No | No | Unknown - Unlikely Lead | Don't Know |  |  |  | No | Other |  | Will Inspect meter box at a later date | Unknown - Unlikely Lead |  |  |  | No | Other |  | Will Inspect meter box at a later date | Unknown | Don't Know | Don't Know |  | Building | Unknown | Unknown | No |  |  | Unknown |  | 32.7477859 | -103.1443175
8500 | 1608 W MARLAND ST, HOBBS NM |  | No | No | Unknown - Unlikely Lead | Don't Know |  |  |  | No | Other |  | Will Inspect meter box at a later date | Unknown - Unlikely Lead |  |  |  | No | Other |  | Will Inspect meter box at a later date | Unknown | Don't Know | Don't Know |  | Building | Unknown | Unknown | No |  |  | Unknown |  | 32.696723 | -103.1556166
9250 | 319 W MAIN ST, HOBBS NM |  | No | No | Unknown - Unlikely Lead | Don't Know |  |  |  | No | Other |  | Will Inspect meter box at a later date | Unknown - Unlikely Lead |  |  |  | No | Other |  | Will Inspect meter box at a later date | Unknown | Don't Know | Don't Know |  | Building | Unknown | Unknown | No |  |  | Unknown |  | 32.69209 | -103.1395013
5522 | 1106 E GREEN ACRES DR, HOBBS NM |  | No | No | Unknown - Unlikely Lead | Don't Know |  |  |  | No | Other |  | Will Inspect meter box at a later date | Unknown - Unlikely Lead |  |  |  | No | Other |  | Will Inspect meter box at a later date | Unknown | Don't Know | Don't Know |  | Building | Unknown | Unknown | No |  |  | Unknown
5336 | 7 FAIRMONT CT, HOBBS NM |  | No | No | Unknown - Unlikely Lead | Don't Know |  |  |  | No | Other |  | Will Inspect meter box at a later date | Unknown - Unlikely Lead |  |  |  | No | Other |  | Will Inspect meter box at a later date | Unknown | Don't Know | Don't Know |  | Building | Unknown | Unknown | No |  |  | Unknown
5411 | 2914 N GANTT ST, HOBBS NM |  | No | No | Unknown - Unlikely Lead | Don't Know |  |  |  | No | Other |  | Will Inspect meter box at a later date | Unknown - Unlikely Lead |  |  |  | No | Other |  | Will Inspect meter box at a later date | Unknown | Don't Know | Don't Know |  | Building | Unknown | Unknown | No |  |  | Unknown
7824 | 202 E LLANO DR, HOBBS NM |  | No | No | Unknown - Unlikely Lead | Don't Know |  |  |  | No | Other |  | Will Inspect meter box at a later date | Unknown - Unlikely Lead |  |  |  | No | Other |  | Will Inspect meter box at a later date | Unknown | Don't Know | Don't Know |  | Building | Unknown | Unknown | No |  |  | Unknown |  | 32.7167778 | -103.1346728
8603 | 1709 1/2 E MARLAND ST, HOBBS NM |  | No | No | Unknown - Unlikely Lead | Don't Know |  |  |  | No | Other |  | Will Inspect meter box at a later date | Unknown - Unlikely Lead |  |  |  | No | Other |  | Will Inspect meter box at a later date | Unknown | Don't Know | Don't Know |  | Building | Unknown | Unknown | No |  |  | Unknown
4957 | 1111 S EDWARDS ST, HOBBS NM |  | No | No | Unknown - Unlikely Lead | Don't Know |  |  |  | No | Other |  | Will Inspect meter box at a later date | Unknown - Unlikely Lead |  |  |  | No | Other |  | Will Inspect meter box at a later date | Unknown | Don't Know | Don't Know |  | Building | Unknown | Unknown | No |  |  | Unknown
6022 | 1023 E GLORIETTA D 102, HOBBS NM |  | No | No | Non-Lead - Plastic | No | 2019 | 1 | Field inspection only with no records | Yes | Visual inspection at the meter pit | 05/26/2024 00:00:00 |  | Non-Lead - Plastic | 2019 | 1 | Installation date after lead ban | Yes | Visual inspection at the meter pit | 05/26/2024 00:00:00 |  | Non-Lead | No | No |  | Single Family Residence |  | No | No |  |  | Non-Lead |  | 32.7322508 | -103.1251818
781 | 103 E BERRY DR, HOBBS NM |  | No | No | Unknown - Unlikely Lead | Don't Know |  |  |  | No | Other |  | Will Inspect meter box at a later date | Unknown - Unlikely Lead |  |  |  | No | Other |  | Will Inspect meter box at a later date | Unknown | Don't Know | Don't Know |  | Building | Unknown | Unknown | No |  |  | Unknown |  | 32.7157407 | -103.1351351
9190 | 1120 E MAIN ST, HOBBS NM |  | No | No | Unknown - Unlikely Lead | Don't Know |  |  |  | No | Other |  | Will Inspect meter box at a later date | Unknown - Unlikely Lead |  |  |  | No | Other |  | Will Inspect meter box at a later date | Unknown | Don't Know | Don't Know |  | Building | Unknown | Unknown | No |  |  | Unknown |  | 32.6925973 | -103.1229059
7786 | 1216 W LEA ST, HOBBS NM |  | No | No | Unknown - Unlikely Lead | Don't Know |  |  |  | No | Other |  | Will Inspect meter box at a later date | Unknown - Unlikely Lead |  |  |  | No | Other |  | Will Inspect meter box at a later date | Unknown | Don't Know | Don't Know |  | Building | Unknown | Unknown | No |  |  | Unknown |  | 32.7095059 | -103.1505716
5220 | 2526 N FOWLER ST, HOBBS NM |  | No | No | Unknown - Unlikely Lead | Don't Know |  |  |  | No | Other |  | Will Inspect meter box at a later date | Unknown - Unlikely Lead |  |  |  | No | Other |  | Will Inspect meter box at a later date | Unknown | Don't Know | Don't Know |  | Building | Unknown | Unknown | No |  |  | Unknown
6298 | 4301 N GRIMES ST SUITE 500, HOBBS NM |  | No | No | Non-Lead - Plastic | Don't Know |  | 1 | Field inspection only with no records | Yes | Visual inspection at the meter pit | 08/13/2024 00:00:00 |  | Non-Lead - Plastic | 2022 | 1 | Field inspection only with no records | Yes | Visual inspection at the meter pit | 08/13/2024 00:00:00 |  | Non-Lead | No | Don't Know |  | Building |  | No | No |  |  | Non-Lead |  | 32.7475429 | -103.1449547
8203 | 1200 W LAUGHLIN DR, HOBBS NM |  | No | No | Unknown - Unlikely Lead | Don't Know |  |  |  | No | Other |  | Will Inspect meter box at a later date | Unknown - Unlikely Lead |  |  |  | No | Other |  | Will Inspect meter box at a later date | Unknown | Don't Know | Don't Know |  | Building | Unknown | Unknown | No |  |  | Unknown |  | 32.7127852 | -103.1503007
8168 | 703 E LUNA DR, HOBBS NM |  | No | No | Unknown - Unlikely Lead | Don't Know |  |  |  | No | Other |  | Will Inspect meter box at a later date | Unknown - Unlikely Lead |  |  |  | No | Other |  | Will Inspect meter box at a later date | Unknown | Don't Know | Don't Know |  | Building | Unknown | Unknown | No |  |  | Unknown |  | 32.715188 | -103.1289574
6853 | 910 W HUMBLE ST, HOBBS NM |  | No | No | Unknown - Unlikely Lead | Don't Know |  |  |  | No | Other |  | Will Inspect meter box at a later date | Unknown - Unlikely Lead |  |  |  | No | Other |  | Will Inspect meter box at a later date | Unknown | Don't Know | Don't Know |  | Building | Unknown | Unknown | No |  |  | Unknown |  | 32.693756 | -103.147021
9023 | 1206 S MCKINLEY ST, HOBBS NM |  | No | No | Unknown - Unlikely Lead | Don't Know |  |  |  | No | Other |  | Will Inspect meter box at a later date | Unknown - Unlikely Lead |  |  |  | No | Other |  | Will Inspect meter box at a later date | Unknown | Don't Know | Don't Know |  | Building | Unknown | Unknown | No |  |  | Unknown |  | 32.6886606 | -103.1328824
9840 | 3534 N NORTHWEST DR, HOBBS NM |  | No | No | Unknown - Unlikely Lead | Don't Know |  |  |  | No | Other |  | Will Inspect meter box at a later date | Unknown - Unlikely Lead |  |  |  | No | Other |  | Will Inspect meter box at a later date | Unknown | Don't Know | Don't Know |  | Building | Unknown | Unknown | No |  |  | Unknown |  | 32.7387001 | -103.1567743
8003 | 1002 N LINAM ST #4, HOBBS NM |  | No | No | Unknown - Unlikely Lead | Don't Know |  |  |  | No | Other |  | Will Inspect meter box at a later date | Unknown - Unlikely Lead |  |  |  | No | Other |  | Will Inspect meter box at a later date | Unknown | Don't Know | Don't Know |  | Building | Unknown | Unknown | No |  |  | Unknown
6219 | 3409 N GRIMES ST, HOBBS NM |  | No | No | Unknown - Unlikely Lead | Don't Know |  |  |  | No | Other |  | Will Inspect meter box at a later date | Unknown - Unlikely Lead |  |  |  | No | Other |  | Will Inspect meter box at a later date | Unknown | Don't Know | Don't Know |  | Building | Unknown | Unknown | No |  |  | Unknown |  | 32.7373104 | -103.1454881
5362 | 2415 N FRENCH DR, HOBBS NM |  | No | No | Unknown - Unlikely Lead | Don't Know |  |  |  | No | Other |  | Will Inspect meter box at a later date | Unknown - Unlikely Lead |  |  |  | No | Other |  | Will Inspect meter box at a later date | Unknown | Don't Know | Don't Know |  | Building | Unknown | Unknown | No |  |  | Unknown
977 | 211 E BAJA DR, HOBBS NM |  | No | No | Unknown - Unlikely Lead | Don't Know |  |  |  | No | Other |  | Will Inspect meter box at a later date | Unknown - Unlikely Lead |  |  |  | No | Other |  | Will Inspect meter box at a later date | Unknown | Don't Know | Don't Know |  | Building | Unknown | Unknown | No |  |  | Unknown |  | 32.7189204 | -103.1338461
4883 | 307 DONAHUE AVE, HOBBS NM |  | No | No | Unknown - Unlikely Lead | Don't Know |  |  |  | No | Other |  | Will Inspect meter box at a later date | Unknown - Unlikely Lead |  |  |  | No | Other |  | Will Inspect meter box at a later date | Unknown | Don't Know | Don't Know |  | Building | Unknown | Unknown | No |  |  | Unknown
9037 | 1219 S MCKINLEY ST, HOBBS NM |  | No | No | Unknown - Unlikely Lead | Don't Know |  |  |  | No | Other |  | Will Inspect meter box at a later date | Unknown - Unlikely Lead |  |  |  | No | Other |  | Will Inspect meter box at a later date | Unknown | Don't Know | Don't Know |  | Building | Unknown | Unknown | No |  |  | Unknown |  | 32.6877026 | -103.1333376
4808 | 1417 N DENSON DR, HOBBS NM |  | No | No | Unknown - Unlikely Lead | Don't Know |  |  |  | No | Other |  | Will Inspect meter box at a later date | Unknown - Unlikely Lead |  |  |  | No | Other |  | Will Inspect meter box at a later date | Unknown | Don't Know | Don't Know |  | Building | Unknown | Unknown | No |  |  | Unknown
6855 | 316 W HUMBLE ST, HOBBS NM |  | No | No | Unknown - Unlikely Lead | Don't Know |  |  |  | No | Other |  | Will Inspect meter box at a later date | Unknown - Unlikely Lead |  |  |  | No | Other |  | Will Inspect meter box at a later date | Unknown | Don't Know | Don't Know |  | Building | Unknown | Unknown | No |  |  | Unknown |  | 32.6936739 | -103.1395782
6366 | 4726 W GREY GHOST RD, HOBBS NM |  | No | No | Non-Lead - Plastic | No | 2017 | 3/4 | Field inspection only with no records | Yes | Visual inspection at the meter pit | 05/26/2024 00:00:00 |  | Non-Lead - Plastic | 2017 | 3/4 | Installation date after lead ban | Yes | Visual inspection at the meter pit | 05/26/2024 00:00:00 |  | Non-Lead | No | No |  | Single Family Residence |  | No | No |  |  | Non-Lead |  | 32.75001 | -103.197456
7875 | 503 E LLANO DR, HOBBS NM |  | No | No | Unknown - Unlikely Lead | Don't Know |  |  |  | No | Other |  | Will Inspect meter box at a later date | Unknown - Unlikely Lead |  |  |  | No | Other |  | Will Inspect meter box at a later date | Unknown | Don't Know | Don't Know |  | Building | Unknown | Unknown | No |  |  | Unknown |  | 32.7145672 | -103.1312294
9788 | 3209 N NORTHWEST DR, HOBBS NM |  | No | No | Unknown - Unlikely Lead | Don't Know |  |  |  | No | Other |  | Will Inspect meter box at a later date | Unknown - Unlikely Lead |  |  |  | No | Other |  | Will Inspect meter box at a later date | Unknown | Don't Know | Don't Know |  | Building | Unknown | Unknown | No |  |  | Unknown |  | 32.7351665 | -103.1540466
9731 | 726 E MICHIGAN DR, HOBBS NM |  | No | No | Unknown - Unlikely Lead | Don't Know |  |  |  | No | Other |  | Will Inspect meter box at a later date | Unknown - Unlikely Lead |  |  |  | No | Other |  | Will Inspect meter box at a later date | Unknown | Don't Know | Don't Know |  | Building | Unknown | Unknown | No |  |  | Unknown |  | 32.7222311 | -103.1281789
5122 | 1827 N FOWLER ST, HOBBS NM |  | No | No | Unknown - Unlikely Lead | Don't Know |  |  |  | No | Other |  | Will Inspect meter box at a later date | Unknown - Unlikely Lead |  |  |  | No | Other |  | Will Inspect meter box at a later date | Unknown | Don't Know | Don't Know |  | Building | Unknown | Unknown | No |  |  | Unknown
9545 | 1718 MARQUIS LN, HOBBS NM |  | No | No | Unknown - Unlikely Lead | Don't Know |  |  |  | No | Other |  | Will Inspect meter box at a later date | Unknown - Unlikely Lead |  |  |  | No | Other |  | Will Inspect meter box at a later date | Unknown | Don't Know | Don't Know |  | Building | Unknown | Unknown | No |  |  | Unknown |  | 32.740025 | -103.1574466
7934 | 1221 N LLANO DR, HOBBS NM |  | No | No | Unknown - Unlikely Lead | Don't Know |  |  |  | No | Other |  | Will Inspect meter box at a later date | Unknown - Unlikely Lead |  |  |  | No | Other |  | Will Inspect meter box at a later date | Unknown | Don't Know | Don't Know |  | Building | Unknown | Unknown | No |  |  | Unknown |  | 32.7130101 | -103.1177009
5326 | 1424 W FOX FIRE CT, HOBBS NM |  | No | No | Non-Lead - Plastic | No | 2020 | 1 | Installation date after lead ban | No | Other |  | Newer Construction, verified by GIS Mapping | Non-Lead - Plastic | 2020 | 1 | Installation date after lead ban | No | Other |  | Newer Construction, verified by GIS Mapping |  | No | No |  | Single Family Residence | Unknown | No | No |  |  | Non-Lead
5457 | 1906 N GRAYSON ST, HOBBS NM |  | No | No | Unknown - Unlikely Lead | Don't Know |  |  |  | No | Other |  | Will Inspect meter box at a later date | Unknown - Unlikely Lead |  |  |  | No | Other |  | Will Inspect meter box at a later date | Unknown | Don't Know | Don't Know |  | Building | Unknown | Unknown | No |  |  | Unknown
4973 | 1610 EL CENTRO, HOBBS NM |  | No | No | Non-Lead - Plastic | No | 2015 | 1 | Field inspection only with no records | Yes | Visual inspection at the meter pit | 06/03/2024 00:00:00 |  | Non-Lead - Plastic | 2015 | 1 | Field inspection only with no records | Yes | Visual inspection at the meter pit | 06/03/2024 00:00:00 |  | Non-Lead | No | No |  | Single Family Residence |  | No | No |  |  | Non-Lead
8962 | 110 W MIDWEST ST, HOBBS NM |  | No | No | Unknown - Unlikely Lead | Don't Know |  |  |  | No | Other |  | Will Inspect meter box at a later date | Unknown - Unlikely Lead |  |  |  | No | Other |  | Will Inspect meter box at a later date | Unknown | Don't Know | Don't Know |  | Building | Unknown | Unknown | No |  |  | Unknown |  | 32.6915105 | -103.1367747
8152 | 817 S LEECH ST, HOBBS NM |  | No | No | Unknown - Unlikely Lead | Don't Know |  |  |  | No | Other |  | Will Inspect meter box at a later date | Unknown - Unlikely Lead |  |  |  | No | Other |  | Will Inspect meter box at a later date | Unknown | Don't Know | Don't Know |  | Building | Unknown | Unknown | No |  |  | Unknown |  | 32.6926742 | -103.1430173
4885 | 320 DONAHUE AVE, HOBBS NM |  | No | No | Unknown - Unlikely Lead | Don't Know |  |  |  | No | Other |  | Will Inspect meter box at a later date | Unknown - Unlikely Lead |  |  |  | No | Other |  | Will Inspect meter box at a later date | Unknown | Don't Know | Don't Know |  | Building | Unknown | Unknown | No |  |  | Unknown
5959 | 1516 N GULF ST, HOBBS NM |  | No | No | Unknown - Unlikely Lead | Don't Know |  |  |  | No | Other |  | Will Inspect meter box at a later date | Unknown - Unlikely Lead |  |  |  | No | Other |  | Will Inspect meter box at a later date | Unknown | Don't Know | Don't Know |  | Building | Unknown | Unknown | No |  |  | Unknown
7031 | 1619 HARVARD CT, HOBBS NM |  | No | No | Unknown - Unlikely Lead | Don't Know |  |  |  | No | Other |  | Will Inspect meter box at a later date | Unknown - Unlikely Lead |  |  |  | No | Other |  | Will Inspect meter box at a later date | Unknown | Don't Know | Don't Know |  | Building | Unknown | Unknown | No |  |  | Unknown |  | 32.7177244 | -103.1245728
7866 | 927 E LLANO DR, HOBBS NM |  | No | No | Unknown - Unlikely Lead | Don't Know |  |  |  | No | Other |  | Will Inspect meter box at a later date | Unknown - Unlikely Lead |  |  |  | No | Other |  | Will Inspect meter box at a later date | Unknown | Don't Know | Don't Know |  | Building | Unknown | Unknown | No |  |  | Unknown |  | 32.7141339 | -103.1247434
5394 | 1504 W FROG LEAP CT, HOBBS NM |  | No | No | Non-Lead - Plastic | No | 2019 | 1 | Installation date after lead ban | No | Other |  | Newer Construction, verified by GIS Mapping | Non-Lead - Plastic | 2008 | 1 | Installation date after lead ban | No | Other |  | Newer Construction, verified by GIS Mapping |  | No | No |  | Single Family Residence | Unknown | No | No |  |  | Non-Lead
5903 | 223 E GYPSY ST, HOBBS NM |  | No | No | Unknown - Unlikely Lead | Don't Know |  |  |  | No | Other |  | Will Inspect meter box at a later date | Unknown - Unlikely Lead |  |  |  | No | Other |  | Will Inspect meter box at a later date | Unknown | Don't Know | Don't Know |  | Building | Unknown | Unknown | No |  |  | Unknown
5900 | 107 E GYPSY ST, HOBBS NM |  | No | No | Unknown - Unlikely Lead | Don't Know |  |  |  | No | Other |  | Will Inspect meter box at a later date | Unknown - Unlikely Lead |  |  |  | No | Other |  | Will Inspect meter box at a later date | Unknown | Don't Know | Don't Know |  | Building | Unknown | Unknown | No |  |  | Unknown
9457 | 623 W MILLEN DR, HOBBS NM |  | No | No | Unknown - Unlikely Lead | Don't Know |  |  |  | No | Other |  | Will Inspect meter box at a later date | Unknown - Unlikely Lead |  |  |  | No | Other |  | Will Inspect meter box at a later date | Unknown | Don't Know | Don't Know |  | Building | Unknown | Unknown | No |  |  | Unknown |  | 32.7545095 | -103.1433458
479 | 625 E ABO DR, HOBBS NM |  | No | No | Unknown - Unlikely Lead | Don't Know |  |  |  | No | Other |  | Will Inspect meter box at a later date | Unknown - Unlikely Lead |  |  |  | No | Other |  | Will Inspect meter box at a later date | Unknown | Don't Know | Don't Know |  | Building | Unknown | Unknown | No |  |  | Unknown
7140 | 1127 W JOE HARVEY BLVD, HOBBS NM |  | No | No | Unknown - Unlikely Lead | Don't Know |  |  |  | No | Other |  | Will Inspect meter box at a later date | Unknown - Unlikely Lead |  |  |  | No | Other |  | Will Inspect meter box at a later date | Unknown | Don't Know | Don't Know |  | Building | Unknown | Unknown | No |  |  | Unknown |  | 32.7397732 | -103.1499872
6596 | 1226 S HOUSTON ST, HOBBS NM |  | No | No | Unknown - Unlikely Lead | Don't Know |  |  |  | No | Other |  | Will Inspect meter box at a later date | Unknown - Unlikely Lead |  |  |  | No | Other |  | Will Inspect meter box at a later date | Unknown | Don't Know | Don't Know |  | Building | Unknown | Unknown | No |  |  | Unknown |  | 32.6869393 | -103.1310099
7345 | 116 JEFFERSON PL, HOBBS NM |  | No | No | Unknown - Unlikely Lead | Don't Know |  |  |  | No | Other |  | Will Inspect meter box at a later date | Unknown - Unlikely Lead |  |  |  | No | Other |  | Will Inspect meter box at a later date | Unknown | Don't Know | Don't Know |  | Building | Unknown | Unknown | No |  |  | Unknown |  | 32.7155135 | -103.1243992
6172 | 1126 N GRIMES ST, HOBBS NM |  | No | No | Unknown - Unlikely Lead | Don't Know |  |  |  | No | Other |  | Will Inspect meter box at a later date | Unknown - Unlikely Lead |  |  |  | No | Other |  | Will Inspect meter box at a later date | Unknown | Don't Know | Don't Know |  | Building | Unknown | Unknown | No |  |  | Unknown |  | 32.7122322 | -103.1446395
6661 | 5013 W HARDTACK RD, HOBBS NM |  | No | No | Non-Lead - Plastic | No | 2015 | 3/4 | Field inspection only with no records | Yes | Visual inspection at the meter pit | 05/26/2024 00:00:00 |  | Non-Lead - Plastic | 2015 | 3/4 | Installation date after lead ban | Yes | Visual inspection at the meter pit | 05/26/2024 00:00:00 |  | Non-Lead | No | No |  | Single Family Residence |  | No | No |  |  | Non-Lead |  | 32.751675 | -103.200366
7072 | 1114 W IRON AVE, HOBBS NM |  | No | No | Unknown - Unlikely Lead | Don't Know |  |  |  | No | Other |  | Will Inspect meter box at a later date | Unknown - Unlikely Lead |  |  |  | No | Other |  | Will Inspect meter box at a later date | Unknown | Don't Know | Don't Know |  | Building | Unknown | Unknown | No |  |  | Unknown |  | 32.731807 | -103.1488771
8691 | 1000 N MARLAND BLVD #14, HOBBS NM |  | No | No | Non-Lead - Plastic | Don't Know | 2003 | 3/4 | Field inspection only with no records | Yes | Visual inspection at the meter pit | 08/26/2024 00:00:00 |  | Non-Lead - Plastic | 2003 | 3/4 | Field inspection only with no records | Yes | Visual inspection at the meter pit | 08/26/2024 00:00:00 |  | Non-Lead | No | Don't Know |  | Single Family Residence |  | No | No |  |  | Non-Lead
6839 | 1004 W HUMBLE ST, HOBBS NM |  | No | No | Unknown - Unlikely Lead | Don't Know |  |  |  | No | Other |  | Will Inspect meter box at a later date | Unknown - Unlikely Lead |  |  |  | No | Other |  | Will Inspect meter box at a later date | Unknown | Don't Know | Don't Know |  | Building | Unknown | Unknown | No |  |  | Unknown |  | 32.6936823 | -103.1478407
5231 | 3500 N FOWLER ST #10, HOBBS NM |  | No | No | Unknown - Unlikely Lead | Don't Know |  |  |  | No | Other |  | Will Inspect meter box at a later date | Unknown - Unlikely Lead |  |  |  | No | Other |  | Will Inspect meter box at a later date | Unknown | Don't Know | Don't Know |  | Building | Unknown | Unknown | No |  |  | Unknown
8279 | 4104 N LOVINGTON HWY, HOBBS NM |  | No | No | Unknown - Unlikely Lead | Don't Know |  |  |  | No | Other |  | Will Inspect meter box at a later date | Unknown - Unlikely Lead |  |  |  | No | Other |  | Will Inspect meter box at a later date | Unknown | Don't Know | Don't Know |  | Building | Unknown | Unknown | No |  |  | Unknown |  | 32.7449819 | -103.1649371
8945 | 314 W MIDWEST ST, HOBBS NM |  | No | No | Unknown - Unlikely Lead | Don't Know |  |  |  | No | Other |  | Will Inspect meter box at a later date | Unknown - Unlikely Lead |  |  |  | No | Other |  | Will Inspect meter box at a later date | Unknown | Don't Know | Don't Know |  | Building | Unknown | Unknown | No |  |  | Unknown |  | 32.6915518 | -103.1394342
6975 | 1518 W HOOT OWL CT, HOBBS NM |  | No | No | Non-Lead - Plastic | No | 2021 | 1 | Installation date after lead ban | No | Other |  | GIS verfied because of being built after ban | Non-Lead - Plastic | 2021 | 1 | Installation date after lead ban | No | Other |  | Newer Construction, verified by GIS Mapping |  | No | No |  | Single Family Residence | Unknown | No | No |  |  | Non-Lead |  | 32.7714889 | -103.1552161
7164 | 1710-B W JOE HARVEY BLVD, HOBBS NM |  | No | No | Unknown - Unlikely Lead | Don't Know |  |  |  | No | Other |  | Will Inspect meter box at a later date | Unknown - Unlikely Lead |  |  |  | No | Other |  | Will Inspect meter box at a later date | Unknown | Don't Know | Don't Know |  | Building | Unknown | Unknown | No |  |  | Unknown
8974 | 2510 W MIDWEST ST, HOBBS NM |  | No | No | Unknown - Unlikely Lead | Don't Know |  |  |  | No | Other |  | Will Inspect meter box at a later date | Unknown - Unlikely Lead |  |  |  | No | Other |  | Will Inspect meter box at a later date | Unknown | Don't Know | Don't Know |  | Building | Unknown | Unknown | No |  |  | Unknown |  | 32.6913644 | -103.1659475
7690 | 412 E LEA ST, HOBBS NM |  | No | No | Unknown - Unlikely Lead | Don't Know |  |  |  | No | Other |  | Will Inspect meter box at a later date | Unknown - Unlikely Lead |  |  |  | No | Other |  | Will Inspect meter box at a later date | Unknown | Don't Know | Don't Know |  | Building | Unknown | Unknown | No |  |  | Unknown |  | 32.7094461 | -103.1318914
5914 | 6110 N GREYHOUND PL, HOBBS NM |  | No | No | Unknown - Unlikely Lead | Don't Know |  |  |  | No | Other |  | Will Inspect meter box at a later date | Unknown - Unlikely Lead |  |  |  | No | Other |  | Will Inspect meter box at a later date | Unknown | Don't Know | Don't Know |  | Building | Unknown | Unknown | No |  |  | Unknown
8424 | 304 W MESQUITE DR, HOBBS NM |  | No | No | Unknown - Unlikely Lead | Don't Know |  |  |  | No | Other |  | Will Inspect meter box at a later date | Unknown - Unlikely Lead |  |  |  | No | Other |  | Will Inspect meter box at a later date | Unknown | Don't Know | Don't Know |  | Building | Unknown | Unknown | No |  |  | Unknown |  | 32.688616 | -103.1393655
7773 | 505 W LEA ST, HOBBS NM |  | No | No | Unknown - Unlikely Lead | Don't Know |  |  |  | No | Other |  | Will Inspect meter box at a later date | Unknown - Unlikely Lead |  |  |  | No | Other |  | Will Inspect meter box at a later date | Unknown | Don't Know | Don't Know |  | Building | Unknown | Unknown | No |  |  | Unknown |  | 32.7089893 | -103.1416136
6362 | 1709 W GOOSE BERRY DR, HOBBS NM |  | No | No | Non-Lead - Plastic | No | 2022 | 1 | Field inspection only with no records | Yes | Visual inspection at the meter pit | 05/26/2024 00:00:00 |  | Non-Lead - Plastic | 2022 | 1 | Installation date after lead ban | Yes | Visual inspection at the meter pit | 05/26/2024 00:00:00 |  | Non-Lead | No | No |  | Single Family Residence |  | No | No |  |  | Non-Lead |  | 32.770498 | -103.157455
7783 | 1209 W LEA ST, HOBBS NM |  | No | No | Unknown - Unlikely Lead | Don't Know |  |  |  | No | Other |  | Will Inspect meter box at a later date | Unknown - Unlikely Lead |  |  |  | No | Other |  | Will Inspect meter box at a later date | Unknown | Don't Know | Don't Know |  | Building | Unknown | Unknown | No |  |  | Unknown |  | 32.7090776 | -103.1510352
488 | 600 E ABO DR, HOBBS NM |  | No | No | Unknown - Unlikely Lead | Don't Know |  |  |  | No | Other |  | Will Inspect meter box at a later date | Unknown - Unlikely Lead |  |  |  | No | Other |  | Will Inspect meter box at a later date | Unknown | Don't Know | Don't Know |  | Building | Unknown | Unknown | No |  |  | Unknown
5951 | 1515 N GULF ST, HOBBS NM |  | No | No | Unknown - Unlikely Lead | Don't Know |  |  |  | No | Other |  | Will Inspect meter box at a later date | Unknown - Unlikely Lead |  |  |  | No | Other |  | Will Inspect meter box at a later date | Unknown | Don't Know | Don't Know |  | Building | Unknown | Unknown | No |  |  | Unknown
7221 | 218 E JEMEZ RD, HOBBS NM |  | No | No | Unknown - Unlikely Lead | Don't Know |  |  |  | No | Other |  | Will Inspect meter box at a later date | Unknown - Unlikely Lead |  |  |  | No | Other |  | Will Inspect meter box at a later date | Unknown | Don't Know | Don't Know |  | Building | Unknown | Unknown | No |  |  | Unknown |  | 35.867142 | -106.272952
9562 | 4823 W MIGHTY ATOM RD, HOBBS NM |  | No | No | Non-Lead - Plastic | No | 2020 | 1 | Field inspection only with no records | Yes | Visual inspection at the meter pit | 06/03/2024 00:00:00 |  | Non-Lead - Plastic | 2020 | 1 | Field inspection only with no records | Yes | Visual inspection at the meter pit | 06/03/2024 00:00:00 |  | Non-Lead | No | No |  | Single Family Residence |  | No | No |  |  | Non-Lead |  | 32.74729 | -103.198518
5930 | #3 N GREYHOUND PL, HOBBS NM |  | No | No | Unknown - Unlikely Lead | Don't Know |  |  |  | No | Other |  | Will Inspect meter box at a later date | Unknown - Unlikely Lead |  |  |  | No | Other |  | Will Inspect meter box at a later date | Unknown | Don't Know | Don't Know |  | Building | Unknown | Unknown | No |  |  | Unknown
6012 | 1023 E GLORIETTA F 106, HOBBS NM |  | No | No | Non-Lead - Plastic | No | 2019 | 1 | Field inspection only with no records | Yes | Visual inspection at the meter pit | 05/26/2024 00:00:00 |  | Non-Lead - Plastic | 2019 | 1 | Installation date after lead ban | Yes | Visual inspection at the meter pit | 05/26/2024 00:00:00 |  | Non-Lead | No | No |  | Single Family Residence |  | No | No |  |  | Non-Lead |  | 32.7322508 | -103.1251818
8349 | 5317 N LOVINGTON HWY, HOBBS NM |  | No | No | Unknown - Unlikely Lead | Don't Know |  |  |  | No | Other |  | Will Inspect meter box at a later date | Unknown - Unlikely Lead |  |  |  | No | Other |  | Will Inspect meter box at a later date | Unknown | Don't Know | Don't Know |  | Building | Unknown | Unknown | No |  |  | Unknown |  | 32.7600054 | -103.1803187
6822 | 1110 E HUMBLE ST, HOBBS NM |  | No | No | Unknown - Unlikely Lead | Don't Know |  |  |  | No | Other |  | Will Inspect meter box at a later date | Unknown - Unlikely Lead |  |  |  | No | Other |  | Will Inspect meter box at a later date | Unknown | Don't Know | Don't Know |  | Building | Unknown | Unknown | No |  |  | Unknown |  | 32.6937408 | -103.123504
7829 | 1123 E LLANO DR, HOBBS NM |  | No | No | Unknown - Unlikely Lead | Don't Know |  |  |  | No | Other |  | Will Inspect meter box at a later date | Unknown - Unlikely Lead |  |  |  | No | Other |  | Will Inspect meter box at a later date | Unknown | Don't Know | Don't Know |  | Building | Unknown | Unknown | No |  |  | Unknown |  | 32.7140932 | -103.1222088
5063 | 313 S ELM ST, HOBBS NM |  | No | No | Unknown - Unlikely Lead | Don't Know |  |  |  | No | Other |  | Will Inspect meter box at a later date | Unknown - Unlikely Lead |  |  |  | No | Other |  | Will Inspect meter box at a later date | Unknown | Don't Know | Don't Know |  | Building | Unknown | Unknown | No |  |  | Unknown
6170 | 707 N GRIMES ST, HOBBS NM |  | No | No | Unknown - Unlikely Lead | Don't Know |  |  |  | No | Other |  | Will Inspect meter box at a later date | Unknown - Unlikely Lead |  |  |  | No | Other |  | Will Inspect meter box at a later date | Unknown | Don't Know | Don't Know |  | Building | Unknown | Unknown | No |  |  | Unknown |  | 32.7076232 | -103.1453297
9101 | 3013 N MCKINLEY ST, HOBBS NM |  | No | No | Unknown - Unlikely Lead | Don't Know |  |  |  | No | Other |  | Will Inspect meter box at a later date | Unknown - Unlikely Lead |  |  |  | No | Other |  | Will Inspect meter box at a later date | Unknown | Don't Know | Don't Know |  | Building | Unknown | Unknown | No |  |  | Unknown |  | 32.7335191 | -103.1342893
6888 | 2810 W HUMBLE ST, HOBBS NM |  | No | No | Unknown - Unlikely Lead | Don't Know |  |  |  | No | Other |  | Will Inspect meter box at a later date | Unknown - Unlikely Lead |  |  |  | No | Other |  | Will Inspect meter box at a later date | Unknown | Don't Know | Don't Know |  | Building | Unknown | Unknown | No |  |  | Unknown |  | 32.6932297 | -103.1692848
760 | 2004 E ARBORS AVE, HOBBS NM |  | No | No | Non-Lead - Copper | No | 2007 | 3/4 | Field inspection only with no records | Yes | Visual inspection at the meter pit | 05/26/2024 00:00:00 |  | Non-Lead - Plastic | 2007 | 3/4 | Installation date after lead ban | Yes | Visual inspection at the meter pit | 05/26/2024 00:00:00 |  | Non-Lead | No | No |  | Single Family Residence |  | No | No |  |  | Non-Lead |  | 32.7274038 | -103.1133431
9211 | 1517 E MAIN ST, HOBBS NM |  | No | No | Unknown - Unlikely Lead | Don't Know |  |  |  | No | Other |  | Will Inspect meter box at a later date | Unknown - Unlikely Lead |  |  |  | No | Other |  | Will Inspect meter box at a later date | Unknown | Don't Know | Don't Know |  | Building | Unknown | Unknown | No |  |  | Unknown |  | 32.6921419 | -103.1183357
4963 | 905 S EDWARDS ST, HOBBS NM |  | No | No | Unknown - Unlikely Lead | Don't Know |  |  |  | No | Other |  | Will Inspect meter box at a later date | Unknown - Unlikely Lead |  |  |  | No | Other |  | Will Inspect meter box at a later date | Unknown | Don't Know | Don't Know |  | Building | Unknown | Unknown | No |  |  | Unknown
9668 | 2303 N MIMOSA LN, HOBBS NM |  | No | No | Non-Lead - Plastic | No | 2007 | 1 | Field inspection only with no records | Yes | Visual inspection at the meter pit | 06/03/2024 00:00:00 |  | Non-Lead - Plastic | 2007 | 1 | Field inspection only with no records | Yes | Visual inspection at the meter pit | 06/03/2024 00:00:00 |  | Non-Lead | No | No |  | Single Family Residence |  | No | No |  |  | Non-Lead |  | 32.726279 | -103.113518
5996 | 1510 N GULF ST, HOBBS NM |  | No | No | Unknown - Unlikely Lead | Don't Know |  |  |  | No | Other |  | Will Inspect meter box at a later date | Unknown - Unlikely Lead |  |  |  | No | Other |  | Will Inspect meter box at a later date | Unknown | Don't Know | Don't Know |  | Building | Unknown | Unknown | No |  |  | Unknown |  | 32.7156984 | -103.151927
5535 | 407 E GREEN ACRES DR, HOBBS NM |  | No | No | Unknown - Unlikely Lead | Don't Know |  |  |  | No | Other |  | Will Inspect meter box at a later date | Unknown - Unlikely Lead |  |  |  | No | Other |  | Will Inspect meter box at a later date | Unknown | Don't Know | Don't Know |  | Building | Unknown | Unknown | No |  |  | Unknown
7090 | 709 W IRON AVE, HOBBS NM |  | No | No | Unknown - Unlikely Lead | Don't Know |  |  |  | No | Other |  | Will Inspect meter box at a later date | Unknown - Unlikely Lead |  |  |  | No | Other |  | Will Inspect meter box at a later date | Unknown | Don't Know | Don't Know |  | Building | Unknown | Unknown | No |  |  | Unknown |  | 32.7313428 | -103.1440012
5279 | 2913 N FLAMINGO DR, HOBBS NM |  | No | No | Unknown - Unlikely Lead | Don't Know |  |  |  | No | Other |  | Will Inspect meter box at a later date | Unknown - Unlikely Lead |  |  |  | No | Other |  | Will Inspect meter box at a later date | Unknown | Don't Know | Don't Know |  | Building | Unknown | Unknown | No |  |  | Unknown
5435 | 1728 N GRAYSON ST, HOBBS NM |  | No | No | Unknown - Unlikely Lead | Don't Know |  |  |  | No | Other |  | Will Inspect meter box at a later date | Unknown - Unlikely Lead |  |  |  | No | Other |  | Will Inspect meter box at a later date | Unknown | Don't Know | Don't Know |  | Building | Unknown | Unknown | No |  |  | Unknown
9848 | 3417 N NORTHWEST DR, HOBBS NM |  | No | No | Unknown - Unlikely Lead | Don't Know |  |  |  | No | Other |  | Will Inspect meter box at a later date | Unknown - Unlikely Lead |  |  |  | No | Other |  | Will Inspect meter box at a later date | Unknown | Don't Know | Don't Know |  | Building | Unknown | Unknown | No |  |  | Unknown |  | 32.737341 | -103.1560772
9746 | 2325 MATTHEWS CT, HOBBS NM |  | No | No | Unknown - Unlikely Lead | Don't Know |  |  |  | No | Other |  | Will Inspect meter box at a later date | Unknown - Unlikely Lead |  |  |  | No | Other |  | Will Inspect meter box at a later date | Unknown | Don't Know | Don't Know |  | Building | Unknown | Unknown | No |  |  | Unknown |  | 32.7265403 | -103.1204775
8726 | 211 N MARLAND BLVD, HOBBS NM |  | No | No | Unknown - Unlikely Lead | Don't Know |  |  |  | No | Other |  | Will Inspect meter box at a later date | Unknown - Unlikely Lead |  |  |  | No | Other |  | Will Inspect meter box at a later date | Unknown | Don't Know | Don't Know |  | Building | Unknown | Unknown | No |  |  | Unknown |  | 32.701817 | -103.121028
7859 | 1422 E LLANO DR, HOBBS NM |  | No | No | Unknown - Unlikely Lead | Don't Know |  |  |  | No | Other |  | Will Inspect meter box at a later date | Unknown - Unlikely Lead |  |  |  | No | Other |  | Will Inspect meter box at a later date | Unknown | Don't Know | Don't Know |  | Building | Unknown | Unknown | No |  |  | Unknown |  | 32.7143522 | -103.1183724
9625 | 1108 W MACKENZIE DR, HOBBS NM |  | No | No | Unknown - Unlikely Lead | Don't Know |  |  |  | No | Other |  | Will Inspect meter box at a later date | Unknown - Unlikely Lead |  |  |  | No | Other |  | Will Inspect meter box at a later date | Unknown | Don't Know | Don't Know |  | Building | Unknown | Unknown | No |  |  | Unknown |  | 32.7135472 | -103.1495283
9135 | 1834 N MCKINLEY ST, HOBBS NM |  | No | No | Unknown - Unlikely Lead | Don't Know |  |  |  | No | Other |  | Will Inspect meter box at a later date | Unknown - Unlikely Lead |  |  |  | No | Other |  | Will Inspect meter box at a later date | Unknown | Don't Know | Don't Know |  | Building | Unknown | Unknown | No |  |  | Unknown |  | 32.7203682 | -103.1345553
4792 | 1204 N DENSON DR, HOBBS NM |  | No | No | Unknown - Unlikely Lead | Don't Know |  |  |  | No | Other |  | Will Inspect meter box at a later date | Unknown - Unlikely Lead |  |  |  | No | Other |  | Will Inspect meter box at a later date | Unknown | Don't Know | Don't Know |  | Building | Unknown | Unknown | No |  |  | Unknown
6342 | 101 S GRIMES ST, HOBBS NM |  | No | No | Unknown - Unlikely Lead | Don't Know |  |  |  | No | Other |  | Will Inspect meter box at a later date | Unknown - Unlikely Lead |  |  |  | No | Other |  | Will Inspect meter box at a later date | Unknown | Don't Know | Don't Know |  | Building | Unknown | Unknown | No |  |  | Unknown |  | 32.7003466 | -103.145126
9296 | 905 W MESA VERDE DR, HOBBS NM |  | No | No | Unknown - Unlikely Lead | Don't Know |  |  |  | No | Other |  | Will Inspect meter box at a later date | Unknown - Unlikely Lead |  |  |  | No | Other |  | Will Inspect meter box at a later date | Unknown | Don't Know | Don't Know |  | Building | Unknown | Unknown | No |  |  | Unknown |  | 32.7457067 | -103.1462795
7231 | 212 E JEMEZ RD, HOBBS NM |  | No | No | Unknown - Unlikely Lead | Don't Know |  |  |  | No | Other |  | Will Inspect meter box at a later date | Unknown - Unlikely Lead |  |  |  | No | Other |  | Will Inspect meter box at a later date | Unknown | Don't Know | Don't Know |  | Building | Unknown | Unknown | No |  |  | Unknown |  | 35.867142 | -106.272952
9589 | 900 W MACKENZIE DR, HOBBS NM |  | No | No | Unknown - Unlikely Lead | Don't Know |  |  |  | No | Other |  | Will Inspect meter box at a later date | Unknown - Unlikely Lead |  |  |  | No | Other |  | Will Inspect meter box at a later date | Unknown | Don't Know | Don't Know |  | Building | Unknown | Unknown | No |  |  | Unknown |  | 32.7135508 | -103.1461805
7832 | 1221 E LLANO DR, HOBBS NM |  | No | No | Unknown - Unlikely Lead | Don't Know |  |  |  | No | Other |  | Will Inspect meter box at a later date | Unknown - Unlikely Lead |  |  |  | No | Other |  | Will Inspect meter box at a later date | Unknown | Don't Know | Don't Know |  | Building | Unknown | Unknown | No |  |  | Unknown |  | 32.714103 | -103.1209432
9716 | 1013 E MICHIGAN DR, HOBBS NM |  | No | No | Unknown - Unlikely Lead | Don't Know |  |  |  | No | Other |  | Will Inspect meter box at a later date | Unknown - Unlikely Lead |  |  |  | No | Other |  | Will Inspect meter box at a later date | Unknown | Don't Know | Don't Know |  | Building | Unknown | Unknown | No |  |  | Unknown |  | 32.721591 | -103.1238947
7936 | 1107 N LLANO DR, HOBBS NM |  | No | No | Unknown - Unlikely Lead | Don't Know |  |  |  | No | Other |  | Will Inspect meter box at a later date | Unknown - Unlikely Lead |  |  |  | No | Other |  | Will Inspect meter box at a later date | Unknown | Don't Know | Don't Know |  | Building | Unknown | Unknown | No |  |  | Unknown |  | 32.7114249 | -103.1176229
5817 | 2220 N GILA DR, HOBBS NM |  | No | No | Unknown - Unlikely Lead | Don't Know |  |  |  | No | Other |  | Will Inspect meter box at a later date | Unknown - Unlikely Lead |  |  |  | No | Other |  | Will Inspect meter box at a later date | Unknown | Don't Know | Don't Know |  | Building | Unknown | Unknown | No |  |  | Unknown
5762 | 1223 N GILA DR, HOBBS NM |  | No | No | Unknown - Unlikely Lead | Don't Know |  |  |  | No | Other |  | Will Inspect meter box at a later date | Unknown - Unlikely Lead |  |  |  | No | Other |  | Will Inspect meter box at a later date | Unknown | Don't Know | Don't Know |  | Building | Unknown | Unknown | No |  |  | Unknown
9421 | 2903 MONTGOMERY ST, HOBBS NM |  | No | No | Unknown - Unlikely Lead | Don't Know |  |  |  | No | Other |  | Will Inspect meter box at a later date | Unknown - Unlikely Lead |  |  |  | No | Other |  | Will Inspect meter box at a later date | Unknown | Don't Know | Don't Know |  | Building | Unknown | Unknown | No |  |  | Unknown |  | 32.7321136 | -103.1332983
5799 | 1823 N GILA DR, HOBBS NM |  | No | No | Unknown - Unlikely Lead | Don't Know |  |  |  | No | Other |  | Will Inspect meter box at a later date | Unknown - Unlikely Lead |  |  |  | No | Other |  | Will Inspect meter box at a later date | Unknown | Don't Know | Don't Know |  | Building | Unknown | Unknown | No |  |  | Unknown
7483 | 606 E KIVA DR, HOBBS NM |  | No | No | Unknown - Unlikely Lead | Don't Know |  |  |  | No | Other |  | Will Inspect meter box at a later date | Unknown - Unlikely Lead |  |  |  | No | Other |  | Will Inspect meter box at a later date | Unknown | Don't Know | Don't Know |  | Building | Unknown | Unknown | No |  |  | Unknown |  | 32.733497 | -103.1300715
9012 | 1221 S MCKINLEY ST, HOBBS NM |  | No | No | Unknown - Unlikely Lead | Don't Know |  |  |  | No | Other |  | Will Inspect meter box at a later date | Unknown - Unlikely Lead |  |  |  | No | Other |  | Will Inspect meter box at a later date | Unknown | Don't Know | Don't Know |  | Building | Unknown | Unknown | No |  |  | Unknown |  | 32.6875223 | -103.1333735
8529 | 2015 W MARLAND ST, HOBBS NM |  | No | No | Unknown - Unlikely Lead | Don't Know |  |  |  | No | Other |  | Will Inspect meter box at a later date | Unknown - Unlikely Lead |  |  |  | No | Other |  | Will Inspect meter box at a later date | Unknown | Don't Know | Don't Know |  | Building | Unknown | Unknown | No |  |  | Unknown |  | 32.696136 | -103.160669
9154 | 700 E MAIN ST, HOBBS NM |  | No | No | Unknown - Unlikely Lead | Don't Know |  |  |  | No | Other |  | Will Inspect meter box at a later date | Unknown - Unlikely Lead |  |  |  | No | Other |  | Will Inspect meter box at a later date | Unknown | Don't Know | Don't Know |  | Building | Unknown | Unknown | No |  |  | Unknown |  | 32.6925787 | -103.1286358
7526 | 516-A W KIOWA AVE, HOBBS NM |  | No | No | Unknown - Unlikely Lead | Don't Know |  |  |  | No | Other |  | Will Inspect meter box at a later date | Unknown - Unlikely Lead |  |  |  | No | Other |  | Will Inspect meter box at a later date | Unknown | Don't Know | Don't Know |  | Building | Unknown | Unknown | No |  |  | Unknown
8475 | 2906 1/2 W MARLAND ST- RACK, HOBBS NM |  | No | No | Unknown - Unlikely Lead | Don't Know |  |  |  | No | Other |  | Will Inspect meter box at a later date | Unknown - Unlikely Lead |  |  |  | No | Other |  | Will Inspect meter box at a later date | Unknown | Don't Know | Don't Know |  | Building | Unknown | Unknown | No |  |  | Unknown
5830 | 1640 N GILA DR, HOBBS NM |  | No | No | Unknown - Unlikely Lead | Don't Know |  |  |  | No | Other |  | Will Inspect meter box at a later date | Unknown - Unlikely Lead |  |  |  | No | Other |  | Will Inspect meter box at a later date | Unknown | Don't Know | Don't Know |  | Building | Unknown | Unknown | No |  |  | Unknown
5441 | 1602 N GRAYSON ST, HOBBS NM |  | No | No | Unknown - Unlikely Lead | Don't Know |  |  |  | No | Other |  | Will Inspect meter box at a later date | Unknown - Unlikely Lead |  |  |  | No | Other |  | Will Inspect meter box at a later date | Unknown | Don't Know | Don't Know |  | Building | Unknown | Unknown | No |  |  | Unknown
9563 | 4827 W MIGHTY ATOM RD, HOBBS NM |  | No | No | Non-Lead - Plastic | No | 2020 | 1 | Field inspection only with no records | Yes | Visual inspection at the meter pit | 06/03/2024 00:00:00 |  | Non-Lead - Plastic | 2020 | 1 | Field inspection only with no records | Yes | Visual inspection at the meter pit | 06/03/2024 00:00:00 |  | Non-Lead | No | No |  | Single Family Residence |  | No | No |  |  | Non-Lead |  | 32.747292 | -103.198714
6700 | 5102 W HARDTACK RD, HOBBS NM |  | No | No | Non-Lead - Plastic | No | 2015 | 3/4 | Field inspection only with no records | Yes | Visual inspection at the meter pit | 05/26/2024 00:00:00 |  | Non-Lead - Plastic | 2015 | 3/4 | Installation date after lead ban | Yes | Visual inspection at the meter pit | 05/26/2024 00:00:00 |  | Non-Lead | No | No |  | Single Family Residence |  | No | No |  |  | Non-Lead |  | 32.752107 | -103.201076
911 | 401 S AVENUE B, HOBBS NM |  | No | No | Unknown - Unlikely Lead | Don't Know |  |  |  | No | Other |  | Will Inspect meter box at a later date | Unknown - Unlikely Lead |  |  |  | No | Other |  | Will Inspect meter box at a later date | Unknown | Don't Know | Don't Know |  | Building | Unknown | Unknown | No |  |  | Unknown |  | 32.697692 | -103.126002
5485 | 1901 N GRAYSON ST, HOBBS NM |  | No | No | Unknown - Unlikely Lead | Don't Know |  |  |  | No | Other |  | Will Inspect meter box at a later date | Unknown - Unlikely Lead |  |  |  | No | Other |  | Will Inspect meter box at a later date | Unknown | Don't Know | Don't Know |  | Building | Unknown | Unknown | No |  |  | Unknown
83 | 39 ACOMA CT, HOBBS NM |  | No | No | Unknown - Unlikely Lead | Don't Know |  |  |  | No | Other |  | Will Inspect meter box at a later date | Unknown - Unlikely Lead |  |  |  | No | Other |  | Will Inspect meter box at a later date | Unknown | Don't Know | Don't Know |  | Building | Unknown | Unknown | No |  |  | Unknown |  | 32.7357937 | -103.1398307
9245 | 420 E MAIN ST, HOBBS NM |  | No | No | Unknown - Unlikely Lead | Don't Know |  |  |  | No | Other |  | Will Inspect meter box at a later date | Unknown - Unlikely Lead |  |  |  | No | Other |  | Will Inspect meter box at a later date | Unknown | Don't Know | Don't Know |  | Building | Unknown | Unknown | No |  |  | Unknown |  | 32.6926575 | -103.1316284
7851 | 208 E LLANO DR, HOBBS NM |  | No | No | Unknown - Unlikely Lead | Don't Know |  |  |  | No | Other |  | Will Inspect meter box at a later date | Unknown - Unlikely Lead |  |  |  | No | Other |  | Will Inspect meter box at a later date | Unknown | Don't Know | Don't Know |  | Building | Unknown | Unknown | No |  |  | Unknown |  | 32.7167427 | -103.1343494
8724 | 916 N MARLAND, HOBBS NM |  | No | No | Unknown - Unlikely Lead | Don't Know |  |  |  | No | Other |  | Will Inspect meter box at a later date | Unknown - Unlikely Lead |  |  |  | No | Other |  | Will Inspect meter box at a later date | Unknown | Don't Know | Don't Know |  | Building | Unknown | Unknown | No |  |  | Unknown |  | 32.7095442 | -103.1128403
9557 | 4800 W MIGHTY ATOM RD, HOBBS NM |  | No | No | Non-Lead - Plastic | No | 2020 | 1 | Field inspection only with no records | Yes | Visual inspection at the meter pit | 06/03/2024 00:00:00 |  | Non-Lead - Plastic | 2020 | 1 | Field inspection only with no records | Yes | Visual inspection at the meter pit | 06/03/2024 00:00:00 |  | Non-Lead | No | No |  | Single Family Residence |  | No | No |  |  | Non-Lead |  | 32.74774 | -103.197672
6398 | 201 S GOINGS, HOBBS NM |  | No | No | Unknown - Unlikely Lead | Don't Know |  |  |  | No | Other |  | Will Inspect meter box at a later date | Unknown - Unlikely Lead |  |  |  | No | Other |  | Will Inspect meter box at a later date | Unknown | Don't Know | Don't Know |  | Building | Unknown | Unknown | No |  |  | Unknown |  | 32.6995984 | -103.183197
9372 | 212 E MESA DR, HOBBS NM |  | No | No | Unknown - Unlikely Lead | Don't Know |  |  |  | No | Other |  | Will Inspect meter box at a later date | Unknown - Unlikely Lead |  |  |  | No | Other |  | Will Inspect meter box at a later date | Unknown | Don't Know | Don't Know |  | Building | Unknown | Unknown | No |  |  | Unknown |  | 32.717612 | -103.1339278
7779 | 200 W LEA ST, HOBBS NM |  | No | No | Unknown - Unlikely Lead | Don't Know |  |  |  | No | Other |  | Will Inspect meter box at a later date | Unknown - Unlikely Lead |  |  |  | No | Other |  | Will Inspect meter box at a later date | Unknown | Don't Know | Don't Know |  | Building | Unknown | Unknown | No |  |  | Unknown |  | 32.7094059 | -103.1378249
5350 | 20 FAIRMONT CT, HOBBS NM |  | No | No | Unknown - Unlikely Lead | Don't Know |  |  |  | No | Other |  | Will Inspect meter box at a later date | Unknown - Unlikely Lead |  |  |  | No | Other |  | Will Inspect meter box at a later date | Unknown | Don't Know | Don't Know |  | Building | Unknown | Unknown | No |  |  | Unknown
8620 | 1118 E MARLAND ST, HOBBS NM |  | No | No | Unknown - Unlikely Lead | Don't Know |  |  |  | No | Other |  | Will Inspect meter box at a later date | Unknown - Unlikely Lead |  |  |  | No | Other |  | Will Inspect meter box at a later date | Unknown | Don't Know | Don't Know |  | Building | Unknown | Unknown | No |  |  | Unknown |  | 32.696796 | -103.1230418
8447 | 403 W MESQUITE DR, HOBBS NM |  | No | No | Unknown - Unlikely Lead | Don't Know |  |  |  | No | Other |  | Will Inspect meter box at a later date | Unknown - Unlikely Lead |  |  |  | No | Other |  | Will Inspect meter box at a later date | Unknown | Don't Know | Don't Know |  | Building | Unknown | Unknown | No |  |  | Unknown |  | 32.6889925 | -103.1404482
9225 | 1802 E MAIN ST, HOBBS NM |  | No | No | Unknown - Unlikely Lead | Don't Know |  |  |  | No | Other |  | Will Inspect meter box at a later date | Unknown - Unlikely Lead |  |  |  | No | Other |  | Will Inspect meter box at a later date | Unknown | Don't Know | Don't Know |  | Building | Unknown | Unknown | No |  |  | Unknown |  | 32.6926059 | -103.1142155
6525 | 3003 N HOUSTON ST, HOBBS NM |  | No | No | Unknown - Unlikely Lead | Don't Know |  |  |  | No | Other |  | Will Inspect meter box at a later date | Unknown - Unlikely Lead |  |  |  | No | Other |  | Will Inspect meter box at a later date | Unknown | Don't Know | Don't Know |  | Building | Unknown | Unknown | No |  |  | Unknown |  | 32.7332278 | -103.1322182
830 | 1100 W BERRY DR, HOBBS NM |  | No | No | Unknown - Unlikely Lead | Don't Know |  |  |  | No | Other |  | Will Inspect meter box at a later date | Unknown - Unlikely Lead |  |  |  | No | Other |  | Will Inspect meter box at a later date | Unknown | Don't Know | Don't Know |  | Building | Unknown | Unknown | No |  |  | Unknown |  | 32.7143382 | -103.1490555
9899 | 100 E NAVAJO DR, HOBBS NM |  | No | No | Unknown - Unlikely Lead | Don't Know |  |  |  | No | Other |  | Will Inspect meter box at a later date | Unknown - Unlikely Lead |  |  |  | No | Other |  | Will Inspect meter box at a later date | Unknown | Don't Know | Don't Know |  | Building | Unknown | Unknown | No |  |  | Unknown |  | 32.7407286 | -103.1358713
7947 | 1301 N LLANO DR, HOBBS NM |  | No | No | Unknown - Unlikely Lead | Don't Know |  |  |  | No | Other |  | Will Inspect meter box at a later date | Unknown - Unlikely Lead |  |  |  | No | Other |  | Will Inspect meter box at a later date | Unknown | Don't Know | Don't Know |  | Building | Unknown | Unknown | No |  |  | Unknown |  | 32.7131493 | -103.1177188
9661 | 2310 N MIMOSA LN, HOBBS NM |  | No | No | Non-Lead - Plastic | No | 2007 | 1 | Field inspection only with no records | Yes | Visual inspection at the meter pit | 06/03/2024 00:00:00 |  | Non-Lead - Plastic | 2007 | 1 | Field inspection only with no records | Yes | Visual inspection at the meter pit | 06/03/2024 00:00:00 |  | Non-Lead | No | No |  | Single Family Residence |  | No | No |  |  | Non-Lead |  | 32.7263479 | -103.1131348
5639 | 609 W GOLD AVE, HOBBS NM |  | No | No | Unknown - Unlikely Lead | Don't Know |  |  |  | No | Other |  | Will Inspect meter box at a later date | Unknown - Unlikely Lead |  |  |  | No | Other |  | Will Inspect meter box at a later date | Unknown | Don't Know | Don't Know |  | Building | Unknown | Unknown | No |  |  | Unknown
9566 | 4824 W MIGHTY ATOM RD, HOBBS NM |  | No | No | Non-Lead - Plastic | No | 2020 | 1 | Field inspection only with no records | Yes | Visual inspection at the meter pit | 06/03/2024 00:00:00 |  | Non-Lead - Plastic | 2020 | 1 | Field inspection only with no records | Yes | Visual inspection at the meter pit | 06/03/2024 00:00:00 |  | Non-Lead | No | No |  | Single Family Residence |  | No | No |  |  | Non-Lead |  | 32.747741 | -103.19855
8038 | 215 N LINAM ST, HOBBS NM |  | No | No | Unknown - Unlikely Lead | Don't Know |  |  |  | No | Other |  | Will Inspect meter box at a later date | Unknown - Unlikely Lead |  |  |  | No | Other |  | Will Inspect meter box at a later date | Unknown | Don't Know | Don't Know |  | Building | Unknown | Unknown | No |  |  | Unknown |  | 32.7025507 | -103.1389529
8763 | 513 N MORRIS ST, HOBBS NM |  | No | No | Unknown - Unlikely Lead | Don't Know |  |  |  | No | Other |  | Will Inspect meter box at a later date | Unknown - Unlikely Lead |  |  |  | No | Other |  | Will Inspect meter box at a later date | Unknown | Don't Know | Don't Know |  | Building | Unknown | Unknown | No |  |  | Unknown |  | 32.7055695 | -103.1290136
6461 | 2036 E HIGHLAND DR, HOBBS NM |  | No | No | Non-Lead - Copper | No | 2007 | 3/4 | Field inspection only with no records | Yes | Visual inspection at the meter pit | 05/26/2024 00:00:00 |  | Non-Lead - Copper | 2007 | 3/4 | Installation date after lead ban | Yes | Visual inspection at the meter pit | 05/26/2024 00:00:00 |  | Non-Lead | No | No |  | Single Family Residence |  | No | No |  |  | Non-Lead |  | 32.7297062 | -103.1119395
8307 | 6610 N LOVINGTON HWY, HOBBS NM |  | No | No | Unknown - Unlikely Lead | Don't Know |  |  |  | No | Other |  | Will Inspect meter box at a later date | Unknown - Unlikely Lead |  |  |  | No | Other |  | Will Inspect meter box at a later date | Unknown | Don't Know | Don't Know |  | Building | Unknown | Unknown | No |  |  | Unknown |  | 32.7752276 | -103.1890026
8572 | 2724 W MARLAND ST, HOBBS NM |  | No | No | Unknown - Unlikely Lead | Don't Know |  |  |  | No | Other |  | Will Inspect meter box at a later date | Unknown - Unlikely Lead |  |  |  | No | Other |  | Will Inspect meter box at a later date | Unknown | Don't Know | Don't Know |  | Building | Unknown | Unknown | No |  |  | Unknown |  | 32.6972563 | -103.170945
5264 | 2909 N FLAMINGO DR, HOBBS NM |  | No | No | Unknown - Unlikely Lead | Don't Know |  |  |  | No | Other |  | Will Inspect meter box at a later date | Unknown - Unlikely Lead |  |  |  | No | Other |  | Will Inspect meter box at a later date | Unknown | Don't Know | Don't Know |  | Building | Unknown | Unknown | No |  |  | Unknown
7623 | 4819 W KING KELLY RD, HOBBS NM |  | No | No | Non-Lead - Plastic | No | 2021 | 1 | Field inspection only with no records | Yes | Visual inspection at the meter pit | 09/30/2024 00:00:00 |  | Non-Lead - Plastic | 2021 | 3/4 | Field inspection only with no records | Yes | Visual inspection at the meter pit | 09/30/2024 00:00:00 |  | Non-Lead | No | No |  | Single Family Residence |  | No | No |  |  | Non-Lead |  | 32.748804 | -103.198336
9028 | 1308 S MCKINLEY ST, HOBBS NM |  | No | No | Unknown - Unlikely Lead | Don't Know |  |  |  | No | Other |  | Will Inspect meter box at a later date | Unknown - Unlikely Lead |  |  |  | No | Other |  | Will Inspect meter box at a later date | Unknown | Don't Know | Don't Know |  | Building | Unknown | Unknown | No |  |  | Unknown |  | 32.6851149 | -103.1328133
7697 | 706 E LEA ST, HOBBS NM |  | No | No | Unknown - Unlikely Lead | Don't Know |  |  |  | No | Other |  | Will Inspect meter box at a later date | Unknown - Unlikely Lead |  |  |  | No | Other |  | Will Inspect meter box at a later date | Unknown | Don't Know | Don't Know |  | Building | Unknown | Unknown | No |  |  | Unknown |  | 32.7094549 | -103.1282918
5251 | 504 S FOWLER ST #6, HOBBS NM |  | No | No | Unknown - Unlikely Lead | Don't Know |  |  |  | No | Other |  | Will Inspect meter box at a later date | Unknown - Unlikely Lead |  |  |  | No | Other |  | Will Inspect meter box at a later date | Unknown | Don't Know | Don't Know |  | Building | Unknown | Unknown | No |  |  | Unknown
7295 | 304 N JEFFERSON ST, HOBBS NM |  | No | No | Unknown - Unlikely Lead | Don't Know |  |  |  | No | Other |  | Will Inspect meter box at a later date | Unknown - Unlikely Lead |  |  |  | No | Other |  | Will Inspect meter box at a later date | Unknown | Don't Know | Don't Know |  | Building | Unknown | Unknown | No |  |  | Unknown |  | 32.7033081 | -103.1235962
6908 | 1609 S HANNAH RD, HOBBS NM |  | No | No | Unknown - Unlikely Lead | Don't Know |  |  |  | No | Other |  | Will Inspect meter box at a later date | Unknown - Unlikely Lead |  |  |  | No | Other |  | Will Inspect meter box at a later date | Unknown | Don't Know | Don't Know |  | Building | Unknown | Unknown | No |  |  | Unknown |  | 32.6847673 | -103.1422314
4896 | 1619 DARTMOUTH CT, HOBBS NM |  | No | No | Unknown - Unlikely Lead | Don't Know |  |  |  | No | Other |  | Will Inspect meter box at a later date | Unknown - Unlikely Lead |  |  |  | No | Other |  | Will Inspect meter box at a later date | Unknown | Don't Know | Don't Know |  | Building | Unknown | Unknown | No |  |  | Unknown
7548 | 1412 W KIOWA AVE, HOBBS NM |  | No | No | Unknown - Unlikely Lead | Don't Know |  |  |  | No | Other |  | Will Inspect meter box at a later date | Unknown - Unlikely Lead |  |  |  | No | Other |  | Will Inspect meter box at a later date | Unknown | Don't Know | Don't Know |  | Building | Unknown | Unknown | No |  |  | Unknown |  | 32.7361482 | -103.1527547
7407 | 513 S JEFFERSON ST, HOBBS NM |  | No | No | Unknown - Unlikely Lead | Don't Know |  |  |  | No | Other |  | Will Inspect meter box at a later date | Unknown - Unlikely Lead |  |  |  | No | Other |  | Will Inspect meter box at a later date | Unknown | Don't Know | Don't Know |  | Building | Unknown | Unknown | No |  |  | Unknown |  | 32.6959675 | -103.1240547
8288 | 4502 N LOVINGTON HWY, HOBBS NM |  | No | No | Unknown - Unlikely Lead | Don't Know |  |  |  | No | Other |  | Will Inspect meter box at a later date | Unknown - Unlikely Lead |  |  |  | No | Other |  | Will Inspect meter box at a later date | Unknown | Don't Know | Don't Know |  | Building | Unknown | Unknown | No |  |  | Unknown |  | 32.7500568 | -103.1697063
4925 | 1900 E DUNN ST, HOBBS NM |  | No | No | Unknown - Unlikely Lead | Don't Know |  |  |  | No | Other |  | Will Inspect meter box at a later date | Unknown - Unlikely Lead |  |  |  | No | Other |  | Will Inspect meter box at a later date | Unknown | Don't Know | Don't Know |  | Building | Unknown | Unknown | No |  |  | Unknown
5726 | 1126 N GILA DR, HOBBS NM |  | No | No | Unknown - Unlikely Lead | Don't Know |  |  |  | No | Other |  | Will Inspect meter box at a later date | Unknown - Unlikely Lead |  |  |  | No | Other |  | Will Inspect meter box at a later date | Unknown | Don't Know | Don't Know |  | Building | Unknown | Unknown | No |  |  | Unknown
6772 | 208 E HUMBLE ST, HOBBS NM |  | No | No | Unknown - Unlikely Lead | Don't Know |  |  |  | No | Other |  | Will Inspect meter box at a later date | Unknown - Unlikely Lead |  |  |  | No | Other |  | Will Inspect meter box at a later date | Unknown | Don't Know | Don't Know |  | Building | Unknown | Unknown | No |  |  | Unknown |  | 32.6936727 | -103.134634
7677 | 6114 N LOBO CT, HOBBS NM |  | No | No | Unknown - Unlikely Lead | Don't Know |  |  |  | No | Other |  | Will Inspect meter box at a later date | Unknown - Unlikely Lead |  |  |  | No | Other |  | Will Inspect meter box at a later date | Unknown | Don't Know | Don't Know |  | Building | Unknown | Unknown | No |  |  | Unknown |  | 32.7700192 | -103.1797705
4889 | 418 S DONAHUE AVE, HOBBS NM |  | No | No | Unknown - Unlikely Lead | Don't Know |  |  |  | No | Other |  | Will Inspect meter box at a later date | Unknown - Unlikely Lead |  |  |  | No | Other |  | Will Inspect meter box at a later date | Unknown | Don't Know | Don't Know |  | Building | Unknown | Unknown | No |  |  | Unknown
9173 | 409 E MAIN ST, HOBBS NM |  | No | No | Unknown - Unlikely Lead | Don't Know |  |  |  | No | Other |  | Will Inspect meter box at a later date | Unknown - Unlikely Lead |  |  |  | No | Other |  | Will Inspect meter box at a later date | Unknown | Don't Know | Don't Know |  | Building | Unknown | Unknown | No |  |  | Unknown |  | 32.6920776 | -103.132019
9533 | 1612 MARQUIS LN, HOBBS NM |  | No | No | Unknown - Unlikely Lead | Don't Know |  |  |  | No | Other |  | Will Inspect meter box at a later date | Unknown - Unlikely Lead |  |  |  | No | Other |  | Will Inspect meter box at a later date | Unknown | Don't Know | Don't Know |  | Building | Unknown | Unknown | No |  |  | Unknown |  | 32.7400144 | -103.15589
5889 | 1113 E GYPSY ST #1, HOBBS NM |  | No | No | Unknown - Unlikely Lead | Don't Know |  |  |  | No | Other |  | Will Inspect meter box at a later date | Unknown - Unlikely Lead |  |  |  | No | Other |  | Will Inspect meter box at a later date | Unknown | Don't Know | Don't Know |  | Building | Unknown | Unknown | No |  |  | Unknown
579 | 1714 E ALAMEDA ST, HOBBS NM |  | No | No | Unknown - Unlikely Lead | Don't Know |  |  |  | No | Other |  | Will Inspect meter box at a later date | Unknown - Unlikely Lead |  |  |  | No | Other |  | Will Inspect meter box at a later date | Unknown | Don't Know | Don't Know |  | Building | Unknown | Unknown | No |  |  | Unknown
8857 | 709 E MIDWEST ST, HOBBS NM |  | No | No | Unknown - Unlikely Lead | Don't Know |  |  |  | No | Other |  | Will Inspect meter box at a later date | Unknown - Unlikely Lead |  |  |  | No | Other |  | Will Inspect meter box at a later date | Unknown | Don't Know | Don't Know |  | Building | Unknown | Unknown | No |  |  | Unknown |  | 32.6909524 | -103.1282826
7895 | 630 E LLANO DR, HOBBS NM |  | No | No | Unknown - Unlikely Lead | Don't Know |  |  |  | No | Other |  | Will Inspect meter box at a later date | Unknown - Unlikely Lead |  |  |  | No | Other |  | Will Inspect meter box at a later date | Unknown | Don't Know | Don't Know |  | Building | Unknown | Unknown | No |  |  | Unknown |  | 32.7147954 | -103.1292498
8220 | 1116 W LAUGHLIN DR, HOBBS NM |  | No | No | Unknown - Unlikely Lead | Don't Know |  |  |  | No | Other |  | Will Inspect meter box at a later date | Unknown - Unlikely Lead |  |  |  | No | Other |  | Will Inspect meter box at a later date | Unknown | Don't Know | Don't Know |  | Building | Unknown | Unknown | No |  |  | Unknown |  | 32.7127964 | -103.1499482
4994 | 103 N EASTERN ST, HOBBS NM |  | No | No | Unknown - Unlikely Lead | Don't Know |  |  |  | No | Other |  | Will Inspect meter box at a later date | Unknown - Unlikely Lead |  |  |  | No | Other |  | Will Inspect meter box at a later date | Unknown | Don't Know | Don't Know |  | Building | Unknown | Unknown | No |  |  | Unknown
8742 | 319 S MARLAND BLVD, HOBBS NM |  | No | No | Unknown - Unlikely Lead | Don't Know |  |  |  | No | Other |  | Will Inspect meter box at a later date | Unknown - Unlikely Lead |  |  |  | No | Other |  | Will Inspect meter box at a later date | Unknown | Don't Know | Don't Know |  | Building | Unknown | Unknown | No |  |  | Unknown |  | 32.6981384 | -103.1243187
8683 | 1000 N MARLAND BLVD # 52, HOBBS NM |  | No | No | Non-Lead - Plastic | Don't Know | 2003 | 3/4 | Field inspection only with no records | Yes | Visual inspection at the meter pit | 08/26/2024 00:00:00 |  | Non-Lead - Plastic | 2003 | 3/4 | Field inspection only with no records | Yes | Visual inspection at the meter pit | 08/26/2024 00:00:00 |  | Non-Lead | No | Don't Know |  | Single Family Residence |  | No | No |  |  | Non-Lead
5494 | 1208 N GRAYSON ST, HOBBS NM |  | No | No | Unknown - Unlikely Lead | Don't Know |  |  |  | No | Other |  | Will Inspect meter box at a later date | Unknown - Unlikely Lead |  |  |  | No | Other |  | Will Inspect meter box at a later date | Unknown | Don't Know | Don't Know |  | Building | Unknown | Unknown | No |  |  | Unknown
8558 | 1101 W MARLAND, HOBBS NM |  | No | No | Unknown - Unlikely Lead | Don't Know |  |  |  | No | Other |  | Will Inspect meter box at a later date | Unknown - Unlikely Lead |  |  |  | No | Other |  | Will Inspect meter box at a later date | Unknown | Don't Know | Don't Know |  | Building | Unknown | Unknown | No |  |  | Unknown |  | 32.6963492 | -103.1488176
64 | 708 S 8TH ST, HOBBS NM |  | No | No | Unknown - Unlikely Lead | Don't Know |  |  |  | No | Other |  | Will Inspect meter box at a later date | Unknown - Unlikely Lead |  |  |  | No | Other |  | Will Inspect meter box at a later date | Unknown | Don't Know | Don't Know |  | Building | Unknown | Unknown | No |  |  | Unknown |  | 32.6938115 | -103.1183466
8389 | 5000 N LOVINGTON HWY, HOBBS NM |  | No | No | Unknown - Unlikely Lead | Don't Know |  |  |  | No | Other |  | Will Inspect meter box at a later date | Unknown - Unlikely Lead |  |  |  | No | Other |  | Will Inspect meter box at a later date | Unknown | Don't Know | Don't Know |  | Building | Unknown | Unknown | No |  |  | Unknown |  | 32.75653 | -103.175624
4852 | 911 W DESERT SAGE, HOBBS NM |  | No | No | Non-Lead - Plastic | No | 2005 | 3/4 | Field inspection only with no records | Yes | Visual inspection at the meter pit | 04/17/2024 00:00:00 |  | Non-Lead - Copper | 2005 | 3/4 | Field inspection only with no records | Yes | Visual inspection at the meter pit | 04/17/2024 00:00:00 |  | Non-Lead | No | No | Not Applicable | Single Family Residence | Unknown | No | No |  |  | Non-Lead
5188 | 2231 N FOWLER ST, HOBBS NM |  | No | No | Unknown - Unlikely Lead | Don't Know |  |  |  | No | Other |  | Will Inspect meter box at a later date | Unknown - Unlikely Lead |  |  |  | No | Other |  | Will Inspect meter box at a later date | Unknown | Don't Know | Don't Know |  | Building | Unknown | Unknown | No |  |  | Unknown
5515 | 514 E GREEN ACRES DR, HOBBS NM |  | No | No | Unknown - Unlikely Lead | Don't Know |  |  |  | No | Other |  | Will Inspect meter box at a later date | Unknown - Unlikely Lead |  |  |  | No | Other |  | Will Inspect meter box at a later date | Unknown | Don't Know | Don't Know |  | Building | Unknown | Unknown | No |  |  | Unknown
9510 | 1627 MARQUIS LN, HOBBS NM |  | No | No | Unknown - Unlikely Lead | Don't Know |  |  |  | No | Other |  | Will Inspect meter box at a later date | Unknown - Unlikely Lead |  |  |  | No | Other |  | Will Inspect meter box at a later date | Unknown | Don't Know | Don't Know |  | Building | Unknown | Unknown | No |  |  | Unknown |  | 32.7395683 | -103.1567697
5157 | 2802 N FOWLER ST, HOBBS NM |  | No | No | Unknown - Unlikely Lead | Don't Know |  |  |  | No | Other |  | Will Inspect meter box at a later date | Unknown - Unlikely Lead |  |  |  | No | Other |  | Will Inspect meter box at a later date | Unknown | Don't Know | Don't Know |  | Building | Unknown | Unknown | No |  |  | Unknown
798 | 108 W BERRY DR, HOBBS NM |  | No | No | Unknown - Unlikely Lead | Don't Know |  |  |  | No | Other |  | Will Inspect meter box at a later date | Unknown - Unlikely Lead |  |  |  | No | Other |  | Will Inspect meter box at a later date | Unknown | Don't Know | Don't Know |  | Building | Unknown | Unknown | No |  |  | Unknown |  | 32.7159592 | -103.1359839
5386 | 1516 W FROG LEAP CT, HOBBS NM |  | No | No | Non-Lead - Plastic | No | 2019 | 1 | Installation date after lead ban | No | Other |  | Newer Construction, verified by GIS Mapping | Non-Lead - Plastic | 2008 | 1 | Installation date after lead ban | No | Other |  | Newer Construction, verified by GIS Mapping |  | No | No |  | Single Family Residence | Unknown | No | No |  |  | Non-Lead
9561 | 4904 W MIGHTY ATOM RD, HOBBS NM |  | No | No | Non-Lead - Plastic | No | 2020 | 1 | Field inspection only with no records | Yes | Visual inspection at the meter pit | 06/03/2024 00:00:00 |  | Non-Lead - Plastic | 2020 | 1 | Field inspection only with no records | Yes | Visual inspection at the meter pit | 06/03/2024 00:00:00 |  | Non-Lead | No | No |  | Single Family Residence |  | No | No |  |  | Non-Lead |  | 32.747741 | -103.198971
5374 | 2109 N FRENCH DR, HOBBS NM |  | No | No | Unknown - Unlikely Lead | Don't Know |  |  |  | No | Other |  | Will Inspect meter box at a later date | Unknown - Unlikely Lead |  |  |  | No | Other |  | Will Inspect meter box at a later date | Unknown | Don't Know | Don't Know |  | Building | Unknown | Unknown | No |  |  | Unknown
7860 | 715 E LLANO DR, HOBBS NM |  | No | No | Unknown - Unlikely Lead | Don't Know |  |  |  | No | Other |  | Will Inspect meter box at a later date | Unknown - Unlikely Lead |  |  |  | No | Other |  | Will Inspect meter box at a later date | Unknown | Don't Know | Don't Know |  | Building | Unknown | Unknown | No |  |  | Unknown |  | 32.714365 | -103.1280102
589 | 1913 1/2 E ALAMEDA ST, HOBBS NM |  | No | No | Unknown - Unlikely Lead | Don't Know |  |  |  | No | Other |  | Will Inspect meter box at a later date | Unknown - Unlikely Lead |  |  |  | No | Other |  | Will Inspect meter box at a later date | Unknown | Don't Know | Don't Know |  | Building | Unknown | Unknown | No |  |  | Unknown
7327 | 2001 N JEFFERSON ST, HOBBS NM |  | No | No | Unknown - Unlikely Lead | Don't Know |  |  |  | No | Other |  | Will Inspect meter box at a later date | Unknown - Unlikely Lead |  |  |  | No | Other |  | Will Inspect meter box at a later date | Unknown | Don't Know | Don't Know |  | Building | Unknown | Unknown | No |  |  | Unknown |  | 32.7223076 | -103.1235383
6124 | 708 S GIBBS ST, HOBBS NM |  | No | No | Unknown - Unlikely Lead | Don't Know |  |  |  | No | Other |  | Will Inspect meter box at a later date | Unknown - Unlikely Lead |  |  |  | No | Other |  | Will Inspect meter box at a later date | Unknown | Don't Know | Don't Know |  | Building | Unknown | Unknown | No |  |  | Unknown |  | 32.6945166 | -103.1719594
5000 | 105 N EASTERN ST, HOBBS NM |  | No | No | Unknown - Unlikely Lead | Don't Know |  |  |  | No | Other |  | Will Inspect meter box at a later date | Unknown - Unlikely Lead |  |  |  | No | Other |  | Will Inspect meter box at a later date | Unknown | Don't Know | Don't Know |  | Building | Unknown | Unknown | No |  |  | Unknown
6742 | 1906 N HOMESTEAD DR, HOBBS NM |  | No | No | Non-Lead - Plastic | No | 2019 | 1 | Field inspection only with no records | Yes | Visual inspection at the meter pit | 09/02/2024 00:00:00 |  | Non-Lead - Plastic | 2019 | 1 | Installation date after lead ban | Yes | Visual inspection at the meter pit | 09/02/2024 00:00:00 |  | Non-Lead | No | No |  | Single Family Residence |  | No | No |  |  | Non-Lead |  | 32.7213286 | -103.1117376
6552 | 1717 N HOUSTON ST, HOBBS NM |  | No | No | Unknown - Unlikely Lead | Don't Know |  |  |  | No | Other |  | Will Inspect meter box at a later date | Unknown - Unlikely Lead |  |  |  | No | Other |  | Will Inspect meter box at a later date | Unknown | Don't Know | Don't Know |  | Building | Unknown | Unknown | No |  |  | Unknown |  | 32.7190286 | -103.1305897
5429 | 1323 N GRAYSON ST, HOBBS NM |  | No | No | Unknown - Unlikely Lead | Don't Know |  |  |  | No | Other |  | Will Inspect meter box at a later date | Unknown - Unlikely Lead |  |  |  | No | Other |  | Will Inspect meter box at a later date | Unknown | Don't Know | Don't Know |  | Building | Unknown | Unknown | No |  |  | Unknown
7841 | 306 E LLANO DR, HOBBS NM |  | No | No | Unknown - Unlikely Lead | Don't Know |  |  |  | No | Other |  | Will Inspect meter box at a later date | Unknown - Unlikely Lead |  |  |  | No | Other |  | Will Inspect meter box at a later date | Unknown | Don't Know | Don't Know |  | Building | Unknown | Unknown | No |  |  | Unknown |  | 32.7166957 | -103.133633
6136 | 2907 N GRIMES ST, HOBBS NM |  | No | No | Unknown - Unlikely Lead | Don't Know |  |  |  | No | Other |  | Will Inspect meter box at a later date | Unknown - Unlikely Lead |  |  |  | No | Other |  | Will Inspect meter box at a later date | Unknown | Don't Know | Don't Know |  | Building | Unknown | Unknown | No |  |  | Unknown |  | 32.7326735 | -103.1451121
9176 | 1401 E MAIN ST, HOBBS NM |  | No | No | Unknown - Unlikely Lead | Don't Know |  |  |  | No | Other |  | Will Inspect meter box at a later date | Unknown - Unlikely Lead |  |  |  | No | Other |  | Will Inspect meter box at a later date | Unknown | Don't Know | Don't Know |  | Building | Unknown | Unknown | No |  |  | Unknown |  | 32.69218 | -103.1197252
697 | 701 E ASPEN ST, HOBBS NM |  | No | No | Unknown - Unlikely Lead | Don't Know |  |  |  | No | Other |  | Will Inspect meter box at a later date | Unknown - Unlikely Lead |  |  |  | No | Other |  | Will Inspect meter box at a later date | Unknown | Don't Know | Don't Know |  | Building | Unknown | Unknown | No |  |  | Unknown |  | 32.7351185 | -103.129779
7638 | 2225 N KINGSLEY DR, HOBBS NM |  | No | No | Unknown - Unlikely Lead | Don't Know |  |  |  | No | Other |  | Will Inspect meter box at a later date | Unknown - Unlikely Lead |  |  |  | No | Other |  | Will Inspect meter box at a later date | Unknown | Don't Know | Don't Know |  | Building | Unknown | Unknown | No |  |  | Unknown |  | 32.7248613 | -103.1421569
8590 | 1009 E MARLAND ST, HOBBS NM |  | No | No | Unknown - Unlikely Lead | Don't Know |  |  |  | No | Other |  | Will Inspect meter box at a later date | Unknown - Unlikely Lead |  |  |  | No | Other |  | Will Inspect meter box at a later date | Unknown | Don't Know | Don't Know |  | Building | Unknown | Unknown | No |  |  | Unknown |  | 32.6962831 | -103.1245762
8498 | 2120 W MARLAND ST, HOBBS NM |  | No | No | Unknown - Unlikely Lead | Don't Know |  |  |  | No | Other |  | Will Inspect meter box at a later date | Unknown - Unlikely Lead |  |  |  | No | Other |  | Will Inspect meter box at a later date | Unknown | Don't Know | Don't Know |  | Building | Unknown | Unknown | No |  |  | Unknown |  | 32.697104 | -103.1614297
6370 | 4905 W GREY GHOST RD, HOBBS NM |  | No | No | Non-Lead - Plastic | No | 2017 | 3/4 | Field inspection only with no records | Yes | Visual inspection at the meter pit | 05/26/2024 00:00:00 |  | Non-Lead - Plastic | 2017 | 3/4 | Installation date after lead ban | Yes | Visual inspection at the meter pit | 05/26/2024 00:00:00 |  | Non-Lead | No | No |  | Single Family Residence |  | No | No |  |  | Non-Lead |  | 32.749566 | -103.198969
9042 | 1204 S MCKINLEY ST, HOBBS NM |  | No | No | Unknown - Unlikely Lead | Don't Know |  |  |  | No | Other |  | Will Inspect meter box at a later date | Unknown - Unlikely Lead |  |  |  | No | Other |  | Will Inspect meter box at a later date | Unknown | Don't Know | Don't Know |  | Building | Unknown | Unknown | No |  |  | Unknown |  | 32.6887338 | -103.1328821
9608 | 913 W MACKENZIE DR, HOBBS NM |  | No | No | Unknown - Unlikely Lead | Don't Know |  |  |  | No | Other |  | Will Inspect meter box at a later date | Unknown - Unlikely Lead |  |  |  | No | Other |  | Will Inspect meter box at a later date | Unknown | Don't Know | Don't Know |  | Building | Unknown | Unknown | No |  |  | Unknown |  | 32.7131551 | -103.146787
8187 | 5918 N LA MESA ST, HOBBS NM |  | No | No | Non-Lead - Plastic | No | Unknow | 1 | Field inspection only with no records | Yes | Visual inspection at the meter pit | 08/13/2024 00:00:00 |  | Non-Lead - Copper | 1983 | 3/4 | Field inspection only with no records | Yes | Visual inspection at the meter pit | 08/13/2024 00:00:00 |  | Non-Lead | No | No |  | Single Family Residence |  | No | No |  |  | Non-Lead |  | 32.7680038 | -103.181554
7812 | 313 W LLANO DR, HOBBS NM |  | No | No | Unknown - Unlikely Lead | Don't Know |  |  |  | No | Other |  | Will Inspect meter box at a later date | Unknown - Unlikely Lead |  |  |  | No | Other |  | Will Inspect meter box at a later date | Unknown | Don't Know | Don't Know |  | Building | Unknown | Unknown | No |  |  | Unknown |  | 32.7157159 | -103.138063
7855 | 1315 E LLANO DR, HOBBS NM |  | No | No | Unknown - Unlikely Lead | Don't Know |  |  |  | No | Other |  | Will Inspect meter box at a later date | Unknown - Unlikely Lead |  |  |  | No | Other |  | Will Inspect meter box at a later date | Unknown | Don't Know | Don't Know |  | Building | Unknown | Unknown | No |  |  | Unknown |  | 32.7141053 | -103.1199725
6485 | 300 N HOUSTON ST, HOBBS NM |  | No | No | Unknown - Unlikely Lead | Don't Know |  |  |  | No | Other |  | Will Inspect meter box at a later date | Unknown - Unlikely Lead |  |  |  | No | Other |  | Will Inspect meter box at a later date | Unknown | Don't Know | Don't Know |  | Building | Unknown | Unknown | No |  |  | Unknown |  | 32.7034207 | -103.1306081
6668 | 4907 W HARDTACK RD, HOBBS NM |  | No | No | Non-Lead - Plastic | No | 2015 | 3/4 | Field inspection only with no records | Yes | Visual inspection at the meter pit | 05/26/2024 00:00:00 |  | Non-Lead - Plastic | 2015 | 3/4 | Installation date after lead ban | Yes | Visual inspection at the meter pit | 05/26/2024 00:00:00 |  | Non-Lead | No | No |  | Single Family Residence |  | No | No |  |  | Non-Lead |  | 32.751676 | -103.198978
9759 | 2415 MORGAN CT, HOBBS NM |  | No | No | Unknown - Unlikely Lead | Don't Know |  |  |  | No | Other |  | Will Inspect meter box at a later date | Unknown - Unlikely Lead |  |  |  | No | Other |  | Will Inspect meter box at a later date | Unknown | Don't Know | Don't Know |  | Building | Unknown | Unknown | No |  |  | Unknown |  | 32.7277483 | -103.1195788
6109 | 2543 N GREEN VALLEY TRAIL, HOBBS NM |  | No | No | Non-Lead - Copper | No | 2007 | 3/4 | Field inspection only with no records | Yes | Visual inspection at the meter pit | 05/26/2024 00:00:00 |  | Non-Lead - Copper | 2007 | 3/4 | Installation date after lead ban | Yes | Visual inspection at the meter pit | 05/26/2024 00:00:00 |  | Non-Lead | No | No |  | Single Family Residence |  | No | No |  |  | Non-Lead |  | 32.7291196 | -103.1134611
8825 | 1300 S MORRIS ST, HOBBS NM |  | No | No | Unknown - Unlikely Lead | Don't Know |  |  |  | No | Other |  | Will Inspect meter box at a later date | Unknown - Unlikely Lead |  |  |  | No | Other |  | Will Inspect meter box at a later date | Unknown | Don't Know | Don't Know |  | Building | Unknown | Unknown | No |  |  | Unknown |  | 32.6857005 | -103.1289661
4987 | 1726 EL CENTRO, HOBBS NM |  | No | No | Non-Lead - Plastic | No | 2015 | 1 | Field inspection only with no records | Yes | Visual inspection at the meter pit | 06/03/2024 00:00:00 |  | Non-Lead - Plastic | 2015 | 1 | Field inspection only with no records | Yes | Visual inspection at the meter pit | 06/03/2024 00:00:00 |  | Non-Lead | No | No |  | Single Family Residence |  | No | No |  |  | Non-Lead
4923 | 2007 E DUNN ST, HOBBS NM |  | No | No | Unknown - Unlikely Lead | Don't Know |  |  |  | No | Other |  | Will Inspect meter box at a later date | Unknown - Unlikely Lead |  |  |  | No | Other |  | Will Inspect meter box at a later date | Unknown | Don't Know | Don't Know |  | Building | Unknown | Unknown | No |  |  | Unknown
8073 | 6411 LILY POND RD, HOBBS NM |  | No | No | Non-Lead - Plastic | No | 2022 | 1 | Field inspection only with no records | Yes | Visual inspection at the meter pit | 07/23/2024 00:00:00 |  | Non-Lead - Plastic | 2022 | 1 | Field inspection only with no records | Yes | Visual inspection at the meter pit | 07/23/2024 00:00:00 |  | Non-Lead | No | No |  | Single Family Residence | Unknown | No | No |  |  | Non-Lead |  | 32.7728795 | -103.1563812
6508 | 2904 N HOUSTON ST, HOBBS NM |  | No | No | Unknown - Unlikely Lead | Don't Know |  |  |  | No | Other |  | Will Inspect meter box at a later date | Unknown - Unlikely Lead |  |  |  | No | Other |  | Will Inspect meter box at a later date | Unknown | Don't Know | Don't Know |  | Building | Unknown | Unknown | No |  |  | Unknown |  | 32.732235 | -103.1317078
5568 | 623 E GREEN ACRES DR, HOBBS NM |  | No | No | Unknown - Unlikely Lead | Don't Know |  |  |  | No | Other |  | Will Inspect meter box at a later date | Unknown - Unlikely Lead |  |  |  | No | Other |  | Will Inspect meter box at a later date | Unknown | Don't Know | Don't Know |  | Building | Unknown | Unknown | No |  |  | Unknown
9737 | 4006 MESCALERO DR, HOBBS NM |  | No | No | Unknown - Unlikely Lead | Don't Know |  |  |  | No | Other |  | Will Inspect meter box at a later date | Unknown - Unlikely Lead |  |  |  | No | Other |  | Will Inspect meter box at a later date | Unknown | Don't Know | Don't Know |  | Building | Unknown | Unknown | No |  |  | Unknown |  | 32.7442365 | -103.151515
5876 | 701 E GYPSY ST, HOBBS NM |  | No | No | Unknown - Unlikely Lead | Don't Know |  |  |  | No | Other |  | Will Inspect meter box at a later date | Unknown - Unlikely Lead |  |  |  | No | Other |  | Will Inspect meter box at a later date | Unknown | Don't Know | Don't Know |  | Building | Unknown | Unknown | No |  |  | Unknown
6838 | 2529 W HUMBLE ST, HOBBS NM |  | No | No | Unknown - Unlikely Lead | Don't Know |  |  |  | No | Other |  | Will Inspect meter box at a later date | Unknown - Unlikely Lead |  |  |  | No | Other |  | Will Inspect meter box at a later date | Unknown | Don't Know | Don't Know |  | Building | Unknown | Unknown | No |  |  | Unknown |  | 32.6925808 | -103.1668221
9163 | 1111 E MAIN ST, HOBBS NM |  | No | No | Unknown - Unlikely Lead | Don't Know |  |  |  | No | Other |  | Will Inspect meter box at a later date | Unknown - Unlikely Lead |  |  |  | No | Other |  | Will Inspect meter box at a later date | Unknown | Don't Know | Don't Know |  | Building | Unknown | Unknown | No |  |  | Unknown |  | 32.6921141 | -103.12327
955 | 113 N AVENUE B, HOBBS NM |  | No | No | Unknown - Unlikely Lead | Don't Know |  |  |  | No | Other |  | Will Inspect meter box at a later date | Unknown - Unlikely Lead |  |  |  | No | Other |  | Will Inspect meter box at a later date | Unknown | Don't Know | Don't Know |  | Building | Unknown | Unknown | No |  |  | Unknown |  | 32.7014798 | -103.126029
5036 | 927 S ELM BLVD, HOBBS NM |  | No | No | Unknown - Unlikely Lead | Don't Know |  |  |  | No | Other |  | Will Inspect meter box at a later date | Unknown - Unlikely Lead |  |  |  | No | Other |  | Will Inspect meter box at a later date | Unknown | Don't Know | Don't Know |  | Building | Unknown | Unknown | No |  |  | Unknown
50 | 806 S 8TH ST, HOBBS NM |  | No | No | Unknown - Unlikely Lead | Don't Know |  |  |  | No | Other |  | Will Inspect meter box at a later date | Unknown - Unlikely Lead |  |  |  | No | Other |  | Will Inspect meter box at a later date | Unknown | Don't Know | Don't Know |  | Building | Unknown | Unknown | No |  |  | Unknown
5969 | 1403 N GULF ST, HOBBS NM |  | No | No | Unknown - Unlikely Lead | Don't Know |  |  |  | No | Other |  | Will Inspect meter box at a later date | Unknown - Unlikely Lead |  |  |  | No | Other |  | Will Inspect meter box at a later date | Unknown | Don't Know | Don't Know |  | Building | Unknown | Unknown | No |  |  | Unknown |  | 32.7150177 | -103.1527171
9424 | 2915 MONTGOMERY ST, HOBBS NM |  | No | No | Unknown - Unlikely Lead | Don't Know |  |  |  | No | Other |  | Will Inspect meter box at a later date | Unknown - Unlikely Lead |  |  |  | No | Other |  | Will Inspect meter box at a later date | Unknown | Don't Know | Don't Know |  | Building | Unknown | Unknown | No |  |  | Unknown |  | 32.7325146 | -103.1332521
824 | 812 W BERRY DR, HOBBS NM |  | No | No | Unknown - Unlikely Lead | Don't Know |  |  |  | No | Other |  | Will Inspect meter box at a later date | Unknown - Unlikely Lead |  |  |  | No | Other |  | Will Inspect meter box at a later date | Unknown | Don't Know | Don't Know |  | Building | Unknown | Unknown | No |  |  | Unknown |  | 32.7142915 | -103.1457623
5826 | 1632 N GILA DR, HOBBS NM |  | No | No | Unknown - Unlikely Lead | Don't Know |  |  |  | No | Other |  | Will Inspect meter box at a later date | Unknown - Unlikely Lead |  |  |  | No | Other |  | Will Inspect meter box at a later date | Unknown | Don't Know | Don't Know |  | Building | Unknown | Unknown | No |  |  | Unknown
7585 | 417 W KIOWA AVE, HOBBS NM |  | No | No | Unknown - Unlikely Lead | Don't Know |  |  |  | No | Other |  | Will Inspect meter box at a later date | Unknown - Unlikely Lead |  |  |  | No | Other |  | Will Inspect meter box at a later date | Unknown | Don't Know | Don't Know |  | Building | Unknown | Unknown | No |  |  | Unknown |  | 32.7359073 | -103.1412433
7502 | 1515 W KYLEIGH, HOBBS NM |  | No | No | Non-Lead - Plastic | No | 2008 | 1 | Installation date after lead ban | Yes | Visual inspection at the meter pit | 09/30/2024 00:00:00 |  | Non-Lead - Plastic | 2008 |  | Field inspection only with no records | Yes | Visual inspection at the meter pit | 09/30/2024 00:00:00 |  | Non-Lead | No | No |  | Single Family Residence | Unknown | No | No |  |  | Non-Lead |  | 32.7567949 | -103.1547769
7962 | 1118 N LLANO DR, HOBBS NM |  | No | No | Unknown - Unlikely Lead | Don't Know |  |  |  | No | Other |  | Will Inspect meter box at a later date | Unknown - Unlikely Lead |  |  |  | No | Other |  | Will Inspect meter box at a later date | Unknown | Don't Know | Don't Know |  | Building | Unknown | Unknown | No |  |  | Unknown |  | 32.7117545 | -103.1172164
950 | 317 N AVENUE B, HOBBS NM |  | No | No | Unknown - Unlikely Lead | Don't Know |  |  |  | No | Other |  | Will Inspect meter box at a later date | Unknown - Unlikely Lead |  |  |  | No | Other |  | Will Inspect meter box at a later date | Unknown | Don't Know | Don't Know |  | Building | Unknown | Unknown | No |  |  | Unknown |  | 32.7035623 | -103.1259185
5141 | 2230 N FOWLER ST, HOBBS NM |  | No | No | Unknown - Unlikely Lead | Don't Know |  |  |  | No | Other |  | Will Inspect meter box at a later date | Unknown - Unlikely Lead |  |  |  | No | Other |  | Will Inspect meter box at a later date | Unknown | Don't Know | Don't Know |  | Building | Unknown | Unknown | No |  |  | Unknown
5648 | 117 W GOLD AVE, HOBBS NM |  | No | No | Unknown - Unlikely Lead | Don't Know |  |  |  | No | Other |  | Will Inspect meter box at a later date | Unknown - Unlikely Lead |  |  |  | No | Other |  | Will Inspect meter box at a later date | Unknown | Don't Know | Don't Know |  | Building | Unknown | Unknown | No |  |  | Unknown
4902 | 2201 E DUNN ST, HOBBS NM |  | No | No | Unknown - Unlikely Lead | Don't Know |  |  |  | No | Other |  | Will Inspect meter box at a later date | Unknown - Unlikely Lead |  |  |  | No | Other |  | Will Inspect meter box at a later date | Unknown | Don't Know | Don't Know |  | Building | Unknown | Unknown | No |  |  | Unknown
6990 | 1509 W HONEYSUCKLE CT, HOBBS NM |  | No | No | Non-Lead - Plastic | No | 2021 | 1 | Installation date after lead ban | No | Other |  | GIS verfied because of being built after ban | Non-Lead - Plastic | 2021 | 1 | Installation date after lead ban | No | Other |  | Newer Construction, verified by GIS Mapping |  | No | No |  | Single Family Residence | Unknown | No | No |  |  | Non-Lead |  | 32.773438 | -103.154677
5420 | 1101 N GRAYSON ST, HOBBS NM |  | No | No | Unknown - Unlikely Lead | Don't Know |  |  |  | No | Other |  | Will Inspect meter box at a later date | Unknown - Unlikely Lead |  |  |  | No | Other |  | Will Inspect meter box at a later date | Unknown | Don't Know | Don't Know |  | Building | Unknown | Unknown | No |  |  | Unknown
5021 | 207 N ELM ST, HOBBS NM |  | No | No | Unknown - Unlikely Lead | Don't Know |  |  |  | No | Other |  | Will Inspect meter box at a later date | Unknown - Unlikely Lead |  |  |  | No | Other |  | Will Inspect meter box at a later date | Unknown | Don't Know | Don't Know |  | Building | Unknown | Unknown | No |  |  | Unknown
5990 | 1117 N GULF ST, HOBBS NM |  | No | No | Unknown - Unlikely Lead | Don't Know |  |  |  | No | Other |  | Will Inspect meter box at a later date | Unknown - Unlikely Lead |  |  |  | No | Other |  | Will Inspect meter box at a later date | Unknown | Don't Know | Don't Know |  | Building | Unknown | Unknown | No |  |  | Unknown |  | 32.7117917 | -103.1532016
5694 | 1507 E GOLD AVE, HOBBS NM |  | No | No | Unknown - Unlikely Lead | Don't Know |  |  |  | No | Other |  | Will Inspect meter box at a later date | Unknown - Unlikely Lead |  |  |  | No | Other |  | Will Inspect meter box at a later date | Unknown | Don't Know | Don't Know |  | Building | Unknown | Unknown | No |  |  | Unknown
7014 | 1101 W HOLLIS DR, HOBBS NM |  | No | No | Unknown - Unlikely Lead | Don't Know |  |  |  | No | Other |  | Will Inspect meter box at a later date | Unknown - Unlikely Lead |  |  |  | No | Other |  | Will Inspect meter box at a later date | Unknown | Don't Know | Don't Know |  | Building | Unknown | Unknown | No |  |  | Unknown |  | 32.7146861 | -103.1486666
5708 | 934 E GOLD AVE, HOBBS NM |  | No | No | Unknown - Unlikely Lead | Don't Know |  |  |  | No | Other |  | Will Inspect meter box at a later date | Unknown - Unlikely Lead |  |  |  | No | Other |  | Will Inspect meter box at a later date | Unknown | Don't Know | Don't Know |  | Building | Unknown | Unknown | No |  |  | Unknown
4856 | 903 W DESERT SAGE RD, HOBBS NM |  | No | No | Non-Lead - Plastic | No | 2005 | 3/4 | Field inspection only with no records | Yes | Visual inspection at the meter pit | 04/17/2024 00:00:00 |  | Non-Lead - Copper | 2005 | 3/4 | Field inspection only with no records | Yes | Visual inspection at the meter pit | 04/17/2024 00:00:00 |  | Non-Lead | No | No | Not Applicable | Single Family Residence | Unknown | No | No |  |  | Non-Lead
9228 | 319 E MAIN ST, HOBBS NM |  | No | No | Unknown - Unlikely Lead | Don't Know |  |  |  | No | Other |  | Will Inspect meter box at a later date | Unknown - Unlikely Lead |  |  |  | No | Other |  | Will Inspect meter box at a later date | Unknown | Don't Know | Don't Know |  | Building | Unknown | Unknown | No |  |  | Unknown |  | 32.6921561 | -103.1328454
8392 | 3726 N LOVINGTON HWY, HOBBS NM |  | No | No | Unknown - Unlikely Lead | Don't Know |  |  |  | No | Other |  | Will Inspect meter box at a later date | Unknown - Unlikely Lead |  |  |  | No | Other |  | Will Inspect meter box at a later date | Unknown | Don't Know | Don't Know |  | Building | Unknown | Unknown | No |  |  | Unknown |  | 32.7413124 | -103.1610964
8901 | 1617 E MIDWEST ST, HOBBS NM |  | No | No | Unknown - Unlikely Lead | Don't Know |  |  |  | No | Other |  | Will Inspect meter box at a later date | Unknown - Unlikely Lead |  |  |  | No | Other |  | Will Inspect meter box at a later date | Unknown | Don't Know | Don't Know |  | Building | Unknown | Unknown | No |  |  | Unknown |  | 32.6911959 | -103.1177794
78 | 9 ACOMA CT, HOBBS NM |  | No | No | Unknown - Unlikely Lead | Don't Know |  |  |  | No | Other |  | Will Inspect meter box at a later date | Unknown - Unlikely Lead |  |  |  | No | Other |  | Will Inspect meter box at a later date | Unknown | Don't Know | Don't Know |  | Building | Unknown | Unknown | No |  |  | Unknown |  | 32.7361723 | -103.1395632
5997 | 1506 N GULF ST, HOBBS NM |  | No | No | Unknown - Unlikely Lead | Don't Know |  |  |  | No | Other |  | Will Inspect meter box at a later date | Unknown - Unlikely Lead |  |  |  | No | Other |  | Will Inspect meter box at a later date | Unknown | Don't Know | Don't Know |  | Building | Unknown | Unknown | No |  |  | Unknown |  | 32.7155428 | -103.1520132
8690 | 1000 N MARLAND BLVD #13, HOBBS NM |  | No | No | Non-Lead - Plastic | Don't Know | 2003 | 3/4 | Field inspection only with no records | Yes | Visual inspection at the meter pit | 08/26/2024 00:00:00 |  | Non-Lead - Plastic | 2003 | 3/4 | Field inspection only with no records | Yes | Visual inspection at the meter pit | 08/26/2024 00:00:00 |  | Non-Lead | No | Don't Know |  | Single Family Residence |  | No | No |  |  | Non-Lead
8791 | 108 S MORRIS ST, HOBBS NM |  | No | No | Unknown - Unlikely Lead | Don't Know |  |  |  | No | Other |  | Will Inspect meter box at a later date | Unknown - Unlikely Lead |  |  |  | No | Other |  | Will Inspect meter box at a later date | Unknown | Don't Know | Don't Know |  | Building | Unknown | Unknown | No |  |  | Unknown |  | 32.7001213 | -103.1286262
6155 | 2800 N GRIMES ST, HOBBS NM |  | No | No | Unknown - Unlikely Lead | Don't Know |  |  |  | No | Other |  | Will Inspect meter box at a later date | Unknown - Unlikely Lead |  |  |  | No | Other |  | Will Inspect meter box at a later date | Unknown | Don't Know | Don't Know |  | Building | Unknown | Unknown | No |  |  | Unknown |  | 32.730956 | -103.1446004
7338 | 117 JEFFERSON PL, HOBBS NM |  | No | No | Unknown - Unlikely Lead | Don't Know |  |  |  | No | Other |  | Will Inspect meter box at a later date | Unknown - Unlikely Lead |  |  |  | No | Other |  | Will Inspect meter box at a later date | Unknown | Don't Know | Don't Know |  | Building | Unknown | Unknown | No |  |  | Unknown |  | 32.715496 | -103.1242211
4990 | 313 N EASTERN ST, HOBBS NM |  | No | No | Unknown - Unlikely Lead | Don't Know |  |  |  | No | Other |  | Will Inspect meter box at a later date | Unknown - Unlikely Lead |  |  |  | No | Other |  | Will Inspect meter box at a later date | Unknown | Don't Know | Don't Know |  | Building | Unknown | Unknown | No |  |  | Unknown
4912 | 1614 E DUNN ST, HOBBS NM |  | No | No | Unknown - Unlikely Lead | Don't Know |  |  |  | No | Other |  | Will Inspect meter box at a later date | Unknown - Unlikely Lead |  |  |  | No | Other |  | Will Inspect meter box at a later date | Unknown | Don't Know | Don't Know |  | Building | Unknown | Unknown | No |  |  | Unknown
7501 | 529 E KIVA DR, HOBBS NM |  | No | No | Unknown - Unlikely Lead | Don't Know |  |  |  | No | Other |  | Will Inspect meter box at a later date | Unknown - Unlikely Lead |  |  |  | No | Other |  | Will Inspect meter box at a later date | Unknown | Don't Know | Don't Know |  | Building | Unknown | Unknown | No |  |  | Unknown |  | 32.7331682 | -103.1306214
6013 | 1023 E GLORIETTA F 107, HOBBS NM |  | No | No | Non-Lead - Plastic | No | 2019 | 1 | Field inspection only with no records | Yes | Visual inspection at the meter pit | 05/26/2024 00:00:00 |  | Non-Lead - Plastic | 2019 | 1 | Installation date after lead ban | Yes | Visual inspection at the meter pit | 05/26/2024 00:00:00 |  | Non-Lead | No | No |  | Single Family Residence |  | No | No |  |  | Non-Lead |  | 32.7322508 | -103.1251818
525 | 307 W AZUL DR, HOBBS NM |  | No | No | Non-Lead - Plastic | Don't Know | 2019 | 1 | Field inspection only with no records | Yes | Visual inspection at the meter pit | 08/19/2024 00:00:00 |  | Non-Lead - Plastic | 2019 | 1 | Field inspection only with no records | Yes | Visual inspection at the meter pit | 08/19/2024 00:00:00 |  | Non-Lead | No | Don't Know |  | Single Family Residence |  | No | No |  |  | Non-Lead
6421 | 1601 E HIGHLAND DR, HOBBS NM |  | No | No | Unknown - Unlikely Lead | Don't Know |  |  |  | No | Other |  | Will Inspect meter box at a later date | Unknown - Unlikely Lead |  |  |  | No | Other |  | Will Inspect meter box at a later date | Unknown | Don't Know | Don't Know |  | Building | Unknown | Unknown | No |  |  | Unknown |  | 32.7289468 | -103.1171885
5080 | 100 E EAGLE DR, HOBBS NM |  | No | No | Unknown - Unlikely Lead | Don't Know |  |  |  | No | Other |  | Will Inspect meter box at a later date | Unknown - Unlikely Lead |  |  |  | No | Other |  | Will Inspect meter box at a later date | Unknown | Don't Know | Don't Know |  | Building | Unknown | Unknown | No |  |  | Unknown
5787 | 1707 N GILA DR, HOBBS NM |  | No | No | Unknown - Unlikely Lead | Don't Know |  |  |  | No | Other |  | Will Inspect meter box at a later date | Unknown - Unlikely Lead |  |  |  | No | Other |  | Will Inspect meter box at a later date | Unknown | Don't Know | Don't Know |  | Building | Unknown | Unknown | No |  |  | Unknown
7746 | 116 W LEA ST, HOBBS NM |  | No | No | Unknown - Unlikely Lead | Don't Know |  |  |  | No | Other |  | Will Inspect meter box at a later date | Unknown - Unlikely Lead |  |  |  | No | Other |  | Will Inspect meter box at a later date | Unknown | Don't Know | Don't Know |  | Building | Unknown | Unknown | No |  |  | Unknown |  | 32.7094311 | -103.1369985
4919 | 1613 E DUNN ST, HOBBS NM |  | No | No | Unknown - Unlikely Lead | Don't Know |  |  |  | No | Other |  | Will Inspect meter box at a later date | Unknown - Unlikely Lead |  |  |  | No | Other |  | Will Inspect meter box at a later date | Unknown | Don't Know | Don't Know |  | Building | Unknown | Unknown | No |  |  | Unknown
7445 | 1027 JICARILLA ST, HOBBS NM |  | No | No | Unknown - Unlikely Lead | Don't Know |  |  |  | No | Other |  | Will Inspect meter box at a later date | Unknown - Unlikely Lead |  |  |  | No | Other |  | Will Inspect meter box at a later date | Unknown | Don't Know | Don't Know |  | Building | Unknown | Unknown | No |  |  | Unknown |  | 32.7449366 | -103.1481064
7244 | 1236 E JEMEZ DR, HOBBS NM |  | No | No | Unknown - Unlikely Lead | Don't Know |  |  |  | No | Other |  | Will Inspect meter box at a later date | Unknown - Unlikely Lead |  |  |  | No | Other |  | Will Inspect meter box at a later date | Unknown | Don't Know | Don't Know |  | Building | Unknown | Unknown | No |  |  | Unknown |  | 32.7219043 | -103.1206277
895 | 938 E BEL AIRE CT, HOBBS NM |  | No | No | Unknown - Unlikely Lead | Don't Know |  |  |  | No | Other |  | Will Inspect meter box at a later date | Unknown - Unlikely Lead |  |  |  | No | Other |  | Will Inspect meter box at a later date | Unknown | Don't Know | Don't Know |  | Building | Unknown | Unknown | No |  |  | Unknown |  | 32.7239416 | -103.1245212
6339 | 920 S GRIMES ST, HOBBS NM |  | No | No | Unknown - Unlikely Lead | Don't Know |  |  |  | No | Other |  | Will Inspect meter box at a later date | Unknown - Unlikely Lead |  |  |  | No | Other |  | Will Inspect meter box at a later date | Unknown | Don't Know | Don't Know |  | Building | Unknown | Unknown | No |  |  | Unknown |  | 32.6903537 | -103.1446401
5096 | 160 ELM BLVD, HOBBS NM |  | No | No | Unknown - Unlikely Lead | Don't Know |  |  |  | No | Other |  | Will Inspect meter box at a later date | Unknown - Unlikely Lead |  |  |  | No | Other |  | Will Inspect meter box at a later date | Unknown | Don't Know | Don't Know |  | Building | Unknown | Unknown | No |  |  | Unknown
5160 | 2008 N FOWLER ST, HOBBS NM |  | No | No | Unknown - Unlikely Lead | Don't Know |  |  |  | No | Other |  | Will Inspect meter box at a later date | Unknown - Unlikely Lead |  |  |  | No | Other |  | Will Inspect meter box at a later date | Unknown | Don't Know | Don't Know |  | Building | Unknown | Unknown | No |  |  | Unknown
8860 | 1302 E MIDWEST ST, HOBBS NM |  | No | No | Unknown - Unlikely Lead | Don't Know |  |  |  | No | Other |  | Will Inspect meter box at a later date | Unknown - Unlikely Lead |  |  |  | No | Other |  | Will Inspect meter box at a later date | Unknown | Don't Know | Don't Know |  | Building | Unknown | Unknown | No |  |  | Unknown |  | 32.6910712 | -103.1210799
9786 | 2930 N NORTHWEST DR, HOBBS NM |  | No | No | Unknown - Unlikely Lead | Don't Know |  |  |  | No | Other |  | Will Inspect meter box at a later date | Unknown - Unlikely Lead |  |  |  | No | Other |  | Will Inspect meter box at a later date | Unknown | Don't Know | Don't Know |  | Building | Unknown | Unknown | No |  |  | Unknown |  | 32.7321434 | -103.1503126
5729 | 1308 N GILA DR, HOBBS NM |  | No | No | Unknown - Unlikely Lead | Don't Know |  |  |  | No | Other |  | Will Inspect meter box at a later date | Unknown - Unlikely Lead |  |  |  | No | Other |  | Will Inspect meter box at a later date | Unknown | Don't Know | Don't Know |  | Building | Unknown | Unknown | No |  |  | Unknown
584 | 1621 E ALAMEDA ST, HOBBS NM |  | No | No | Unknown - Unlikely Lead | Don't Know |  |  |  | No | Other |  | Will Inspect meter box at a later date | Unknown - Unlikely Lead |  |  |  | No | Other |  | Will Inspect meter box at a later date | Unknown | Don't Know | Don't Know |  | Building | Unknown | Unknown | No |  |  | Unknown
4977 | 1621 EL CENTRO, HOBBS NM |  | No | No | Non-Lead - Plastic | No | 2015 | 1 | Field inspection only with no records | Yes | Visual inspection at the meter pit | 06/03/2024 00:00:00 |  | Non-Lead - Plastic | 2015 | 1 | Field inspection only with no records | Yes | Visual inspection at the meter pit | 06/03/2024 00:00:00 |  | Non-Lead | No | No |  | Single Family Residence |  | No | No |  |  | Non-Lead
608 | 2110 E ALAMEDA ST, HOBBS NM |  | No | No | Unknown - Unlikely Lead | Don't Know |  |  |  | No | Other |  | Will Inspect meter box at a later date | Unknown - Unlikely Lead |  |  |  | No | Other |  | Will Inspect meter box at a later date | Unknown | Don't Know | Don't Know |  | Building | Unknown | Unknown | No |  |  | Unknown |  | 32.7028369 | -103.1118187
9876 | 2912 N NORTHWEST DR, HOBBS NM |  | No | No | Unknown - Unlikely Lead | Don't Know |  |  |  | No | Other |  | Will Inspect meter box at a later date | Unknown - Unlikely Lead |  |  |  | No | Other |  | Will Inspect meter box at a later date | Unknown | Don't Know | Don't Know |  | Building | Unknown | Unknown | No |  |  | Unknown |  | 32.7317129 | -103.1498842
9500 | 6301 N MEADOWLANDS DR, HOBBS NM |  | No | No | Non-Lead - Plastic | No |  | 1 | Field inspection only with no records | Yes | Visual inspection at the meter pit | 06/03/2024 00:00:00 |  | Non-Lead - Plastic |  | 1 | Field inspection only with no records | Yes | Visual inspection at the meter pit | 06/03/2024 00:00:00 |  | Non-Lead | No | No |  | Single Family Residence |  | No | No |  |  | Non-Lead |  | 32.771826 | -103.157614
7391 | 703 S JEFFERSON ST, HOBBS NM |  | No | No | Unknown - Unlikely Lead | Don't Know |  |  |  | No | Other |  | Will Inspect meter box at a later date | Unknown - Unlikely Lead |  |  |  | No | Other |  | Will Inspect meter box at a later date | Unknown | Don't Know | Don't Know |  | Building | Unknown | Unknown | No |  |  | Unknown |  | 32.6943007 | -103.1241536
6751 | 2128 N HOMESTEAD DR, HOBBS NM |  | No | No | Non-Lead - Plastic | No | 2019 | 1 | Field inspection only with no records | Yes | Visual inspection at the meter pit | 09/02/2024 00:00:00 |  | Non-Lead - Plastic | 2019 | 1 | Installation date after lead ban | Yes | Visual inspection at the meter pit | 09/02/2024 00:00:00 |  | Non-Lead | No | No |  | Single Family Residence |  | No | No |  |  | Non-Lead |  | 32.7245301 | -103.1112274
9419 | 3021 MONTGOMERY ST, HOBBS NM |  | No | No | Unknown - Unlikely Lead | Don't Know |  |  |  | No | Other |  | Will Inspect meter box at a later date | Unknown - Unlikely Lead |  |  |  | No | Other |  | Will Inspect meter box at a later date | Unknown | Don't Know | Don't Know |  | Building | Unknown | Unknown | No |  |  | Unknown |  | 32.7340838 | -103.1331903
5103 | 1217 EL CAMINITO DR, HOBBS NM |  | No | No | Unknown - Unlikely Lead | Don't Know |  |  |  | No | Other |  | Will Inspect meter box at a later date | Unknown - Unlikely Lead |  |  |  | No | Other |  | Will Inspect meter box at a later date | Unknown | Don't Know | Don't Know |  | Building | Unknown | Unknown | No |  |  | Unknown
5684 | 903 W GOLD AVE, HOBBS NM |  | No | No | Unknown - Unlikely Lead | Don't Know |  |  |  | No | Other |  | Will Inspect meter box at a later date | Unknown - Unlikely Lead |  |  |  | No | Other |  | Will Inspect meter box at a later date | Unknown | Don't Know | Don't Know |  | Building | Unknown | Unknown | No |  |  | Unknown
567 | 300 1/2 S AVENUE A, HOBBS NM |  | No | No | Unknown - Unlikely Lead | Don't Know |  |  |  | No | Other |  | Will Inspect meter box at a later date | Unknown - Unlikely Lead |  |  |  | No | Other |  | Will Inspect meter box at a later date | Unknown | Don't Know | Don't Know |  | Building | Unknown | Unknown | No |  |  | Unknown
7870 | 1308 E LLANO DR, HOBBS NM |  | No | No | Unknown - Unlikely Lead | Don't Know |  |  |  | No | Other |  | Will Inspect meter box at a later date | Unknown - Unlikely Lead |  |  |  | No | Other |  | Will Inspect meter box at a later date | Unknown | Don't Know | Don't Know |  | Building | Unknown | Unknown | No |  |  | Unknown |  | 32.7145475 | -103.1202783
5201 | 1819 N FOWLER ST, HOBBS NM |  | No | No | Unknown - Unlikely Lead | Don't Know |  |  |  | No | Other |  | Will Inspect meter box at a later date | Unknown - Unlikely Lead |  |  |  | No | Other |  | Will Inspect meter box at a later date | Unknown | Don't Know | Don't Know |  | Building | Unknown | Unknown | No |  |  | Unknown
5588 | 829 E GREEN ACRES DR, HOBBS NM |  | No | No | Unknown - Unlikely Lead | Don't Know |  |  |  | No | Other |  | Will Inspect meter box at a later date | Unknown - Unlikely Lead |  |  |  | No | Other |  | Will Inspect meter box at a later date | Unknown | Don't Know | Don't Know |  | Building | Unknown | Unknown | No |  |  | Unknown
7790 | 109 W LLANO DR, HOBBS NM |  | No | No | Unknown - Unlikely Lead | Don't Know |  |  |  | No | Other |  | Will Inspect meter box at a later date | Unknown - Unlikely Lead |  |  |  | No | Other |  | Will Inspect meter box at a later date | Unknown | Don't Know | Don't Know |  | Building | Unknown | Unknown | No |  |  | Unknown |  | 32.7163229 | -103.1360483
8340 | 4827 N LOVINGTON HWY, HOBBS NM |  | No | No | Unknown - Unlikely Lead | Don't Know |  |  |  | No | Other |  | Will Inspect meter box at a later date | Unknown - Unlikely Lead |  |  |  | No | Other |  | Will Inspect meter box at a later date | Unknown | Don't Know | Don't Know |  | Building | Unknown | Unknown | No |  |  | Unknown |  | 32.7546755 | -103.1751259
6275 | 616 N GRIMES ST, HOBBS NM |  | No | No | Unknown - Unlikely Lead | Don't Know |  |  |  | No | Other |  | Will Inspect meter box at a later date | Unknown - Unlikely Lead |  |  |  | No | Other |  | Will Inspect meter box at a later date | Unknown | Don't Know | Don't Know |  | Building | Unknown | Unknown | No |  |  | Unknown |  | 32.6943665 | -103.1447778
9013 | 1231 S MCKINLEY ST, HOBBS NM |  | No | No | Unknown - Unlikely Lead | Don't Know |  |  |  | No | Other |  | Will Inspect meter box at a later date | Unknown - Unlikely Lead |  |  |  | No | Other |  | Will Inspect meter box at a later date | Unknown | Don't Know | Don't Know |  | Building | Unknown | Unknown | No |  |  | Unknown |  | 32.686666 | -103.1333525
7109 | 3303 INDUSTRIAL DR, HOBBS NM |  | No | No | Unknown - Unlikely Lead | Don't Know |  |  |  | No | Other |  | Will Inspect meter box at a later date | Unknown - Unlikely Lead |  |  |  | No | Other |  | Will Inspect meter box at a later date | Unknown | Don't Know | Don't Know |  | Building | Unknown | Unknown | No |  |  | Unknown |  | 32.7357177 | -103.1585083
7065 | 836 W IRON AVE, HOBBS NM |  | No | No | Unknown - Unlikely Lead | Don't Know |  |  |  | No | Other |  | Will Inspect meter box at a later date | Unknown - Unlikely Lead |  |  |  | No | Other |  | Will Inspect meter box at a later date | Unknown | Don't Know | Don't Know |  | Building | Unknown | Unknown | No |  |  | Unknown |  | 32.7318929 | -103.146654
5912 | 6129 N GREYHOUND PL, HOBBS NM |  | No | No | Unknown - Unlikely Lead | Don't Know |  |  |  | No | Other |  | Will Inspect meter box at a later date | Unknown - Unlikely Lead |  |  |  | No | Other |  | Will Inspect meter box at a later date | Unknown | Don't Know | Don't Know |  | Building | Unknown | Unknown | No |  |  | Unknown
855 | 1408 W BERRY DR, HOBBS NM |  | No | No | Unknown - Unlikely Lead | Don't Know |  |  |  | No | Other |  | Will Inspect meter box at a later date | Unknown - Unlikely Lead |  |  |  | No | Other |  | Will Inspect meter box at a later date | Unknown | Don't Know | Don't Know |  | Building | Unknown | Unknown | No |  |  | Unknown |  | 32.7151167 | -103.1530538
7374 | 704 S JEFFERSON ST, HOBBS NM |  | No | No | Unknown - Unlikely Lead | Don't Know |  |  |  | No | Other |  | Will Inspect meter box at a later date | Unknown - Unlikely Lead |  |  |  | No | Other |  | Will Inspect meter box at a later date | Unknown | Don't Know | Don't Know |  | Building | Unknown | Unknown | No |  |  | Unknown |  | 32.6940274 | -103.1235789
8250 | 4812 W LONGTAIL RD, HOBBS NM |  | No | No | Non-Lead - Plastic | No | 2020 | 1 | Field inspection only with no records | Yes | Visual inspection at the meter pit | 09/30/2024 00:00:00 |  | Non-Lead - Plastic | 2020 | 3/4 | Field inspection only with no records | Yes | Visual inspection at the meter pit | 09/30/2024 00:00:00 |  | Non-Lead | No | No |  | Single Family Residence | Unknown | No | No |  |  | Non-Lead |  | 32.7506907 | -103.1981213
6793 | 307 E HUMBLE ST, HOBBS NM |  | No | No | Unknown - Unlikely Lead | Don't Know |  |  |  | No | Other |  | Will Inspect meter box at a later date | Unknown - Unlikely Lead |  |  |  | No | Other |  | Will Inspect meter box at a later date | Unknown | Don't Know | Don't Know |  | Building | Unknown | Unknown | No |  |  | Unknown |  | 32.6932472 | -103.1332625
7542 | 1116 W KIOWA AVE, HOBBS NM |  | No | No | Unknown - Unlikely Lead | Don't Know |  |  |  | No | Other |  | Will Inspect meter box at a later date | Unknown - Unlikely Lead |  |  |  | No | Other |  | Will Inspect meter box at a later date | Unknown | Don't Know | Don't Know |  | Building | Unknown | Unknown | No |  |  | Unknown |  | 32.7362016 | -103.1490146
810 | 619 W BERRY DR, HOBBS NM |  | No | No | Unknown - Unlikely Lead | Don't Know |  |  |  | No | Other |  | Will Inspect meter box at a later date | Unknown - Unlikely Lead |  |  |  | No | Other |  | Will Inspect meter box at a later date | Unknown | Don't Know | Don't Know |  | Building | Unknown | Unknown | No |  |  | Unknown |  | 32.713897 | -103.142988
4906 | 2106 E DUNN ST, HOBBS NM |  | No | No | Unknown - Unlikely Lead | Don't Know |  |  |  | No | Other |  | Will Inspect meter box at a later date | Unknown - Unlikely Lead |  |  |  | No | Other |  | Will Inspect meter box at a later date | Unknown | Don't Know | Don't Know |  | Building | Unknown | Unknown | No |  |  | Unknown
7643 | 2117 N KINGSLEY DR, HOBBS NM |  | No | No | Unknown - Unlikely Lead | Don't Know |  |  |  | No | Other |  | Will Inspect meter box at a later date | Unknown - Unlikely Lead |  |  |  | No | Other |  | Will Inspect meter box at a later date | Unknown | Don't Know | Don't Know |  | Building | Unknown | Unknown | No |  |  | Unknown |  | 32.7238154 | -103.142172
7730 | 410 W LEA ST, HOBBS NM |  | No | No | Unknown - Unlikely Lead | Don't Know |  |  |  | No | Other |  | Will Inspect meter box at a later date | Unknown - Unlikely Lead |  |  |  | No | Other |  | Will Inspect meter box at a later date | Unknown | Don't Know | Don't Know |  | Building | Unknown | Unknown | No |  |  | Unknown |  | 32.7094374 | -103.1404956
7300 | 1023 N JEFFERSON ST, HOBBS NM |  | No | No | Unknown - Unlikely Lead | Don't Know |  |  |  | No | Other |  | Will Inspect meter box at a later date | Unknown - Unlikely Lead |  |  |  | No | Other |  | Will Inspect meter box at a later date | Unknown | Don't Know | Don't Know |  | Building | Unknown | Unknown | No |  |  | Unknown |  | 32.7105883 | -103.1236087
6302 | 4401 N GRIMES ST SUITE 200, HOBBS NM |  | No | No | Non-Lead - Plastic | Don't Know |  | 1 | Field inspection only with no records | Yes | Visual inspection at the meter pit | 08/13/2024 00:00:00 |  | Non-Lead - Plastic | 2022 | 1 | Field inspection only with no records | Yes | Visual inspection at the meter pit | 08/13/2024 00:00:00 |  | Non-Lead | No | Don't Know |  | Building |  | No | No |  |  | Non-Lead |  | 32.7493134 | -103.144956
9204 | 915 E MAIN ST, HOBBS NM |  | No | No | Unknown - Unlikely Lead | Don't Know |  |  |  | No | Other |  | Will Inspect meter box at a later date | Unknown - Unlikely Lead |  |  |  | No | Other |  | Will Inspect meter box at a later date | Unknown | Don't Know | Don't Know |  | Building | Unknown | Unknown | No |  |  | Unknown |  | 32.6920427 | -103.125693
7627 | 4812 W KING KELLY RD, HOBBS NM |  | No | No | Non-Lead - Plastic | No | 2021 | 1 | Field inspection only with no records | Yes | Visual inspection at the meter pit | 09/30/2024 00:00:00 |  | Non-Lead - Plastic | 2021 | 3/4 | Field inspection only with no records | Yes | Visual inspection at the meter pit | 09/30/2024 00:00:00 |  | Non-Lead | No | No |  | Single Family Residence |  | No | No |  |  | Non-Lead |  | 32.749263 | -103.198116
5224 | 3500 N FOWLER ST #2, HOBBS NM |  | No | No | Unknown - Unlikely Lead | Don't Know |  |  |  | No | Other |  | Will Inspect meter box at a later date | Unknown - Unlikely Lead |  |  |  | No | Other |  | Will Inspect meter box at a later date | Unknown | Don't Know | Don't Know |  | Building | Unknown | Unknown | No |  |  | Unknown
8891 | 318 E MIDWEST ST, HOBBS NM |  | No | No | Unknown - Unlikely Lead | Don't Know |  |  |  | No | Other |  | Will Inspect meter box at a later date | Unknown - Unlikely Lead |  |  |  | No | Other |  | Will Inspect meter box at a later date | Unknown | Don't Know | Don't Know |  | Building | Unknown | Unknown | No |  |  | Unknown |  | 32.6915146 | -103.1330654
861 | 1101 W BERRY DR, HOBBS NM |  | No | No | Unknown - Unlikely Lead | Don't Know |  |  |  | No | Other |  | Will Inspect meter box at a later date | Unknown - Unlikely Lead |  |  |  | No | Other |  | Will Inspect meter box at a later date | Unknown | Don't Know | Don't Know |  | Building | Unknown | Unknown | No |  |  | Unknown |  | 32.713938 | -103.1491135
9205 | 1006 E MAIN ST, HOBBS NM |  | No | No | Unknown - Unlikely Lead | Don't Know |  |  |  | No | Other |  | Will Inspect meter box at a later date | Unknown - Unlikely Lead |  |  |  | No | Other |  | Will Inspect meter box at a later date | Unknown | Don't Know | Don't Know |  | Building | Unknown | Unknown | No |  |  | Unknown |  | 32.6925877 | -103.1246969
5219 | 909 N FOWLER ST, HOBBS NM |  | No | No | Unknown - Unlikely Lead | Don't Know |  |  |  | No | Other |  | Will Inspect meter box at a later date | Unknown - Unlikely Lead |  |  |  | No | Other |  | Will Inspect meter box at a later date | Unknown | Don't Know | Don't Know |  | Building | Unknown | Unknown | No |  |  | Unknown
6747 | 2029 N HOMESTEAD DR, HOBBS NM |  | No | No | Non-Lead - Plastic | No | 2019 | 1 | Field inspection only with no records | Yes | Visual inspection at the meter pit | 09/02/2024 00:00:00 |  | Non-Lead - Plastic | 2019 | 1 | Installation date after lead ban | Yes | Visual inspection at the meter pit | 09/02/2024 00:00:00 |  | Non-Lead | No | No |  | Single Family Residence |  | No | No |  |  | Non-Lead |  | 32.722928 | -103.111318
6673 | 4820 W HARDTACK RD, HOBBS NM |  | No | No | Non-Lead - Plastic | No | 2015 | 3/4 | Field inspection only with no records | Yes | Visual inspection at the meter pit | 05/26/2024 00:00:00 |  | Non-Lead - Plastic | 2015 | 3/4 | Installation date after lead ban | Yes | Visual inspection at the meter pit | 05/26/2024 00:00:00 |  | Non-Lead | No | No |  | Single Family Residence |  | No | No |  |  | Non-Lead |  | 32.752107 | -103.19847
6243 | 401 N GRIMES ST, HOBBS NM |  | No | No | Unknown - Unlikely Lead | Don't Know |  |  |  | No | Other |  | Will Inspect meter box at a later date | Unknown - Unlikely Lead |  |  |  | No | Other |  | Will Inspect meter box at a later date | Unknown | Don't Know | Don't Know |  | Building | Unknown | Unknown | No |  |  | Unknown |  | 32.7039692 | -103.145202
5604 | 1123 E GREEN ACRES DR, HOBBS NM |  | No | No | Unknown - Unlikely Lead | Don't Know |  |  |  | No | Other |  | Will Inspect meter box at a later date | Unknown - Unlikely Lead |  |  |  | No | Other |  | Will Inspect meter box at a later date | Unknown | Don't Know | Don't Know |  | Building | Unknown | Unknown | No |  |  | Unknown
5458 | 1717 N GRAYSON ST, HOBBS NM |  | No | No | Unknown - Unlikely Lead | Don't Know |  |  |  | No | Other |  | Will Inspect meter box at a later date | Unknown - Unlikely Lead |  |  |  | No | Other |  | Will Inspect meter box at a later date | Unknown | Don't Know | Don't Know |  | Building | Unknown | Unknown | No |  |  | Unknown
5178 | 1933 N FOWLER ST, HOBBS NM |  | No | No | Unknown - Unlikely Lead | Don't Know |  |  |  | No | Other |  | Will Inspect meter box at a later date | Unknown - Unlikely Lead |  |  |  | No | Other |  | Will Inspect meter box at a later date | Unknown | Don't Know | Don't Know |  | Building | Unknown | Unknown | No |  |  | Unknown
7576 | 509-A W KIOWA AVE, HOBBS NM |  | No | No | Unknown - Unlikely Lead | Don't Know |  |  |  | No | Other |  | Will Inspect meter box at a later date | Unknown - Unlikely Lead |  |  |  | No | Other |  | Will Inspect meter box at a later date | Unknown | Don't Know | Don't Know |  | Building | Unknown | Unknown | No |  |  | Unknown
7754 | 1321 W LEA ST, HOBBS NM |  | No | No | Unknown - Unlikely Lead | Don't Know |  |  |  | No | Other |  | Will Inspect meter box at a later date | Unknown - Unlikely Lead |  |  |  | No | Other |  | Will Inspect meter box at a later date | Unknown | Don't Know | Don't Know |  | Building | Unknown | Unknown | No |  |  | Unknown |  | 32.7091992 | -103.1521587
4937 | 3911-C &amp; D EL NIDO, HOBBS NM |  | No | No | Non-Lead - Plastic | No | 2015 | 1 | Field inspection only with no records | Yes | Visual inspection at the meter pit | 06/03/2024 00:00:00 |  | Non-Lead - Plastic | 2015 | 1 | Field inspection only with no records | Yes | Visual inspection at the meter pit | 06/03/2024 00:00:00 |  | Non-Lead | No | No |  | Single Family Residence |  | No | No |  |  | Non-Lead
7845 | 1321 E LLANO DR, HOBBS NM |  | No | No | Unknown - Unlikely Lead | Don't Know |  |  |  | No | Other |  | Will Inspect meter box at a later date | Unknown - Unlikely Lead |  |  |  | No | Other |  | Will Inspect meter box at a later date | Unknown | Don't Know | Don't Know |  | Building | Unknown | Unknown | No |  |  | Unknown |  | 32.7141333 | -103.1197222
834 | 302 W BERRY DR, HOBBS NM |  | No | No | Unknown - Unlikely Lead | Don't Know |  |  |  | No | Other |  | Will Inspect meter box at a later date | Unknown - Unlikely Lead |  |  |  | No | Other |  | Will Inspect meter box at a later date | Unknown | Don't Know | Don't Know |  | Building | Unknown | Unknown | No |  |  | Unknown |  | 32.7154264 | -103.137615
7342 | 102 JEFFERSON PL, HOBBS NM |  | No | No | Unknown - Unlikely Lead | Don't Know |  |  |  | No | Other |  | Will Inspect meter box at a later date | Unknown - Unlikely Lead |  |  |  | No | Other |  | Will Inspect meter box at a later date | Unknown | Don't Know | Don't Know |  | Building | Unknown | Unknown | No |  |  | Unknown |  | 32.7149875 | -103.1243424
6090 | 1023 E GLORIETTA B 102, HOBBS NM |  | No | No | Non-Lead - Plastic | No | 2019 | 1 | Field inspection only with no records | Yes | Visual inspection at the meter pit | 05/26/2024 00:00:00 |  | Non-Lead - Plastic | 2019 | 1 | Installation date after lead ban | Yes | Visual inspection at the meter pit | 05/26/2024 00:00:00 |  | Non-Lead | No | No |  | Single Family Residence |  | No | No |  |  | Non-Lead |  | 32.7322508 | -103.1251818
5027 | 127 N ELM ST, HOBBS NM |  | No | No | Unknown - Unlikely Lead | Don't Know |  |  |  | No | Other |  | Will Inspect meter box at a later date | Unknown - Unlikely Lead |  |  |  | No | Other |  | Will Inspect meter box at a later date | Unknown | Don't Know | Don't Know |  | Building | Unknown | Unknown | No |  |  | Unknown
6060 | 1028 E GLORIETTA DR, HOBBS NM |  | No | No | Non-Lead - Plastic | No | 2020 | 1 | Field inspection only with no records | Yes | Visual inspection at the meter pit | 05/26/2024 00:00:00 |  | Non-Lead - Plastic | 2020 | 1 | Installation date after lead ban | Yes | Visual inspection at the meter pit | 05/26/2024 00:00:00 |  | Non-Lead | No | No |  | Single Family Residence |  | No | No |  |  | Non-Lead |  | 32.733249 | -103.123993
688 | 420 E ASPEN ST, HOBBS NM |  | No | No | Unknown - Unlikely Lead | Don't Know |  |  |  | No | Other |  | Will Inspect meter box at a later date | Unknown - Unlikely Lead |  |  |  | No | Other |  | Will Inspect meter box at a later date | Unknown | Don't Know | Don't Know |  | Building | Unknown | Unknown | No |  |  | Unknown |  | 32.7356684 | -103.1328108
8933 | 304 W MIDWEST ST, HOBBS NM |  | No | No | Unknown - Unlikely Lead | Don't Know |  |  |  | No | Other |  | Will Inspect meter box at a later date | Unknown - Unlikely Lead |  |  |  | No | Other |  | Will Inspect meter box at a later date | Unknown | Don't Know | Don't Know |  | Building | Unknown | Unknown | No |  |  | Unknown |  | 32.6915008 | -103.1392882
9445 | 2919 N MONTGOMERY, HOBBS NM |  | No | No | Unknown - Unlikely Lead | Don't Know |  |  |  | No | Other |  | Will Inspect meter box at a later date | Unknown - Unlikely Lead |  |  |  | No | Other |  | Will Inspect meter box at a later date | Unknown | Don't Know | Don't Know |  | Building | Unknown | Unknown | No |  |  | Unknown |  | 32.783882 | -103.127706
5499 | 1802 N GRAYSON ST, HOBBS NM |  | No | No | Unknown - Unlikely Lead | Don't Know |  |  |  | No | Other |  | Will Inspect meter box at a later date | Unknown - Unlikely Lead |  |  |  | No | Other |  | Will Inspect meter box at a later date | Unknown | Don't Know | Don't Know |  | Building | Unknown | Unknown | No |  |  | Unknown
6197 | 611 N GRIMES ST, HOBBS NM |  | No | No | Unknown - Unlikely Lead | Don't Know |  |  |  | No | Other |  | Will Inspect meter box at a later date | Unknown - Unlikely Lead |  |  |  | No | Other |  | Will Inspect meter box at a later date | Unknown | Don't Know | Don't Know |  | Building | Unknown | Unknown | No |  |  | Unknown |  | 32.7065496 | -103.1451061
7182 | 4827 JACK GOMEZ BLVD, HOBBS NM |  | No | No | Unknown - Unlikely Lead | Don't Know |  |  |  | No | Other |  | Will Inspect meter box at a later date | Unknown - Unlikely Lead |  |  |  | No | Other |  | Will Inspect meter box at a later date | Unknown | Don't Know | Don't Know |  | Building | Unknown | Unknown | No |  |  | Unknown |  | 32.7775807 | -103.1977498
5578 | 831 E GREEN ACRES DR, HOBBS NM |  | No | No | Unknown - Unlikely Lead | Don't Know |  |  |  | No | Other |  | Will Inspect meter box at a later date | Unknown - Unlikely Lead |  |  |  | No | Other |  | Will Inspect meter box at a later date | Unknown | Don't Know | Don't Know |  | Building | Unknown | Unknown | No |  |  | Unknown
5192 | 2201 N FOWLER ST, HOBBS NM |  | No | No | Unknown - Unlikely Lead | Don't Know |  |  |  | No | Other |  | Will Inspect meter box at a later date | Unknown - Unlikely Lead |  |  |  | No | Other |  | Will Inspect meter box at a later date | Unknown | Don't Know | Don't Know |  | Building | Unknown | Unknown | No |  |  | Unknown
9688 | 1110 E MICHIGAN DR, HOBBS NM |  | No | No | Unknown - Unlikely Lead | Don't Know |  |  |  | No | Other |  | Will Inspect meter box at a later date | Unknown - Unlikely Lead |  |  |  | No | Other |  | Will Inspect meter box at a later date | Unknown | Don't Know | Don't Know |  | Building | Unknown | Unknown | No |  |  | Unknown |  | 32.7227139 | -103.1226866
6785 | 701 E HUMBLE ST, HOBBS NM |  | No | No | Unknown - Unlikely Lead | Don't Know |  |  |  | No | Other |  | Will Inspect meter box at a later date | Unknown - Unlikely Lead |  |  |  | No | Other |  | Will Inspect meter box at a later date | Unknown | Don't Know | Don't Know |  | Building | Unknown | Unknown | No |  |  | Unknown |  | 32.6932159 | -103.1285447
5822 | 2124 N GILA DR, HOBBS NM |  | No | No | Unknown - Unlikely Lead | Don't Know |  |  |  | No | Other |  | Will Inspect meter box at a later date | Unknown - Unlikely Lead |  |  |  | No | Other |  | Will Inspect meter box at a later date | Unknown | Don't Know | Don't Know |  | Building | Unknown | Unknown | No |  |  | Unknown
8568 | 1108 W MARLAND ST, HOBBS NM |  | No | No | Unknown - Unlikely Lead | Don't Know |  |  |  | No | Other |  | Will Inspect meter box at a later date | Unknown - Unlikely Lead |  |  |  | No | Other |  | Will Inspect meter box at a later date | Unknown | Don't Know | Don't Know |  | Building | Unknown | Unknown | No |  |  | Unknown |  | 32.697229 | -103.1493431
8674 | 1000 N MARLAND BLVD # 39, HOBBS NM |  | No | No | Non-Lead - Plastic | Don't Know | 2003 | 3/4 | Field inspection only with no records | Yes | Visual inspection at the meter pit | 08/26/2024 00:00:00 |  | Non-Lead - Plastic | 2003 | 3/4 | Field inspection only with no records | Yes | Visual inspection at the meter pit | 08/26/2024 00:00:00 |  | Non-Lead | No | Don't Know |  | Single Family Residence |  | No | No |  |  | Non-Lead
5547 | 631 E GREEN ACRES DR, HOBBS NM |  | No | No | Unknown - Unlikely Lead | Don't Know |  |  |  | No | Other |  | Will Inspect meter box at a later date | Unknown - Unlikely Lead |  |  |  | No | Other |  | Will Inspect meter box at a later date | Unknown | Don't Know | Don't Know |  | Building | Unknown | Unknown | No |  |  | Unknown
6290 | 701 N GRIMES ST, HOBBS NM |  | No | No | Unknown - Unlikely Lead | Don't Know |  |  |  | No | Other |  | Will Inspect meter box at a later date | Unknown - Unlikely Lead |  |  |  | No | Other |  | Will Inspect meter box at a later date | Unknown | Don't Know | Don't Know |  | Building | Unknown | Unknown | No |  |  | Unknown |  | 32.7072795 | -103.1450744
6571 | 605 N HOUSTON ST, HOBBS NM |  | No | No | Unknown - Unlikely Lead | Don't Know |  |  |  | No | Other |  | Will Inspect meter box at a later date | Unknown - Unlikely Lead |  |  |  | No | Other |  | Will Inspect meter box at a later date | Unknown | Don't Know | Don't Know |  | Building | Unknown | Unknown | No |  |  | Unknown |  | 32.7063878 | -103.1315784
594 | 1918 E ALAMEDA ST, HOBBS NM |  | No | No | Unknown - Unlikely Lead | Don't Know |  |  |  | No | Other |  | Will Inspect meter box at a later date | Unknown - Unlikely Lead |  |  |  | No | Other |  | Will Inspect meter box at a later date | Unknown | Don't Know | Don't Know |  | Building | Unknown | Unknown | No |  |  | Unknown
7292 | 311 N JEFFERSON ST, HOBBS NM |  | No | No | Unknown - Unlikely Lead | Don't Know |  |  |  | No | Other |  | Will Inspect meter box at a later date | Unknown - Unlikely Lead |  |  |  | No | Other |  | Will Inspect meter box at a later date | Unknown | Don't Know | Don't Know |  | Building | Unknown | Unknown | No |  |  | Unknown |  | 32.7034069 | -103.1241662
5108 | 1207 EL CAMINITO DR, HOBBS NM |  | No | No | Unknown - Unlikely Lead | Don't Know |  |  |  | No | Other |  | Will Inspect meter box at a later date | Unknown - Unlikely Lead |  |  |  | No | Other |  | Will Inspect meter box at a later date | Unknown | Don't Know | Don't Know |  | Building | Unknown | Unknown | No |  |  | Unknown
8743 | 1500 S MARLAND BLVD, HOBBS NM |  | No | No | Unknown - Unlikely Lead | Don't Know |  |  |  | No | Other |  | Will Inspect meter box at a later date | Unknown - Unlikely Lead |  |  |  | No | Other |  | Will Inspect meter box at a later date | Unknown | Don't Know | Don't Know |  | Building | Unknown | Unknown | No |  |  | Unknown |  | 32.6968091 | -103.125556
6487 | 320 N HOUSTON ST, HOBBS NM |  | No | No | Unknown - Unlikely Lead | Don't Know |  |  |  | No | Other |  | Will Inspect meter box at a later date | Unknown - Unlikely Lead |  |  |  | No | Other |  | Will Inspect meter box at a later date | Unknown | Don't Know | Don't Know |  | Building | Unknown | Unknown | No |  |  | Unknown |  | 32.7031224 | -103.1311887
6706 | 5213 W HARDTACK RD, HOBBS NM |  | No | No | Non-Lead - Plastic | No | 2015 | 3/4 | Field inspection only with no records | Yes | Visual inspection at the meter pit | 05/26/2024 00:00:00 |  | Non-Lead - Plastic | 2015 | 3/4 | Installation date after lead ban | Yes | Visual inspection at the meter pit | 05/26/2024 00:00:00 |  | Non-Lead | No | No |  | Single Family Residence |  | No | No |  |  | Non-Lead |  | 32.751678 | -103.202622
7698 | 517 E LEA ST, HOBBS NM |  | No | No | Unknown - Unlikely Lead | Don't Know |  |  |  | No | Other |  | Will Inspect meter box at a later date | Unknown - Unlikely Lead |  |  |  | No | Other |  | Will Inspect meter box at a later date | Unknown | Don't Know | Don't Know |  | Building | Unknown | Unknown | No |  |  | Unknown |  | 32.708844 | -103.1303164
7745 | 203 W LEA ST, HOBBS NM |  | No | No | Unknown - Unlikely Lead | Don't Know |  |  |  | No | Other |  | Will Inspect meter box at a later date | Unknown - Unlikely Lead |  |  |  | No | Other |  | Will Inspect meter box at a later date | Unknown | Don't Know | Don't Know |  | Building | Unknown | Unknown | No |  |  | Unknown |  | 32.7089527 | -103.1378369
5877 | 625 E GYPSY ST, HOBBS NM |  | No | No | Unknown - Unlikely Lead | Don't Know |  |  |  | No | Other |  | Will Inspect meter box at a later date | Unknown - Unlikely Lead |  |  |  | No | Other |  | Will Inspect meter box at a later date | Unknown | Don't Know | Don't Know |  | Building | Unknown | Unknown | No |  |  | Unknown
5048 | 406 S ELM ST, HOBBS NM |  | No | No | Unknown - Unlikely Lead | Don't Know |  |  |  | No | Other |  | Will Inspect meter box at a later date | Unknown - Unlikely Lead |  |  |  | No | Other |  | Will Inspect meter box at a later date | Unknown | Don't Know | Don't Know |  | Building | Unknown | Unknown | No |  |  | Unknown
5330 | 4 FAIRMONT CT, HOBBS NM |  | No | No | Unknown - Unlikely Lead | Don't Know |  |  |  | No | Other |  | Will Inspect meter box at a later date | Unknown - Unlikely Lead |  |  |  | No | Other |  | Will Inspect meter box at a later date | Unknown | Don't Know | Don't Know |  | Building | Unknown | Unknown | No |  |  | Unknown
6597 | 1213 S HOUSTON ST, HOBBS NM |  | No | No | Unknown - Unlikely Lead | Don't Know |  |  |  | No | Other |  | Will Inspect meter box at a later date | Unknown - Unlikely Lead |  |  |  | No | Other |  | Will Inspect meter box at a later date | Unknown | Don't Know | Don't Know |  | Building | Unknown | Unknown | No |  |  | Unknown |  | 32.6878033 | -103.1315309
5974 | 1526 N GULF ST, HOBBS NM |  | No | No | Unknown - Unlikely Lead | Don't Know |  |  |  | No | Other |  | Will Inspect meter box at a later date | Unknown - Unlikely Lead |  |  |  | No | Other |  | Will Inspect meter box at a later date | Unknown | Don't Know | Don't Know |  | Building | Unknown | Unknown | No |  |  | Unknown |  | 32.7162345 | -103.1515022
8677 | 1000 N MARLAND BLVD #46, HOBBS NM |  | No | No | Non-Lead - Plastic | Don't Know | 2003 | 3/4 | Field inspection only with no records | Yes | Visual inspection at the meter pit | 08/26/2024 00:00:00 |  | Non-Lead - Plastic | 2003 | 3/4 | Field inspection only with no records | Yes | Visual inspection at the meter pit | 08/26/2024 00:00:00 |  | Non-Lead | No | Don't Know |  | Single Family Residence |  | No | No |  |  | Non-Lead
7084 | 1017 W IRON AVE, HOBBS NM |  | No | No | Unknown - Unlikely Lead | Don't Know |  |  |  | No | Other |  | Will Inspect meter box at a later date | Unknown - Unlikely Lead |  |  |  | No | Other |  | Will Inspect meter box at a later date | Unknown | Don't Know | Don't Know |  | Building | Unknown | Unknown | No |  |  | Unknown |  | 32.7315382 | -103.1480762
7757 | 1003 W LEA ST, HOBBS NM |  | No | No | Unknown - Unlikely Lead | Don't Know |  |  |  | No | Other |  | Will Inspect meter box at a later date | Unknown - Unlikely Lead |  |  |  | No | Other |  | Will Inspect meter box at a later date | Unknown | Don't Know | Don't Know |  | Building | Unknown | Unknown | No |  |  | Unknown |  | 32.7091037 | -103.1478217
5116 | 2928 N EPOCA CIRCLE, HOBBS NM |  | No | No | Non-Lead - Plastic | No | 2021 | 1 | Field inspection only with no records | Yes | Visual inspection at the meter pit | 05/26/2024 00:00:00 |  | Non-Lead - Plastic | 2021 | 1 | Installation date after lead ban | Yes | Visual inspection at the meter pit | 05/26/2024 00:00:00 |  | Non-Lead | No | No |  | Single Family Residence |  | No | No |  |  | Non-Lead
8089 | 6506 LILY POND RD, HOBBS NM |  | No | No | Non-Lead - Plastic | No | 2022 | 1 | Field inspection only with no records | Yes | Visual inspection at the meter pit | 07/23/2024 00:00:00 |  | Non-Lead - Plastic | 2022 | 1 | Field inspection only with no records | Yes | Visual inspection at the meter pit | 07/23/2024 00:00:00 |  | Non-Lead | No | No |  | Single Family Residence | Unknown | No | No |  |  | Non-Lead |  | 32.7728795 | -103.1563812
9391 | 313 W MESA DR, HOBBS NM |  | No | No | Unknown - Unlikely Lead | Don't Know |  |  |  | No | Other |  | Will Inspect meter box at a later date | Unknown - Unlikely Lead |  |  |  | No | Other |  | Will Inspect meter box at a later date | Unknown | Don't Know | Don't Know |  | Building | Unknown | Unknown | No |  |  | Unknown |  | 32.7165164 | -103.1384242
8154 | 1011 S LEECH ST, HOBBS NM |  | No | No | Unknown - Unlikely Lead | Don't Know |  |  |  | No | Other |  | Will Inspect meter box at a later date | Unknown - Unlikely Lead |  |  |  | No | Other |  | Will Inspect meter box at a later date | Unknown | Don't Know | Don't Know |  | Building | Unknown | Unknown | No |  |  | Unknown |  | 32.691117 | -103.1430434
9574 | 38 MIGHTY ATOM CIRCLE, HOBBS NM |  | No | No | Non-Lead - Plastic | No | 2020 | 1 | Field inspection only with no records | Yes | Visual inspection at the meter pit | 06/03/2024 00:00:00 |  | Non-Lead - Plastic | 2020 | 1 | Field inspection only with no records | Yes | Visual inspection at the meter pit | 06/03/2024 00:00:00 |  | Non-Lead | No | No |  | Single Family Residence |  | No | No |  |  | Non-Lead |  | 32.746698 | -103.198936
5325 | 1423 W FOX FIRE CT, HOBBS NM |  | No | No | Non-Lead - Plastic | No | 2020 | 1 | Installation date after lead ban | No | Other |  | Newer Construction, verified by GIS Mapping | Non-Lead - Plastic | 2020 | 1 | Installation date after lead ban | No | Other |  | Newer Construction, verified by GIS Mapping |  | No | No |  | Single Family Residence | Unknown | No | No |  |  | Non-Lead
9249 | 606 E MAIN ST, HOBBS NM |  | No | No | Unknown - Unlikely Lead | Don't Know |  |  |  | No | Other |  | Will Inspect meter box at a later date | Unknown - Unlikely Lead |  |  |  | No | Other |  | Will Inspect meter box at a later date | Unknown | Don't Know | Don't Know |  | Building | Unknown | Unknown | No |  |  | Unknown |  | 32.6926648 | -103.1297435
557 | 300 S AVENUE A, HOBBS NM |  | No | No | Unknown - Unlikely Lead | Don't Know |  |  |  | No | Other |  | Will Inspect meter box at a later date | Unknown - Unlikely Lead |  |  |  | No | Other |  | Will Inspect meter box at a later date | Unknown | Don't Know | Don't Know |  | Building | Unknown | Unknown | No |  |  | Unknown
9571 | 7 MIGHTY ATOM CIRCLE, HOBBS NM |  | No | No | Non-Lead - Plastic | No | 2020 | 1 | Field inspection only with no records | Yes | Visual inspection at the meter pit | 06/03/2024 00:00:00 |  | Non-Lead - Plastic | 2020 | 1 | Field inspection only with no records | Yes | Visual inspection at the meter pit | 06/03/2024 00:00:00 |  | Non-Lead | No | No |  | Single Family Residence |  | No | No |  |  | Non-Lead |  | 32.747054 | -103.198273
507 | 4201-D N APODACA ST, HOBBS NM |  | No | No | Unknown - Unlikely Lead | Don't Know |  |  |  | No | Other |  | Will Inspect meter box at a later date | Unknown - Unlikely Lead |  |  |  | No | Other |  | Will Inspect meter box at a later date | Unknown | Don't Know | Don't Know |  | Building | Unknown | Unknown | No |  |  | Unknown
6670 | 5209 W HARDTACK RD, HOBBS NM |  | No | No | Non-Lead - Plastic | No | 2015 | 3/4 | Field inspection only with no records | Yes | Visual inspection at the meter pit | 05/26/2024 00:00:00 |  | Non-Lead - Plastic | 2015 | 3/4 | Installation date after lead ban | Yes | Visual inspection at the meter pit | 05/26/2024 00:00:00 |  | Non-Lead | No | No |  | Single Family Residence |  | No | No |  |  | Non-Lead |  | 32.751677 | -103.2024519
5290 | 4025 FIESTA DR, HOBBS NM |  | No | No | Unknown - Unlikely Lead | Don't Know |  |  |  | No | Other |  | Will Inspect meter box at a later date | Unknown - Unlikely Lead |  |  |  | No | Other |  | Will Inspect meter box at a later date | Unknown | Don't Know | Don't Know |  | Building | Unknown | Unknown | No |  |  | Unknown
9782 | 2613 N NORTHWEST DR, HOBBS NM |  | No | No | Unknown - Unlikely Lead | Don't Know |  |  |  | No | Other |  | Will Inspect meter box at a later date | Unknown - Unlikely Lead |  |  |  | No | Other |  | Will Inspect meter box at a later date | Unknown | Don't Know | Don't Know |  | Building | Unknown | Unknown | No |  |  | Unknown |  | 32.7286769 | -103.1475643
5735 | 1612 N GILA DR, HOBBS NM |  | No | No | Unknown - Unlikely Lead | Don't Know |  |  |  | No | Other |  | Will Inspect meter box at a later date | Unknown - Unlikely Lead |  |  |  | No | Other |  | Will Inspect meter box at a later date | Unknown | Don't Know | Don't Know |  | Building | Unknown | Unknown | No |  |  | Unknown
6905 | 1203 S HANNAH RD, HOBBS NM |  | No | No | Unknown - Unlikely Lead | Don't Know |  |  |  | No | Other |  | Will Inspect meter box at a later date | Unknown - Unlikely Lead |  |  |  | No | Other |  | Will Inspect meter box at a later date | Unknown | Don't Know | Don't Know |  | Building | Unknown | Unknown | No |  |  | Unknown |  | 32.6889588 | -103.1421343
6927 | 2128 E HERITAGE, HOBBS NM |  | No | No | Non-Lead - Copper | No | 2007 | 3/4 | Field inspection only with no records | Yes | Visual inspection at the meter pit | 05/26/2024 00:00:00 |  | Non-Lead - Copper | 2007 | 3/4 | Installation date after lead ban | No | Visual inspection at the meter pit | 05/26/2024 00:00:00 |  | Non-Lead | No | No |  | Single Family Residence |  | No | No |  |  | Non-Lead |  | 35.161529 | -106.537908
5153 | 504 N FOWLER ST, HOBBS NM |  | No | No | Unknown - Unlikely Lead | Don't Know |  |  |  | No | Other |  | Will Inspect meter box at a later date | Unknown - Unlikely Lead |  |  |  | No | Other |  | Will Inspect meter box at a later date | Unknown | Don't Know | Don't Know |  | Building | Unknown | Unknown | No |  |  | Unknown
6472 | 1709 E HIGHLAND DR, HOBBS NM |  | No | No | Unknown - Unlikely Lead | Don't Know |  |  |  | No | Other |  | Will Inspect meter box at a later date | Unknown - Unlikely Lead |  |  |  | No | Other |  | Will Inspect meter box at a later date | Unknown | Don't Know | Don't Know |  | Building | Unknown | Unknown | No |  |  | Unknown |  | 32.729265 | -103.1162911
7556 | 516-B W KIOWA AVE, HOBBS NM |  | No | No | Unknown - Unlikely Lead | Don't Know |  |  |  | No | Other |  | Will Inspect meter box at a later date | Unknown - Unlikely Lead |  |  |  | No | Other |  | Will Inspect meter box at a later date | Unknown | Don't Know | Don't Know |  | Building | Unknown | Unknown | No |  |  | Unknown
6938 | 2038 E HERITAGE LN, HOBBS NM |  | No | No | Non-Lead - Copper | No | 2007 | 3/4 | Field inspection only with no records | Yes | Visual inspection at the meter pit | 05/26/2024 00:00:00 |  | Non-Lead - Copper | 2007 | 3/4 | Installation date after lead ban | No | Visual inspection at the meter pit | 05/26/2024 00:00:00 |  | Non-Lead | No | No |  | Single Family Residence |  | No | No |  |  | Non-Lead |  | 32.7281041 | -103.1119652
6722 | 1805 N HOMESTEAD DR, HOBBS NM |  | No | No | Non-Lead - Plastic | No | 2019 | 1 | Field inspection only with no records | Yes | Visual inspection at the meter pit | 09/02/2024 00:00:00 |  | Non-Lead - Plastic | 2019 | 1 | Installation date after lead ban | Yes | Visual inspection at the meter pit | 09/02/2024 00:00:00 |  | Non-Lead | No | No |  | Single Family Residence |  | No | No |  |  | Non-Lead |  | 32.783882 | -103.127706
9905 | 408 E NAVAJO DR, HOBBS NM |  | No | No | Unknown - Unlikely Lead | Don't Know |  |  |  | No | Other |  | Will Inspect meter box at a later date | Unknown - Unlikely Lead |  |  |  | No | Other |  | Will Inspect meter box at a later date | Unknown | Don't Know | Don't Know |  | Building | Unknown | Unknown | No |  |  | Unknown |  | 32.740493 | -103.1326544
6529 | 1316 N HOUSTON ST, HOBBS NM |  | No | No | Unknown - Unlikely Lead | Don't Know |  |  |  | No | Other |  | Will Inspect meter box at a later date | Unknown - Unlikely Lead |  |  |  | No | Other |  | Will Inspect meter box at a later date | Unknown | Don't Know | Don't Know |  | Building | Unknown | Unknown | No |  |  | Unknown |  | 32.7139872 | -103.1304687
5939 | 1614 N GULF ST, HOBBS NM |  | No | No | Unknown - Unlikely Lead | Don't Know |  |  |  | No | Other |  | Will Inspect meter box at a later date | Unknown - Unlikely Lead |  |  |  | No | Other |  | Will Inspect meter box at a later date | Unknown | Don't Know | Don't Know |  | Building | Unknown | Unknown | No |  |  | Unknown
9481 | 6223 N MEADOWLANDS DR, HOBBS NM |  | No | No | Non-Lead - Plastic | No |  | 1 | Field inspection only with no records | Yes | Visual inspection at the meter pit | 06/03/2024 00:00:00 |  | Non-Lead - Plastic |  | 1 | Field inspection only with no records | Yes | Visual inspection at the meter pit | 06/03/2024 00:00:00 |  | Non-Lead | No | No |  | Single Family Residence |  | No | No |  |  | Non-Lead |  | 32.771391 | -103.157617
576 | 1610 E ALAMEDA ST, HOBBS NM |  | No | No | Unknown - Unlikely Lead | Don't Know |  |  |  | No | Other |  | Will Inspect meter box at a later date | Unknown - Unlikely Lead |  |  |  | No | Other |  | Will Inspect meter box at a later date | Unknown | Don't Know | Don't Know |  | Building | Unknown | Unknown | No |  |  | Unknown
6850 | 2707 W HUMBLE ST, HOBBS NM |  | No | No | Unknown - Unlikely Lead | Don't Know |  |  |  | No | Other |  | Will Inspect meter box at a later date | Unknown - Unlikely Lead |  |  |  | No | Other |  | Will Inspect meter box at a later date | Unknown | Don't Know | Don't Know |  | Building | Unknown | Unknown | No |  |  | Unknown |  | 32.6927496 | -103.1676519
6512 | 2519 N HOUSTON ST, HOBBS NM |  | No | No | Unknown - Unlikely Lead | Don't Know |  |  |  | No | Other |  | Will Inspect meter box at a later date | Unknown - Unlikely Lead |  |  |  | No | Other |  | Will Inspect meter box at a later date | Unknown | Don't Know | Don't Know |  | Building | Unknown | Unknown | No |  |  | Unknown |  | 32.7289771 | -103.133013
7718 | 605 E LEA ST, HOBBS NM |  | No | No | Unknown - Unlikely Lead | Don't Know |  |  |  | No | Other |  | Will Inspect meter box at a later date | Unknown - Unlikely Lead |  |  |  | No | Other |  | Will Inspect meter box at a later date | Unknown | Don't Know | Don't Know |  | Building | Unknown | Unknown | No |  |  | Unknown |  | 32.7089548 | -103.1296021
6067 | 1023 E GLORIETTA G 102, HOBBS NM |  | No | No | Non-Lead - Plastic | No | 2019 | 1 | Field inspection only with no records | Yes | Visual inspection at the meter pit | 05/26/2024 00:00:00 |  | Non-Lead - Plastic | 2019 | 1 | Installation date after lead ban | Yes | Visual inspection at the meter pit | 05/26/2024 00:00:00 |  | Non-Lead | No | No |  | Single Family Residence |  | No | No |  |  | Non-Lead |  | 32.7322508 | -103.1251818
9742 | 4125 MESCALERO DR, HOBBS NM |  | No | No | Unknown - Unlikely Lead | Don't Know |  |  |  | No | Other |  | Will Inspect meter box at a later date | Unknown - Unlikely Lead |  |  |  | No | Other |  | Will Inspect meter box at a later date | Unknown | Don't Know | Don't Know |  | Building | Unknown | Unknown | No |  |  | Unknown |  | 32.7457769 | -103.1522387
887 | 932 E BEL AIRE CT, HOBBS NM |  | No | No | Unknown - Unlikely Lead | Don't Know |  |  |  | No | Other |  | Will Inspect meter box at a later date | Unknown - Unlikely Lead |  |  |  | No | Other |  | Will Inspect meter box at a later date | Unknown | Don't Know | Don't Know |  | Building | Unknown | Unknown | No |  |  | Unknown |  | 32.7239562 | -103.1247303
5424 | 1223 N GRAYSON ST, HOBBS NM |  | No | No | Unknown - Unlikely Lead | Don't Know |  |  |  | No | Other |  | Will Inspect meter box at a later date | Unknown - Unlikely Lead |  |  |  | No | Other |  | Will Inspect meter box at a later date | Unknown | Don't Know | Don't Know |  | Building | Unknown | Unknown | No |  |  | Unknown
520 | 4140 N APODACA ST, HOBBS NM |  | No | No | Unknown - Unlikely Lead | Don't Know |  |  |  | No | Other |  | Will Inspect meter box at a later date | Unknown - Unlikely Lead |  |  |  | No | Other |  | Will Inspect meter box at a later date | Unknown | Don't Know | Don't Know |  | Building | Unknown | Unknown | No |  |  | Unknown
7950 | 1319 N LLANO DR, HOBBS NM |  | No | No | Unknown - Unlikely Lead | Don't Know |  |  |  | No | Other |  | Will Inspect meter box at a later date | Unknown - Unlikely Lead |  |  |  | No | Other |  | Will Inspect meter box at a later date | Unknown | Don't Know | Don't Know |  | Building | Unknown | Unknown | No |  |  | Unknown |  | 32.7135474 | -103.1179475
6960 | 1428 W HOOT OWL CT, HOBBS NM |  | No | No | Non-Lead - Plastic | No | 2021 | 1 | Installation date after lead ban | No | Other |  | GIS verfied because of being built after ban | Non-Lead - Plastic | 2021 | 1 | Installation date after lead ban | No | Other |  | Newer Construction, verified by GIS Mapping |  | No | No |  | Single Family Residence | Unknown | No | No |  |  | Non-Lead |  | 32.7714843 | -103.1542222
7355 | 700 S JEFFERSON ST, HOBBS NM |  | No | No | Unknown - Unlikely Lead | Don't Know |  |  |  | No | Other |  | Will Inspect meter box at a later date | Unknown - Unlikely Lead |  |  |  | No | Other |  | Will Inspect meter box at a later date | Unknown | Don't Know | Don't Know |  | Building | Unknown | Unknown | No |  |  | Unknown |  | 32.6942418 | -103.1235839
7791 | 115 W LLANO DR, HOBBS NM |  | No | No | Unknown - Unlikely Lead | Don't Know |  |  |  | No | Other |  | Will Inspect meter box at a later date | Unknown - Unlikely Lead |  |  |  | No | Other |  | Will Inspect meter box at a later date | Unknown | Don't Know | Don't Know |  | Building | Unknown | Unknown | No |  |  | Unknown |  | 32.7162958 | -103.1362925
868 | 425 W BERRY DR, HOBBS NM |  | No | No | Unknown - Unlikely Lead | Don't Know |  |  |  | No | Other |  | Will Inspect meter box at a later date | Unknown - Unlikely Lead |  |  |  | No | Other |  | Will Inspect meter box at a later date | Unknown | Don't Know | Don't Know |  | Building | Unknown | Unknown | No |  |  | Unknown |  | 32.7140293 | -103.1404424
5455 | 1108 N GRAYSON ST, HOBBS NM |  | No | No | Unknown - Unlikely Lead | Don't Know |  |  |  | No | Other |  | Will Inspect meter box at a later date | Unknown - Unlikely Lead |  |  |  | No | Other |  | Will Inspect meter box at a later date | Unknown | Don't Know | Don't Know |  | Building | Unknown | Unknown | No |  |  | Unknown
6672 | 4914 W HARDTACK RD, HOBBS NM |  | No | No | Non-Lead - Plastic | No | 2015 | 3/4 | Field inspection only with no records | Yes | Visual inspection at the meter pit | 05/26/2024 00:00:00 |  | Non-Lead - Plastic | 2015 | 3/4 | Installation date after lead ban | Yes | Visual inspection at the meter pit | 05/26/2024 00:00:00 |  | Non-Lead | No | No |  | Single Family Residence |  | No | No |  |  | Non-Lead |  | 32.752111 | -103.199322
554 | 205 S AVENUE A, HOBBS NM |  | No | No | Unknown - Unlikely Lead | Don't Know |  |  |  | No | Other |  | Will Inspect meter box at a later date | Unknown - Unlikely Lead |  |  |  | No | Other |  | Will Inspect meter box at a later date | Unknown | Don't Know | Don't Know |  | Building | Unknown | Unknown | No |  |  | Unknown
5217 | 2410 N FOWLER ST, HOBBS NM |  | No | No | Unknown - Unlikely Lead | Don't Know |  |  |  | No | Other |  | Will Inspect meter box at a later date | Unknown - Unlikely Lead |  |  |  | No | Other |  | Will Inspect meter box at a later date | Unknown | Don't Know | Don't Know |  | Building | Unknown | Unknown | No |  |  | Unknown
8906 | 216 E MIDWEST ST, HOBBS NM |  | No | No | Unknown - Unlikely Lead | Don't Know |  |  |  | No | Other |  | Will Inspect meter box at a later date | Unknown - Unlikely Lead |  |  |  | No | Other |  | Will Inspect meter box at a later date | Unknown | Don't Know | Don't Know |  | Building | Unknown | Unknown | No |  |  | Unknown |  | 32.6913732 | -103.1347908
8560 | 100 W MARLAND BLVD, HOBBS NM |  | No | No | Unknown - Unlikely Lead | Don't Know |  |  |  | No | Other |  | Will Inspect meter box at a later date | Unknown - Unlikely Lead |  |  |  | No | Other |  | Will Inspect meter box at a later date | Unknown | Don't Know | Don't Know |  | Building | Unknown | Unknown | No |  |  | Unknown |  | 32.6967675 | -103.1358362
6314 | 400 N GRIMES ST, HOBBS NM |  | No | No | Unknown - Unlikely Lead | Don't Know |  |  |  | No | Other |  | Will Inspect meter box at a later date | Unknown - Unlikely Lead |  |  |  | No | Other |  | Will Inspect meter box at a later date | Unknown | Don't Know | Don't Know |  | Building | Unknown | Unknown | No |  |  | Unknown |  | 32.7044108 | -103.1444504
498 | 4153 N APODACA ST, HOBBS NM |  | No | No | Unknown - Unlikely Lead | Don't Know |  |  |  | No | Other |  | Will Inspect meter box at a later date | Unknown - Unlikely Lead |  |  |  | No | Other |  | Will Inspect meter box at a later date | Unknown | Don't Know | Don't Know |  | Building | Unknown | Unknown | No |  |  | Unknown
5737 | 1801 N GILA DR, HOBBS NM |  | No | No | Unknown - Unlikely Lead | Don't Know |  |  |  | No | Other |  | Will Inspect meter box at a later date | Unknown - Unlikely Lead |  |  |  | No | Other |  | Will Inspect meter box at a later date | Unknown | Don't Know | Don't Know |  | Building | Unknown | Unknown | No |  |  | Unknown
6676 | 4817 W HARDTACK RD, HOBBS NM |  | No | No | Non-Lead - Plastic | No | 2015 | 3/4 | Field inspection only with no records | Yes | Visual inspection at the meter pit | 05/26/2024 00:00:00 |  | Non-Lead - Plastic | 2015 | 3/4 | Installation date after lead ban | Yes | Visual inspection at the meter pit | 05/26/2024 00:00:00 |  | Non-Lead | No | No |  | Single Family Residence |  | No | No |  |  | Non-Lead |  | 32.751675 | -103.198295
748 | 2907 N AMOR AVE, HOBBS NM |  | No | No | Non-Lead - Copper | No | 2020 | 3/4 | Field inspection only with no records | Yes | Visual inspection at the meter pit | 05/26/2024 00:00:00 |  | Non-Lead - Plastic | 2020 | 3/4 | Installation date after lead ban | Yes | Visual inspection at the meter pit | 05/26/2024 00:00:00 |  | Non-Lead | No | No |  | Building | [5 empty] | Non-Lead |  | 32.732178 | -103.114935
699 | 709 E ASPEN ST, HOBBS NM |  | No | No | Unknown - Unlikely Lead | Don't Know |  |  |  | No | Other |  | Will Inspect meter box at a later date | Unknown - Unlikely Lead |  |  |  | No | Other |  | Will Inspect meter box at a later date | Unknown | Don't Know | Don't Know |  | Building | Unknown | Unknown | No |  |  | Unknown |  | 32.735124 | -103.1294825
9814 | 3552 N NORTHWEST DR, HOBBS NM |  | No | No | Unknown - Unlikely Lead | Don't Know |  |  |  | No | Other |  | Will Inspect meter box at a later date | Unknown - Unlikely Lead |  |  |  | No | Other |  | Will Inspect meter box at a later date | Unknown | Don't Know | Don't Know |  | Building | Unknown | Unknown | No |  |  | Unknown |  | 32.7390549 | -103.1571318
6685 | 5009 W HARDTACK RD, HOBBS NM |  | No | No | Non-Lead - Plastic | No | 2015 | 3/4 | Field inspection only with no records | Yes | Visual inspection at the meter pit | 05/26/2024 00:00:00 |  | Non-Lead - Plastic | 2015 | 3/4 | Installation date after lead ban | Yes | Visual inspection at the meter pit | 05/26/2024 00:00:00 |  | Non-Lead | No | No |  | Single Family Residence |  | No | No |  |  | Non-Lead |  | 32.751675 | -103.200187
8315 | 5625 N LOVINGTON HWY, HOBBS NM |  | No | No | Unknown - Unlikely Lead | Don't Know |  |  |  | No | Other |  | Will Inspect meter box at a later date | Unknown - Unlikely Lead |  |  |  | No | Other |  | Will Inspect meter box at a later date | Unknown | Don't Know | Don't Know |  | Building | Unknown | Unknown | No |  |  | Unknown |  | 32.7632576 | -103.1834303
9088 | 2013 N MCKINLEY ST, HOBBS NM |  | No | No | Unknown - Unlikely Lead | Don't Know |  |  |  | No | Other |  | Will Inspect meter box at a later date | Unknown - Unlikely Lead |  |  |  | No | Other |  | Will Inspect meter box at a later date | Unknown | Don't Know | Don't Know |  | Building | Unknown | Unknown | No |  |  | Unknown |  | 32.7227565 | -103.1356477
6735 | 1915 N HOMESTEAD DR, HOBBS NM |  | No | No | Non-Lead - Plastic | No | 2019 | 1 | Field inspection only with no records | Yes | Visual inspection at the meter pit | 09/02/2024 00:00:00 |  | Non-Lead - Plastic | 2019 | 1 | Installation date after lead ban | Yes | Visual inspection at the meter pit | 09/02/2024 00:00:00 |  | Non-Lead | No | No |  | Single Family Residence |  | No | No |  |  | Non-Lead |  | 32.7216897 | -103.1123818
7458 | 2311 N JUNIPER LN, HOBBS NM |  | No | No | Non-Lead - Plastic | No | 2009 | 3/4 | Field inspection only with no records | Yes | Visual inspection at the meter pit | 07/23/2024 00:00:00 |  | Non-Lead - Plastic | 2009 | 3/4 | Field inspection only with no records | Yes | Visual inspection at the meter pit | 07/23/2024 00:00:00 |  | Non-Lead | No | No |  | Single Family Residence | Unknown | No | No |  |  | Non-Lead |  | 32.7263572 | -103.1117265
9576 | 56 MIGHTY ATOM CIRCLE, HOBBS NM |  | No | No | Non-Lead - Plastic | No | 2020 | 1 | Field inspection only with no records | Yes | Visual inspection at the meter pit | 06/03/2024 00:00:00 |  | Non-Lead - Plastic | 2020 | 1 | Field inspection only with no records | Yes | Visual inspection at the meter pit | 06/03/2024 00:00:00 |  | Non-Lead | No | No |  | Single Family Residence |  | No | No |  |  | Non-Lead |  | 32.747359 | -103.199359
6752 | 1816 N HOMESTEAD DR, HOBBS NM |  | No | No | Non-Lead - Plastic | No | 2019 | 1 | Field inspection only with no records | Yes | Visual inspection at the meter pit | 09/02/2024 00:00:00 |  | Non-Lead - Plastic | 2019 | 1 | Installation date after lead ban | Yes | Visual inspection at the meter pit | 09/02/2024 00:00:00 |  | Non-Lead | No | No |  | Single Family Residence |  | No | No |  |  | Non-Lead |  | 32.7206694 | -103.1117254
8396 | 1112 W LORENE DR, HOBBS NM |  | No | No | Unknown - Unlikely Lead | Don't Know |  |  |  | No | Other |  | Will Inspect meter box at a later date | Unknown - Unlikely Lead |  |  |  | No | Other |  | Will Inspect meter box at a later date | Unknown | Don't Know | Don't Know |  | Building | Unknown | Unknown | No |  |  | Unknown |  | 32.7187186 | -103.1491997
8057 | 1107 S LINAM ST, HOBBS NM |  | No | No | Unknown - Unlikely Lead | Don't Know |  |  |  | No | Other |  | Will Inspect meter box at a later date | Unknown - Unlikely Lead |  |  |  | No | Other |  | Will Inspect meter box at a later date | Unknown | Don't Know | Don't Know |  | Building | Unknown | Unknown | No |  |  | Unknown |  | 32.6899266 | -103.1389814
8158 | 1115 S LINAM ST, HOBBS NM |  | No | No | Unknown - Unlikely Lead | Don't Know |  |  |  | No | Other |  | Will Inspect meter box at a later date | Unknown - Unlikely Lead |  |  |  | No | Other |  | Will Inspect meter box at a later date | Unknown | Don't Know | Don't Know |  | Building | Unknown | Unknown | No |  |  | Unknown |  | 32.6895628 | -103.139131
7924 | 1003 E LLANO DR, HOBBS NM |  | No | No | Unknown - Unlikely Lead | Don't Know |  |  |  | No | Other |  | Will Inspect meter box at a later date | Unknown - Unlikely Lead |  |  |  | No | Other |  | Will Inspect meter box at a later date | Unknown | Don't Know | Don't Know |  | Building | Unknown | Unknown | No |  |  | Unknown |  | 32.7140958 | -103.1243307
8427 | 310 W MESQUITE DR, HOBBS NM |  | No | No | Unknown - Unlikely Lead | Don't Know |  |  |  | No | Other |  | Will Inspect meter box at a later date | Unknown - Unlikely Lead |  |  |  | No | Other |  | Will Inspect meter box at a later date | Unknown | Don't Know | Don't Know |  | Building | Unknown | Unknown | No |  |  | Unknown |  | 32.6886898 | -103.1400565
9354 | 108 E MESA DR, HOBBS NM |  | No | No | Unknown - Unlikely Lead | Don't Know |  |  |  | No | Other |  | Will Inspect meter box at a later date | Unknown - Unlikely Lead |  |  |  | No | Other |  | Will Inspect meter box at a later date | Unknown | Don't Know | Don't Know |  | Building | Unknown | Unknown | No |  |  | Unknown |  | 32.7176144 | -103.1349713
7896 | 1012 E LLANO DR, HOBBS NM |  | No | No | Unknown - Unlikely Lead | Don't Know |  |  |  | No | Other |  | Will Inspect meter box at a later date | Unknown - Unlikely Lead |  |  |  | No | Other |  | Will Inspect meter box at a later date | Unknown | Don't Know | Don't Know |  | Building | Unknown | Unknown | No |  |  | Unknown |  | 32.7145804 | -103.1239092
92 | 6 ACOMA CT, HOBBS NM |  | No | No | Unknown - Unlikely Lead | Don't Know |  |  |  | No | Other |  | Will Inspect meter box at a later date | Unknown - Unlikely Lead |  |  |  | No | Other |  | Will Inspect meter box at a later date | Unknown | Don't Know | Don't Know |  | Building | Unknown | Unknown | No |  |  | Unknown |  | 32.736492 | -103.140028
5924 | 6133 N GREYHOUND PL, HOBBS NM |  | No | No | Unknown - Unlikely Lead | Don't Know |  |  |  | No | Other |  | Will Inspect meter box at a later date | Unknown - Unlikely Lead |  |  |  | No | Other |  | Will Inspect meter box at a later date | Unknown | Don't Know | Don't Know |  | Building | Unknown | Unknown | No |  |  | Unknown
5054 | 924 S ELM BLVD, HOBBS NM |  | No | No | Unknown - Unlikely Lead | Don't Know |  |  |  | No | Other |  | Will Inspect meter box at a later date | Unknown - Unlikely Lead |  |  |  | No | Other |  | Will Inspect meter box at a later date | Unknown | Don't Know | Don't Know |  | Building | Unknown | Unknown | No |  |  | Unknown
6979 | 4132 HERMOSA ST, HOBBS NM |  | No | No | Unknown - Unlikely Lead | Don't Know |  |  |  | No | Other |  | Will Inspect meter box at a later date | Unknown - Unlikely Lead |  |  |  | No | Other |  | Will Inspect meter box at a later date | Unknown | Don't Know | Don't Know |  | Building | Unknown | Unknown | No |  |  | Unknown |  | 32.7460935 | -103.1465639
8207 | 1020 W LAUGHLIN DR, HOBBS NM |  | No | No | Unknown - Unlikely Lead | Don't Know |  |  |  | No | Other |  | Will Inspect meter box at a later date | Unknown - Unlikely Lead |  |  |  | No | Other |  | Will Inspect meter box at a later date | Unknown | Don't Know | Don't Know |  | Building | Unknown | Unknown | No |  |  | Unknown |  | 32.7127959 | -103.1486748
7052 | 721 W IRON AVE, HOBBS NM |  | No | No | Unknown - Unlikely Lead | Don't Know |  |  |  | No | Other |  | Will Inspect meter box at a later date | Unknown - Unlikely Lead |  |  |  | No | Other |  | Will Inspect meter box at a later date | Unknown | Don't Know | Don't Know |  | Building | Unknown | Unknown | No |  |  | Unknown |  | 32.7313438 | -103.1444114
9124 | 921 N MCKINLEY ST, HOBBS NM |  | No | No | Unknown - Unlikely Lead | Don't Know |  |  |  | No | Other |  | Will Inspect meter box at a later date | Unknown - Unlikely Lead |  |  |  | No | Other |  | Will Inspect meter box at a later date | Unknown | Don't Know | Don't Know |  | Building | Unknown | Unknown | No |  |  | Unknown |  | 32.7099836 | -103.1327881
6258 | 825 N GRIMES ST, HOBBS NM |  | No | No | Unknown - Unlikely Lead | Don't Know |  |  |  | No | Other |  | Will Inspect meter box at a later date | Unknown - Unlikely Lead |  |  |  | No | Other |  | Will Inspect meter box at a later date | Unknown | Don't Know | Don't Know |  | Building | Unknown | Unknown | No |  |  | Unknown |  | 32.7092803 | -103.1452061
9175 | 1318 E MAIN ST, HOBBS NM |  | No | No | Unknown - Unlikely Lead | Don't Know |  |  |  | No | Other |  | Will Inspect meter box at a later date | Unknown - Unlikely Lead |  |  |  | No | Other |  | Will Inspect meter box at a later date | Unknown | Don't Know | Don't Know |  | Building | Unknown | Unknown | No |  |  | Unknown |  | 32.6925972 | -103.1204336
7234 | 1116 E JEMEZ DR, HOBBS NM |  | No | No | Unknown - Unlikely Lead | Don't Know |  |  |  | No | Other |  | Will Inspect meter box at a later date | Unknown - Unlikely Lead |  |  |  | No | Other |  | Will Inspect meter box at a later date | Unknown | Don't Know | Don't Know |  | Building | Unknown | Unknown | No |  |  | Unknown |  | 32.7218666 | -103.1225071
6058 | 1023 E GLORIETTA C 105, HOBBS NM |  | No | No | Non-Lead - Plastic | No | 2019 | 1 | Field inspection only with no records | Yes | Visual inspection at the meter pit | 05/26/2024 00:00:00 |  | Non-Lead - Plastic | 2019 | 1 | Installation date after lead ban | Yes | Visual inspection at the meter pit | 05/26/2024 00:00:00 |  | Non-Lead | No | No |  | Single Family Residence |  | No | No |  |  | Non-Lead |  | 32.7322508 | -103.1251818
9 | 1311 S 14TH ST, HOBBS NM |  | No | No | Unknown - Unlikely Lead | Don't Know |  |  |  | No | Other |  | Will Inspect meter box at a later date | Unknown - Unlikely Lead |  |  |  | No | Other |  | Will Inspect meter box at a later date | Unknown | Don't Know | Don't Know |  | Building | Unknown | Unknown | No |  |  | Unknown |  | 32.6878954 | -103.110804
6656 | 4813 W HARDTACK RD, HOBBS NM |  | No | No | Non-Lead - Plastic | No | 2015 | 3/4 | Field inspection only with no records | Yes | Visual inspection at the meter pit | 05/26/2024 00:00:00 |  | Non-Lead - Plastic | 2015 | 3/4 | Installation date after lead ban | Yes | Visual inspection at the meter pit | 05/26/2024 00:00:00 |  | Non-Lead | No | No |  | Single Family Residence |  | No | No |  |  | Non-Lead |  | 32.751674 | -103.198132
7703 | 320 E LEA ST, HOBBS NM |  | No | No | Unknown - Unlikely Lead | Don't Know |  |  |  | No | Other |  | Will Inspect meter box at a later date | Unknown - Unlikely Lead |  |  |  | No | Other |  | Will Inspect meter box at a later date | Unknown | Don't Know | Don't Know |  | Building | Unknown | Unknown | No |  |  | Unknown |  | 32.709383 | -103.1328088
9739 | 4000 MESCALERO DR, HOBBS NM |  | No | No | Unknown - Unlikely Lead | Don't Know |  |  |  | No | Other |  | Will Inspect meter box at a later date | Unknown - Unlikely Lead |  |  |  | No | Other |  | Will Inspect meter box at a later date | Unknown | Don't Know | Don't Know |  | Building | Unknown | Unknown | No |  |  | Unknown |  | 32.7440349 | -103.1515772
5447 | 1917 N GRAYSON ST, HOBBS NM |  | No | No | Unknown - Unlikely Lead | Don't Know |  |  |  | No | Other |  | Will Inspect meter box at a later date | Unknown - Unlikely Lead |  |  |  | No | Other |  | Will Inspect meter box at a later date | Unknown | Don't Know | Don't Know |  | Building | Unknown | Unknown | No |  |  | Unknown
8841 | 1301 S MORRIS ST, HOBBS NM |  | No | No | Unknown - Unlikely Lead | Don't Know |  |  |  | No | Other |  | Will Inspect meter box at a later date | Unknown - Unlikely Lead |  |  |  | No | Other |  | Will Inspect meter box at a later date | Unknown | Don't Know | Don't Know |  | Building | Unknown | Unknown | No |  |  | Unknown |  | 32.6850989 | -103.1299744
9284 | 105 W MAIN ST, HOBBS NM |  | No | No | Unknown - Unlikely Lead | Don't Know |  |  |  | No | Other |  | Will Inspect meter box at a later date | Unknown - Unlikely Lead |  |  |  | No | Other |  | Will Inspect meter box at a later date | Unknown | Don't Know | Don't Know |  | Building | Unknown | Unknown | No |  |  | Unknown |  | 32.6919745 | -103.1366947
8522 | 2536 W MARLAND ST, HOBBS NM |  | No | No | Unknown - Unlikely Lead | Don't Know |  |  |  | No | Other |  | Will Inspect meter box at a later date | Unknown - Unlikely Lead |  |  |  | No | Other |  | Will Inspect meter box at a later date | Unknown | Don't Know | Don't Know |  | Building | Unknown | Unknown | No |  |  | Unknown |  | 32.6969682 | -103.1653225
763 | 2028 E ARBORS AVE, HOBBS NM |  | No | No | Non-Lead - Copper | No | 2007 | 3/4 | Field inspection only with no records | Yes | Visual inspection at the meter pit | 05/26/2024 00:00:00 |  | Non-Lead - Plastic | 2007 | 3/4 | Installation date after lead ban | Yes | Visual inspection at the meter pit | 05/26/2024 00:00:00 |  | Non-Lead | No | No |  | Single Family Residence |  | No | No |  |  | Non-Lead |  | 32.7274142 | -103.1124002
9131 | 2911 N MCKINLEY ST, HOBBS NM |  | No | No | Unknown - Unlikely Lead | Don't Know |  |  |  | No | Other |  | Will Inspect meter box at a later date | Unknown - Unlikely Lead |  |  |  | No | Other |  | Will Inspect meter box at a later date | Unknown | Don't Know | Don't Know |  | Building | Unknown | Unknown | No |  |  | Unknown |  | 32.732407 | -103.1343985
6006 | 220 E GLORIETTA DR, HOBBS NM |  | No | No | Unknown - Unlikely Lead | Don't Know |  |  |  | No | Other |  | Will Inspect meter box at a later date | Unknown - Unlikely Lead |  |  |  | No | Other |  | Will Inspect meter box at a later date | Unknown | Don't Know | Don't Know |  | Building | Unknown | Unknown | No |  |  | Unknown |  | 32.7331714 | -103.1343788
8449 | 608 E MESQUITE DR, HOBBS NM |  | No | No | Unknown - Unlikely Lead | Don't Know |  |  |  | No | Other |  | Will Inspect meter box at a later date | Unknown - Unlikely Lead |  |  |  | No | Other |  | Will Inspect meter box at a later date | Unknown | Don't Know | Don't Know |  | Building | Unknown | Unknown | No |  |  | Unknown |  | 32.688632 | -103.1290793
9548 | 4429 North Meadowbrook Street, Hobbs, NM 88240 |  | No | No | Non-Lead - Plastic | No | 2023 | 1 | Installation date after lead ban | Yes | Visual inspection at the meter pit | 05/13/2024 00:00:00 |  | Non-Lead - Copper | 2023 | 1 | Installation date after lead ban | Yes | Visual inspection at the meter pit | 05/13/2024 00:00:00 |  | Non-Lead | No | No |  |  |  | No | No |  |  | Non-Lead | No Tier | 32.750007 | -103.163313
9105 | 2914 N MCKINLEY, HOBBS NM |  | No | No | Unknown - Unlikely Lead | Don't Know |  |  |  | No | Other |  | Will Inspect meter box at a later date | Unknown - Unlikely Lead |  |  |  | No | Other |  | Will Inspect meter box at a later date | Unknown | Don't Know | Don't Know |  | Building | Unknown | Unknown | No |  |  | Unknown |  | 32.7325429 | -103.1337918
969 | 522 E BAJA DR, HOBBS NM |  | No | No | Unknown - Unlikely Lead | Don't Know |  |  |  | No | Other |  | Will Inspect meter box at a later date | Unknown - Unlikely Lead |  |  |  | No | Other |  | Will Inspect meter box at a later date | Unknown | Don't Know | Don't Know |  | Building | Unknown | Unknown | No |  |  | Unknown |  | 32.7196377 | -103.1305995
873 | 113 W BERRY DR, HOBBS NM |  | No | No | Unknown - Unlikely Lead | Don't Know |  |  |  | No | Other |  | Will Inspect meter box at a later date | Unknown - Unlikely Lead |  |  |  | No | Other |  | Will Inspect meter box at a later date | Unknown | Don't Know | Don't Know |  | Building | Unknown | Unknown | No |  |  | Unknown |  | 32.7154618 | -103.1359602
6779 | 1200 E HUMBLE ST, HOBBS NM |  | No | No | Unknown - Unlikely Lead | Don't Know |  |  |  | No | Other |  | Will Inspect meter box at a later date | Unknown - Unlikely Lead |  |  |  | No | Other |  | Will Inspect meter box at a later date | Unknown | Don't Know | Don't Know |  | Building | Unknown | Unknown | No |  |  | Unknown |  | 32.6942338 | -103.1219446
7911 | 833 E LLANO DR, HOBBS NM |  | No | No | Unknown - Unlikely Lead | Don't Know |  |  |  | No | Other |  | Will Inspect meter box at a later date | Unknown - Unlikely Lead |  |  |  | No | Other |  | Will Inspect meter box at a later date | Unknown | Don't Know | Don't Know |  | Building | Unknown | Unknown | No |  |  | Unknown |  | 32.7140542 | -103.1260539
8351 | 5512 N LOVINGTON HWY, HOBBS NM |  | No | No | Unknown - Unlikely Lead | Don't Know |  |  |  | No | Other |  | Will Inspect meter box at a later date | Unknown - Unlikely Lead |  |  |  | No | Other |  | Will Inspect meter box at a later date | Unknown | Don't Know | Don't Know |  | Building | Unknown | Unknown | No |  |  | Unknown |  | 32.762459 | -103.1816139
4886 | 414 DONAHUE AVE, HOBBS NM |  | No | No | Unknown - Unlikely Lead | Don't Know |  |  |  | No | Other |  | Will Inspect meter box at a later date | Unknown - Unlikely Lead |  |  |  | No | Other |  | Will Inspect meter box at a later date | Unknown | Don't Know | Don't Know |  | Building | Unknown | Unknown | No |  |  | Unknown
8242 | 4830 W LONGTAIL RD, HOBBS NM |  | No | No | Non-Lead - Plastic | No | 2020 | 1 | Field inspection only with no records | Yes | Visual inspection at the meter pit | 09/30/2024 00:00:00 |  | Non-Lead - Plastic | 2020 | 3/4 | Field inspection only with no records | Yes | Visual inspection at the meter pit | 09/30/2024 00:00:00 |  | Non-Lead | No | No |  | Single Family Residence | Unknown | No | No |  |  | Non-Lead |  | 32.750718 | -103.198754
7401 | 204 S JEFFERSON ST, HOBBS NM |  | No | No | Unknown - Unlikely Lead | Don't Know |  |  |  | No | Other |  | Will Inspect meter box at a later date | Unknown - Unlikely Lead |  |  |  | No | Other |  | Will Inspect meter box at a later date | Unknown | Don't Know | Don't Know |  | Building | Unknown | Unknown | No |  |  | Unknown |  | 32.6996082 | -103.1235993
6553 | 2506 N HOUSTON ST, HOBBS NM |  | No | No | Unknown - Unlikely Lead | Don't Know |  |  |  | No | Other |  | Will Inspect meter box at a later date | Unknown - Unlikely Lead |  |  |  | No | Other |  | Will Inspect meter box at a later date | Unknown | Don't Know | Don't Know |  | Building | Unknown | Unknown | No |  |  | Unknown |  | 32.728487 | -103.132514
7141 | 1710-A W JOE HARVEY BLVD, HOBBS NM |  | No | No | Unknown - Unlikely Lead | Don't Know |  |  |  | No | Other |  | Will Inspect meter box at a later date | Unknown - Unlikely Lead |  |  |  | No | Other |  | Will Inspect meter box at a later date | Unknown | Don't Know | Don't Know |  | Building | Unknown | Unknown | No |  |  | Unknown
6972 | 1505 W HOOT OWL CT, HOBBS NM |  | No | No | Non-Lead - Plastic | No | 2021 | 1 | Installation date after lead ban | No | Other |  | GIS verfied because of being built after ban | Non-Lead - Plastic | 2021 | 1 | Installation date after lead ban | No | Other |  | Newer Construction, verified by GIS Mapping |  | No | No |  | Single Family Residence | Unknown | No | No |  |  | Non-Lead |  | 32.7710022 | -103.1547171
7359 | 1301 S JEFFERSON ST, HOBBS NM |  | No | No | Unknown - Unlikely Lead | Don't Know |  |  |  | No | Other |  | Will Inspect meter box at a later date | Unknown - Unlikely Lead |  |  |  | No | Other |  | Will Inspect meter box at a later date | Unknown | Don't Know | Don't Know |  | Building | Unknown | Unknown | No |  |  | Unknown |  | 32.6881543 | -103.1241551
67 | 606 S 9TH ST, HOBBS NM |  | No | No | Unknown - Unlikely Lead | Don't Know |  |  |  | No | Other |  | Will Inspect meter box at a later date | Unknown - Unlikely Lead |  |  |  | No | Other |  | Will Inspect meter box at a later date | Unknown | Don't Know | Don't Know |  | Building | Unknown | Unknown | No |  |  | Unknown |  | 32.6945606 | -103.1180222
6377 | 4806 W GREY GHOST RD, HOBBS NM |  | No | No | Non-Lead - Plastic | No | 2017 | 3/4 | Field inspection only with no records | Yes | Visual inspection at the meter pit | 05/26/2024 00:00:00 |  | Non-Lead - Plastic | 2017 | 3/4 | Installation date after lead ban | Yes | Visual inspection at the meter pit | 05/26/2024 00:00:00 |  | Non-Lead | No | No |  | Single Family Residence |  | No | No |  |  | Non-Lead |  | 32.75001 | -103.197895
6873 | 209 W HUMBLE ST, HOBBS NM |  | No | No | Unknown - Unlikely Lead | Don't Know |  |  |  | No | Other |  | Will Inspect meter box at a later date | Unknown - Unlikely Lead |  |  |  | No | Other |  | Will Inspect meter box at a later date | Unknown | Don't Know | Don't Know |  | Building | Unknown | Unknown | No |  |  | Unknown |  | 32.6931013 | -103.1379468
6439 | 1521 E HIGHLAND DR, HOBBS NM |  | No | No | Unknown - Unlikely Lead | Don't Know |  |  |  | No | Other |  | Will Inspect meter box at a later date | Unknown - Unlikely Lead |  |  |  | No | Other |  | Will Inspect meter box at a later date | Unknown | Don't Know | Don't Know |  | Building | Unknown | Unknown | No |  |  | Unknown |  | 32.7284469 | -103.1180777
8274 | 920 W LEAD AVE, HOBBS NM |  | No | No | Unknown - Unlikely Lead | Don't Know |  |  |  | No | Other |  | Will Inspect meter box at a later date | Unknown - Unlikely Lead |  |  |  | No | Other |  | Will Inspect meter box at a later date | Unknown | Don't Know | Don't Know |  | Building | Unknown | Unknown | No |  |  | Unknown |  | 32.730216 | -103.147304
8780 | 2805 N MORRIS DR, HOBBS NM |  | No | No | Unknown - Unlikely Lead | Don't Know |  |  |  | No | Other |  | Will Inspect meter box at a later date | Unknown - Unlikely Lead |  |  |  | No | Other |  | Will Inspect meter box at a later date | Unknown | Don't Know | Don't Know |  | Building | Unknown | Unknown | No |  |  | Unknown |  | 32.7314442 | -103.1296649
7979 | 1012 E LINCOLN RD, HOBBS NM |  | No | No | Unknown - Unlikely Lead | Don't Know |  |  |  | No | Other |  | Will Inspect meter box at a later date | Unknown - Unlikely Lead |  |  |  | No | Other |  | Will Inspect meter box at a later date | Unknown | Don't Know | Don't Know |  | Building | Unknown | Unknown | No |  |  | Unknown |  | 32.7200952 | -103.1238252
9601 | 1117 W MACKENZIE DR, HOBBS NM |  | No | No | Unknown - Unlikely Lead | Don't Know |  |  |  | No | Other |  | Will Inspect meter box at a later date | Unknown - Unlikely Lead |  |  |  | No | Other |  | Will Inspect meter box at a later date | Unknown | Don't Know | Don't Know |  | Building | Unknown | Unknown | No |  |  | Unknown |  | 32.7131798 | -103.1499064
6765 | 2028 N HOMESTEAD DR, HOBBS NM |  | No | No | Non-Lead - Plastic | No | 2019 | 1 | Field inspection only with no records | Yes | Visual inspection at the meter pit | 09/02/2024 00:00:00 |  | Non-Lead - Plastic | 2019 | 1 | Installation date after lead ban | Yes | Visual inspection at the meter pit | 09/02/2024 00:00:00 |  | Non-Lead | No | No |  | Single Family Residence |  | No | No |  |  | Non-Lead |  | 32.7228828 | -103.110605
5676 | 818 W GOLD AVE, HOBBS NM |  | No | No | Unknown - Unlikely Lead | Don't Know |  |  |  | No | Other |  | Will Inspect meter box at a later date | Unknown - Unlikely Lead |  |  |  | No | Other |  | Will Inspect meter box at a later date | Unknown | Don't Know | Don't Know |  | Building | Unknown | Unknown | No |  |  | Unknown
6157 | 2401 N GRIMES ST, HOBBS NM |  | No | No | Unknown - Unlikely Lead | Don't Know |  |  |  | No | Other |  | Will Inspect meter box at a later date | Unknown - Unlikely Lead |  |  |  | No | Other |  | Will Inspect meter box at a later date | Unknown | Don't Know | Don't Know |  | Building | Unknown | Unknown | No |  |  | Unknown |  | 32.7279629 | -103.1455029
7689 | 205 E LEA ST, HOBBS NM |  | No | No | Unknown - Unlikely Lead | Don't Know |  |  |  | No | Other |  | Will Inspect meter box at a later date | Unknown - Unlikely Lead |  |  |  | No | Other |  | Will Inspect meter box at a later date | Unknown | Don't Know | Don't Know |  | Building | Unknown | Unknown | No |  |  | Unknown |  | 32.7089023 | -103.1345872
5722 | 2200 N GILA DR, HOBBS NM |  | No | No | Unknown - Unlikely Lead | Don't Know |  |  |  | No | Other |  | Will Inspect meter box at a later date | Unknown - Unlikely Lead |  |  |  | No | Other |  | Will Inspect meter box at a later date | Unknown | Don't Know | Don't Know |  | Building | Unknown | Unknown | No |  |  | Unknown
5120 | 2922 EPOCA, HOBBS NM |  | No | No | Non-Lead - Plastic | No | 2021 | 1 | Field inspection only with no records | Yes | Visual inspection at the meter pit | 05/26/2024 00:00:00 |  | Non-Lead - Plastic | 2021 | 1 | Installation date after lead ban | Yes | Visual inspection at the meter pit | 05/26/2024 00:00:00 |  | Non-Lead | No | No |  | Single Family Residence |  | No | No |  |  | Non-Lead
8980 | 3501 W MIDWEST ST, HOBBS NM |  | No | No | Unknown - Unlikely Lead | Don't Know |  |  |  | No | Other |  | Will Inspect meter box at a later date | Unknown - Unlikely Lead |  |  |  | No | Other |  | Will Inspect meter box at a later date | Unknown | Don't Know | Don't Know |  | Building | Unknown | Unknown | No |  |  | Unknown |  | 32.6908069 | -103.1771953
8623 | 2001 E MARLAND ST, HOBBS NM |  | No | No | Unknown - Unlikely Lead | Don't Know |  |  |  | No | Other |  | Will Inspect meter box at a later date | Unknown - Unlikely Lead |  |  |  | No | Other |  | Will Inspect meter box at a later date | Unknown | Don't Know | Don't Know |  | Building | Unknown | Unknown | No |  |  | Unknown |  | 32.6961495 | -103.1118581
4851 | 926 DESERT SAGE, HOBBS NM |  | No | No | Non-Lead - Plastic | No | 2005 | 3/4 | Field inspection only with no records | Yes | Visual inspection at the meter pit | 04/17/2024 00:00:00 |  | Non-Lead - Copper | 2005 | 3/4 | Field inspection only with no records | Yes | Visual inspection at the meter pit | 04/17/2024 00:00:00 |  | Non-Lead | No | No | Not Applicable | Single Family Residence | Unknown | No | No |  |  | Non-Lead
4836 | 820 DESERT SAGE, HOBBS NM |  | No | No | Non-Lead - Plastic | No | 2005 | 3/4 | Field inspection only with no records | Yes | Visual inspection at the meter pit | 04/17/2024 00:00:00 |  | Non-Lead - Copper | 2005 | 3/4 | Field inspection only with no records | Yes | Visual inspection at the meter pit | 04/17/2024 00:00:00 |  | Non-Lead | No | No | Not Applicable | Single Family Residence | Unknown | No | No |  |  | Non-Lead
9308 | 1009 W MESA VERDE DR, HOBBS NM |  | No | No | Unknown - Unlikely Lead | Don't Know |  |  |  | No | Other |  | Will Inspect meter box at a later date | Unknown - Unlikely Lead |  |  |  | No | Other |  | Will Inspect meter box at a later date | Unknown | Don't Know | Don't Know |  | Building | Unknown | Unknown | No |  |  | Unknown |  | 32.7456804 | -103.1476584
6049 | 1000 E GLORIETTA, HOBBS NM |  | No | No | Non-Lead - Plastic | No | 2020 | 1 | Field inspection only with no records | Yes | Visual inspection at the meter pit | 05/26/2024 00:00:00 |  | Non-Lead - Plastic | 2020 | 1 | Installation date after lead ban | Yes | Visual inspection at the meter pit | 05/26/2024 00:00:00 |  | Non-Lead | No | No |  | Single Family Residence |  | No | No |  |  | Non-Lead |  | 32.733253 | -103.125093
8115 | 609 N LEECH ST, HOBBS NM |  | No | No | Unknown - Unlikely Lead | Don't Know |  |  |  | No | Other |  | Will Inspect meter box at a later date | Unknown - Unlikely Lead |  |  |  | No | Other |  | Will Inspect meter box at a later date | Unknown | Don't Know | Don't Know |  | Building | Unknown | Unknown | No |  |  | Unknown |  | 32.7061527 | -103.1424522
5098 | 928 ELM BLVD, HOBBS NM |  | No | No | Unknown - Unlikely Lead | Don't Know |  |  |  | No | Other |  | Will Inspect meter box at a later date | Unknown - Unlikely Lead |  |  |  | No | Other |  | Will Inspect meter box at a later date | Unknown | Don't Know | Don't Know |  | Building | Unknown | Unknown | No |  |  | Unknown
9313 | 924 W MESA VERDE DR, HOBBS NM |  | No | No | Unknown - Unlikely Lead | Don't Know |  |  |  | No | Other |  | Will Inspect meter box at a later date | Unknown - Unlikely Lead |  |  |  | No | Other |  | Will Inspect meter box at a later date | Unknown | Don't Know | Don't Know |  | Building | Unknown | Unknown | No |  |  | Unknown |  | 32.7461434 | -103.1471116
7533 | 1323 W KIOWA AVE, HOBBS NM |  | No | No | Unknown - Unlikely Lead | Don't Know |  |  |  | No | Other |  | Will Inspect meter box at a later date | Unknown - Unlikely Lead |  |  |  | No | Other |  | Will Inspect meter box at a later date | Unknown | Don't Know | Don't Know |  | Building | Unknown | Unknown | No |  |  | Unknown |  | 32.7360063 | -103.1516573
9217 | 411 E MAIN ST, HOBBS NM |  | No | No | Unknown - Unlikely Lead | Don't Know |  |  |  | No | Other |  | Will Inspect meter box at a later date | Unknown - Unlikely Lead |  |  |  | No | Other |  | Will Inspect meter box at a later date | Unknown | Don't Know | Don't Know |  | Building | Unknown | Unknown | No |  |  | Unknown |  | 32.6920772 | -103.1321574
723 | 2222 N ADOBE DR, HOBBS NM |  | No | No | Unknown - Unlikely Lead | Don't Know |  |  |  | No | Other |  | Will Inspect meter box at a later date | Unknown - Unlikely Lead |  |  |  | No | Other |  | Will Inspect meter box at a later date | Unknown | Don't Know | Don't Know |  | Building | Unknown | Unknown | No |  |  | Unknown |  | 32.7249897 | -103.1397155
5728 | 1222 N GILA DR, HOBBS NM |  | No | No | Unknown - Unlikely Lead | Don't Know |  |  |  | No | Other |  | Will Inspect meter box at a later date | Unknown - Unlikely Lead |  |  |  | No | Other |  | Will Inspect meter box at a later date | Unknown | Don't Know | Don't Know |  | Building | Unknown | Unknown | No |  |  | Unknown
4922 | 1615 E DUNN ST, HOBBS NM |  | No | No | Unknown - Unlikely Lead | Don't Know |  |  |  | No | Other |  | Will Inspect meter box at a later date | Unknown - Unlikely Lead |  |  |  | No | Other |  | Will Inspect meter box at a later date | Unknown | Don't Know | Don't Know |  | Building | Unknown | Unknown | No |  |  | Unknown
8774 | 310 N MORRIS ST, HOBBS NM |  | No | No | Unknown - Unlikely Lead | Don't Know |  |  |  | No | Other |  | Will Inspect meter box at a later date | Unknown - Unlikely Lead |  |  |  | No | Other |  | Will Inspect meter box at a later date | Unknown | Don't Know | Don't Know |  | Building | Unknown | Unknown | No |  |  | Unknown |  | 32.7033907 | -103.1284892
7011 | 1430 HONEYSUCKLE CT, HOBBS NM |  | No | No | Non-Lead - Plastic | No | 2021 | 1 | Installation date after lead ban | No | Other |  | GIS verfied because of being built after ban | Non-Lead - Plastic | 2021 | 1 | Installation date after lead ban | No | Other |  | Newer Construction, verified by GIS Mapping |  | No | No |  | Single Family Residence | Unknown | No | No |  |  | Non-Lead |  | 32.773926 | -103.154173
8142 | 412 S LEECH ST, HOBBS NM |  | No | No | Unknown - Unlikely Lead | Don't Know |  |  |  | No | Other |  | Will Inspect meter box at a later date | Unknown - Unlikely Lead |  |  |  | No | Other |  | Will Inspect meter box at a later date | Unknown | Don't Know | Don't Know |  | Building | Unknown | Unknown | No |  |  | Unknown |  | 32.6970103 | -103.1421862
6944 | 2119 E HIGHWOOD AVE, HOBBS NM |  | No | No | Non-Lead - Plastic | Don't Know | 2019 | 1 | Field inspection only with no records | Yes | Visual inspection at the meter pit | 08/19/2024 00:00:00 |  | Non-Lead - Plastic | 2019 | 1 | Field inspection only with no records | Yes | Visual inspection at the meter pit | 08/19/2024 00:00:00 |  | Non-Lead | No | Don't Know |  | Single Family Residence |  | No | No |  |  | Non-Lead |  | 32.731679 | -103.110703
5316 | 1510 W FOX FIRE CT, HOBBS NM |  | No | No | Non-Lead - Plastic | No | 2020 | 1 | Installation date after lead ban | No | Other |  | Newer Construction, verified by GIS Mapping | Non-Lead - Plastic | 2020 | 1 | Installation date after lead ban | No | Other |  | Newer Construction, verified by GIS Mapping |  | No | No |  | Single Family Residence | Unknown | No | No |  |  | Non-Lead
8208 | 1109 W LAUGHLIN DR, HOBBS NM |  | No | No | Unknown - Unlikely Lead | Don't Know |  |  |  | No | Other |  | Will Inspect meter box at a later date | Unknown - Unlikely Lead |  |  |  | No | Other |  | Will Inspect meter box at a later date | Unknown | Don't Know | Don't Know |  | Building | Unknown | Unknown | No |  |  | Unknown |  | 32.7124187 | -103.1493454
7004 | 1504 HONEYSUCKLE, HOBBS NM |  | No | No | Non-Lead - Plastic | No | 2021 | 1 | Installation date after lead ban | No | Other |  | GIS verfied because of being built after ban | Non-Lead - Plastic | 2021 | 1 | Installation date after lead ban | No | Other |  | Newer Construction, verified by GIS Mapping |  | No | No |  | Single Family Residence | Unknown | No | No |  |  | Non-Lead |  | 32.773925 | -103.154507
8002 | 1002 N LINAM ST #3, HOBBS NM |  | No | No | Unknown - Unlikely Lead | Don't Know |  |  |  | No | Other |  | Will Inspect meter box at a later date | Unknown - Unlikely Lead |  |  |  | No | Other |  | Will Inspect meter box at a later date | Unknown | Don't Know | Don't Know |  | Building | Unknown | Unknown | No |  |  | Unknown
5355 | 12 FAIRMONT CT, HOBBS NM |  | No | No | Unknown - Unlikely Lead | Don't Know |  |  |  | No | Other |  | Will Inspect meter box at a later date | Unknown - Unlikely Lead |  |  |  | No | Other |  | Will Inspect meter box at a later date | Unknown | Don't Know | Don't Know |  | Building | Unknown | Unknown | No |  |  | Unknown
5570 | 609 E GREEN ACRES DR, HOBBS NM |  | No | No | Unknown - Unlikely Lead | Don't Know |  |  |  | No | Other |  | Will Inspect meter box at a later date | Unknown - Unlikely Lead |  |  |  | No | Other |  | Will Inspect meter box at a later date | Unknown | Don't Know | Don't Know |  | Building | Unknown | Unknown | No |  |  | Unknown
4806 | 1545 N DENSON DR, HOBBS NM |  | No | No | Unknown - Unlikely Lead | Don't Know |  |  |  | No | Other |  | Will Inspect meter box at a later date | Unknown - Unlikely Lead |  |  |  | No | Other |  | Will Inspect meter box at a later date | Unknown | Don't Know | Don't Know |  | Building | Unknown | Unknown | No |  |  | Unknown
491 | 4116 N APODACA ST, HOBBS NM |  | No | No | Unknown - Unlikely Lead | Don't Know |  |  |  | No | Other |  | Will Inspect meter box at a later date | Unknown - Unlikely Lead |  |  |  | No | Other |  | Will Inspect meter box at a later date | Unknown | Don't Know | Don't Know |  | Building | Unknown | Unknown | No |  |  | Unknown
5347 | 11 FAIRMONT CT, HOBBS NM |  | No | No | Unknown - Unlikely Lead | Don't Know |  |  |  | No | Other |  | Will Inspect meter box at a later date | Unknown - Unlikely Lead |  |  |  | No | Other |  | Will Inspect meter box at a later date | Unknown | Don't Know | Don't Know |  | Building | Unknown | Unknown | No |  |  | Unknown
9006 | 808 S MCKINLEY ST, HOBBS NM |  | No | No | Unknown - Unlikely Lead | Don't Know |  |  |  | No | Other |  | Will Inspect meter box at a later date | Unknown - Unlikely Lead |  |  |  | No | Other |  | Will Inspect meter box at a later date | Unknown | Don't Know | Don't Know |  | Building | Unknown | Unknown | No |  |  | Unknown |  | 32.6930063 | -103.1323025
7237 | 1210 E JEMEZ DR, HOBBS NM |  | No | No | Unknown - Unlikely Lead | Don't Know |  |  |  | No | Other |  | Will Inspect meter box at a later date | Unknown - Unlikely Lead |  |  |  | No | Other |  | Will Inspect meter box at a later date | Unknown | Don't Know | Don't Know |  | Building | Unknown | Unknown | No |  |  | Unknown |  | 32.7218638 | -103.1217442
5248 | 1002 S FOWLER ST, HOBBS NM |  | No | No | Unknown - Unlikely Lead | Don't Know |  |  |  | No | Other |  | Will Inspect meter box at a later date | Unknown - Unlikely Lead |  |  |  | No | Other |  | Will Inspect meter box at a later date | Unknown | Don't Know | Don't Know |  | Building | Unknown | Unknown | No |  |  | Unknown
6886 | 312 W HUMBLE ST, HOBBS NM |  | No | No | Unknown - Unlikely Lead | Don't Know |  |  |  | No | Other |  | Will Inspect meter box at a later date | Unknown - Unlikely Lead |  |  |  | No | Other |  | Will Inspect meter box at a later date | Unknown | Don't Know | Don't Know |  | Building | Unknown | Unknown | No |  |  | Unknown |  | 32.6937031 | -103.1392607
7189 | 419 E JEMEZ RD, HOBBS NM |  | No | No | Unknown - Unlikely Lead | Don't Know |  |  |  | No | Other |  | Will Inspect meter box at a later date | Unknown - Unlikely Lead |  |  |  | No | Other |  | Will Inspect meter box at a later date | Unknown | Don't Know | Don't Know |  | Building | Unknown | Unknown | No |  |  | Unknown |  | 35.867142 | -106.272952
801 | 217 W BERRY DR, HOBBS NM |  | No | No | Unknown - Unlikely Lead | Don't Know |  |  |  | No | Other |  | Will Inspect meter box at a later date | Unknown - Unlikely Lead |  |  |  | No | Other |  | Will Inspect meter box at a later date | Unknown | Don't Know | Don't Know |  | Building | Unknown | Unknown | No |  |  | Unknown |  | 32.7152 | -103.1368816
9878 | 3229 N NORTHWEST DR, HOBBS NM |  | No | No | Unknown - Unlikely Lead | Don't Know |  |  |  | No | Other |  | Will Inspect meter box at a later date | Unknown - Unlikely Lead |  |  |  | No | Other |  | Will Inspect meter box at a later date | Unknown | Don't Know | Don't Know |  | Building | Unknown | Unknown | No |  |  | Unknown |  | 32.7358213 | -103.1546194
6664 | 5008 W HARDTACK RD, HOBBS NM |  | No | No | Non-Lead - Plastic | No | 2015 | 3/4 | Field inspection only with no records | Yes | Visual inspection at the meter pit | 05/26/2024 00:00:00 |  | Non-Lead - Plastic | 2015 | 3/4 | Installation date after lead ban | Yes | Visual inspection at the meter pit | 05/26/2024 00:00:00 |  | Non-Lead | No | No |  | Single Family Residence |  | No | No |  |  | Non-Lead |  | 32.752106 | -103.200181
6970 | 1521 W HOOT OWL CT, HOBBS NM |  | No | No | Non-Lead - Plastic | No | 2021 | 1 | Installation date after lead ban | No | Other |  | GIS verfied because of being built after ban | Non-Lead - Plastic | 2021 | 1 | Installation date after lead ban | No | Other |  | Newer Construction, verified by GIS Mapping |  | No | No |  | Single Family Residence | Unknown | No | No |  |  | Non-Lead |  | 32.7710018 | -103.1554315
8981 | 2507 W MIDWEST ST, HOBBS NM |  | No | No | Unknown - Unlikely Lead | Don't Know |  |  |  | No | Other |  | Will Inspect meter box at a later date | Unknown - Unlikely Lead |  |  |  | No | Other |  | Will Inspect meter box at a later date | Unknown | Don't Know | Don't Know |  | Building | Unknown | Unknown | No |  |  | Unknown |  | 32.690825 | -103.166503
72 | 513 S 9TH ST, HOBBS NM |  | No | No | Unknown - Unlikely Lead | Don't Know |  |  |  | No | Other |  | Will Inspect meter box at a later date | Unknown - Unlikely Lead |  |  |  | No | Other |  | Will Inspect meter box at a later date | Unknown | Don't Know | Don't Know |  | Building | Unknown | Unknown | No |  |  | Unknown |  | 32.6961303 | -103.1180222
6890 | 415 W HUMBLE ST, HOBBS NM |  | No | No | Unknown - Unlikely Lead | Don't Know |  |  |  | No | Other |  | Will Inspect meter box at a later date | Unknown - Unlikely Lead |  |  |  | No | Other |  | Will Inspect meter box at a later date | Unknown | Don't Know | Don't Know |  | Building | Unknown | Unknown | No |  |  | Unknown |  | 32.6931027 | -103.1406811
8987 | 2632 W MIDWEST ST, HOBBS NM |  | No | No | Unknown - Unlikely Lead | Don't Know |  |  |  | No | Other |  | Will Inspect meter box at a later date | Unknown - Unlikely Lead |  |  |  | No | Other |  | Will Inspect meter box at a later date | Unknown | Don't Know | Don't Know |  | Building | Unknown | Unknown | No |  |  | Unknown |  | 32.6909493 | -103.1791437
7444 | 1009 JICARILLA ST, HOBBS NM |  | No | No | Unknown - Unlikely Lead | Don't Know |  |  |  | No | Other |  | Will Inspect meter box at a later date | Unknown - Unlikely Lead |  |  |  | No | Other |  | Will Inspect meter box at a later date | Unknown | Don't Know | Don't Know |  | Building | Unknown | Unknown | No |  |  | Unknown |  | 32.7449583 | -103.1474724
7674 | 6109 N LOBO CT, HOBBS NM |  | No | No | Unknown - Unlikely Lead | Don't Know |  |  |  | No | Other |  | Will Inspect meter box at a later date | Unknown - Unlikely Lead |  |  |  | No | Other |  | Will Inspect meter box at a later date | Unknown | Don't Know | Don't Know |  | Building | Unknown | Unknown | No |  |  | Unknown |  | 32.7698992 | -103.1802531
5919 | 6113 N GREYHOUND PL, HOBBS NM |  | No | No | Unknown - Unlikely Lead | Don't Know |  |  |  | No | Other |  | Will Inspect meter box at a later date | Unknown - Unlikely Lead |  |  |  | No | Other |  | Will Inspect meter box at a later date | Unknown | Don't Know | Don't Know |  | Building | Unknown | Unknown | No |  |  | Unknown
7886 | 1200 E LLANO DR, HOBBS NM |  | No | No | Unknown - Unlikely Lead | Don't Know |  |  |  | No | Other |  | Will Inspect meter box at a later date | Unknown - Unlikely Lead |  |  |  | No | Other |  | Will Inspect meter box at a later date | Unknown | Don't Know | Don't Know |  | Building | Unknown | Unknown | No |  |  | Unknown |  | 32.7144714 | -103.1218361
639 | 816 S ASHER RD, HOBBS NM |  | No | No | Unknown - Unlikely Lead | Don't Know |  |  |  | No | Other |  | Will Inspect meter box at a later date | Unknown - Unlikely Lead |  |  |  | No | Other |  | Will Inspect meter box at a later date | Unknown | Don't Know | Don't Know |  | Building | Unknown | Unknown | No |  |  | Unknown |  | 32.6931283 | -103.1725532
4965 | 1602 EL CENTRO, HOBBS NM |  | No | No | Non-Lead - Plastic | No | 2015 | 1 | Field inspection only with no records | Yes | Visual inspection at the meter pit | 06/03/2024 00:00:00 |  | Non-Lead - Plastic | 2015 | 1 | Field inspection only with no records | Yes | Visual inspection at the meter pit | 06/03/2024 00:00:00 |  | Non-Lead | No | No |  | Single Family Residence |  | No | No |  |  | Non-Lead
7422 | 925 E JACKSON RD, HOBBS NM |  | No | No | Unknown - Unlikely Lead | Don't Know |  |  |  | No | Other |  | Will Inspect meter box at a later date | Unknown - Unlikely Lead |  |  |  | No | Other |  | Will Inspect meter box at a later date | Unknown | Don't Know | Don't Know |  | Building | Unknown | Unknown | No |  |  | Unknown |  | 32.7205362 | -103.1248916
9896 | 3313 N NORTHWEST DR, HOBBS NM |  | No | No | Unknown - Unlikely Lead | Don't Know |  |  |  | No | Other |  | Will Inspect meter box at a later date | Unknown - Unlikely Lead |  |  |  | No | Other |  | Will Inspect meter box at a later date | Unknown | Don't Know | Don't Know |  | Building | Unknown | Unknown | No |  |  | Unknown |  | 32.7365255 | -103.15531
9770 | 2901 N NORTHWEST DR, HOBBS NM |  | No | No | Unknown - Unlikely Lead | Don't Know |  |  |  | No | Other |  | Will Inspect meter box at a later date | Unknown - Unlikely Lead |  |  |  | No | Other |  | Will Inspect meter box at a later date | Unknown | Don't Know | Don't Know |  | Building | Unknown | Unknown | No |  |  | Unknown |  | 32.7310192 | -103.1497203
7447 | 908 JICARILLA ST, HOBBS NM |  | No | No | Unknown - Unlikely Lead | Don't Know |  |  |  | No | Other |  | Will Inspect meter box at a later date | Unknown - Unlikely Lead |  |  |  | No | Other |  | Will Inspect meter box at a later date | Unknown | Don't Know | Don't Know |  | Building | Unknown | Unknown | No |  |  | Unknown |  | 32.7453753 | -103.1464134
5480 | 1309 N GRAYSON ST, HOBBS NM |  | No | No | Unknown - Unlikely Lead | Don't Know |  |  |  | No | Other |  | Will Inspect meter box at a later date | Unknown - Unlikely Lead |  |  |  | No | Other |  | Will Inspect meter box at a later date | Unknown | Don't Know | Don't Know |  | Building | Unknown | Unknown | No |  |  | Unknown
933 | 400 S AVENUE B, HOBBS NM |  | No | No | Unknown - Unlikely Lead | Don't Know |  |  |  | No | Other |  | Will Inspect meter box at a later date | Unknown - Unlikely Lead |  |  |  | No | Other |  | Will Inspect meter box at a later date | Unknown | Don't Know | Don't Know |  | Building | Unknown | Unknown | No |  |  | Unknown |  | 32.6972665 | -103.1255532
6158 | 2301 N GRIMES ST, HOBBS NM |  | No | No | Unknown - Unlikely Lead | Don't Know |  |  |  | No | Other |  | Will Inspect meter box at a later date | Unknown - Unlikely Lead |  |  |  | No | Other |  | Will Inspect meter box at a later date | Unknown | Don't Know | Don't Know |  | Building | Unknown | Unknown | No |  |  | Unknown |  | 32.7261842 | -103.1455091
5019 | 1611 N ELEANOR CIR, HOBBS NM |  | No | No | Unknown - Unlikely Lead | Don't Know |  |  |  | No | Other |  | Will Inspect meter box at a later date | Unknown - Unlikely Lead |  |  |  | No | Other |  | Will Inspect meter box at a later date | Unknown | Don't Know | Don't Know |  | Building | Unknown | Unknown | No |  |  | Unknown
8643 | 907 E MARLAND ST, HOBBS NM |  | No | No | Unknown - Unlikely Lead | Don't Know |  |  |  | No | Other |  | Will Inspect meter box at a later date | Unknown - Unlikely Lead |  |  |  | No | Other |  | Will Inspect meter box at a later date | Unknown | Don't Know | Don't Know |  | Building | Unknown | Unknown | No |  |  | Unknown |  | 32.6962679 | -103.1260148
5253 | 504 S FOWLER ST #2, HOBBS NM |  | No | No | Unknown - Unlikely Lead | Don't Know |  |  |  | No | Other |  | Will Inspect meter box at a later date | Unknown - Unlikely Lead |  |  |  | No | Other |  | Will Inspect meter box at a later date | Unknown | Don't Know | Don't Know |  | Building | Unknown | Unknown | No |  |  | Unknown
625 | 803 S ASHER RD, HOBBS NM |  | No | No | Unknown - Unlikely Lead | Don't Know |  |  |  | No | Other |  | Will Inspect meter box at a later date | Unknown - Unlikely Lead |  |  |  | No | Other |  | Will Inspect meter box at a later date | Unknown | Don't Know | Don't Know |  | Building | Unknown | Unknown | No |  |  | Unknown |  | 32.6935778 | -103.1729923
8326 | 3124 N LOVINGTON HWY, HOBBS NM |  | No | No | Unknown - Unlikely Lead | Don't Know |  |  |  | No | Other |  | Will Inspect meter box at a later date | Unknown - Unlikely Lead |  |  |  | No | Other |  | Will Inspect meter box at a later date | Unknown | Don't Know | Don't Know |  | Building | Unknown | Unknown | No |  |  | Unknown |  | 32.7349295 | -103.1549888
9769 | 2723 N NORTHWEST DR, HOBBS NM |  | No | No | Unknown - Unlikely Lead | Don't Know |  |  |  | No | Other |  | Will Inspect meter box at a later date | Unknown - Unlikely Lead |  |  |  | No | Other |  | Will Inspect meter box at a later date | Unknown | Don't Know | Don't Know |  | Building | Unknown | Unknown | No |  |  | Unknown |  | 32.7297944 | -103.1486689
5751 | 1800 N GILA DR, HOBBS NM |  | No | No | Unknown - Unlikely Lead | Don't Know |  |  |  | No | Other |  | Will Inspect meter box at a later date | Unknown - Unlikely Lead |  |  |  | No | Other |  | Will Inspect meter box at a later date | Unknown | Don't Know | Don't Know |  | Building | Unknown | Unknown | No |  |  | Unknown
7121 | 2718 N JADE AVE, HOBBS NM |  | No | No | Unknown - Unlikely Lead | Don't Know |  |  |  | No | Other |  | Will Inspect meter box at a later date | Unknown - Unlikely Lead |  |  |  | No | Other |  | Will Inspect meter box at a later date | Unknown | Don't Know | Don't Know |  | Building | Unknown | Unknown | No |  |  | Unknown |  | 32.7322106 | -103.1393475
9099 | 2008 N MCKINLEY ST, HOBBS NM |  | No | No | Unknown - Unlikely Lead | Don't Know |  |  |  | No | Other |  | Will Inspect meter box at a later date | Unknown - Unlikely Lead |  |  |  | No | Other |  | Will Inspect meter box at a later date | Unknown | Don't Know | Don't Know |  | Building | Unknown | Unknown | No |  |  | Unknown |  | 32.7225665 | -103.1349798
4909 | 1612 E DUNN ST, HOBBS NM |  | No | No | Unknown - Unlikely Lead | Don't Know |  |  |  | No | Other |  | Will Inspect meter box at a later date | Unknown - Unlikely Lead |  |  |  | No | Other |  | Will Inspect meter box at a later date | Unknown | Don't Know | Don't Know |  | Building | Unknown | Unknown | No |  |  | Unknown
6953 | 1733 E HIGHWOOD AVE, HOBBS NM |  | No | No | Non-Lead - Plastic | Don't Know | 2019 | 1 | Field inspection only with no records | Yes | Visual inspection at the meter pit | 08/19/2024 00:00:00 |  | Non-Lead - Plastic | 2019 | 1 | Field inspection only with no records | Yes | Visual inspection at the meter pit | 08/19/2024 00:00:00 |  | Non-Lead | No | Don't Know |  | Single Family Residence |  | No | No |  |  | Non-Lead |  | 32.731756 | -103.115284
6011 | 1023 E GLORIETTA E 105, HOBBS NM |  | No | No | Non-Lead - Plastic | No | 2019 | 1 | Field inspection only with no records | Yes | Visual inspection at the meter pit | 05/26/2024 00:00:00 |  | Non-Lead - Plastic | 2019 | 1 | Installation date after lead ban | Yes | Visual inspection at the meter pit | 05/26/2024 00:00:00 |  | Non-Lead | No | No |  | Single Family Residence |  | No | No |  |  | Non-Lead |  | 32.7322508 | -103.1251818
7654 | 2021 N KINGSLEY DR, HOBBS NM |  | No | No | Unknown - Unlikely Lead | Don't Know |  |  |  | No | Other |  | Will Inspect meter box at a later date | Unknown - Unlikely Lead |  |  |  | No | Other |  | Will Inspect meter box at a later date | Unknown | Don't Know | Don't Know |  | Building | Unknown | Unknown | No |  |  | Unknown |  | 32.7229735 | -103.1421852
9208 | 115 E MAIN ST, HOBBS NM |  | No | No | Unknown - Unlikely Lead | Don't Know |  |  |  | No | Other |  | Will Inspect meter box at a later date | Unknown - Unlikely Lead |  |  |  | No | Other |  | Will Inspect meter box at a later date | Unknown | Don't Know | Don't Know |  | Building | Unknown | Unknown | No |  |  | Unknown |  | 32.692002 | -103.1353479
6967 | 1431 W HOOT OWL CT, HOBBS NM |  | No | No | Non-Lead - Plastic | No | 2021 | 1 | Installation date after lead ban | No | Other |  | GIS verfied because of being built after ban | Non-Lead - Plastic | 2021 | 1 | Installation date after lead ban | No | Other |  | Newer Construction, verified by GIS Mapping |  | No | No |  | Single Family Residence | Unknown | No | No |  |  | Non-Lead |  | 32.7709991 | -103.1543867
6849 | 314 W HUMBLE ST, HOBBS NM |  | No | No | Unknown - Unlikely Lead | Don't Know |  |  |  | No | Other |  | Will Inspect meter box at a later date | Unknown - Unlikely Lead |  |  |  | No | Other |  | Will Inspect meter box at a later date | Unknown | Don't Know | Don't Know |  | Building | Unknown | Unknown | No |  |  | Unknown |  | 32.6936734 | -103.1394101
6586 | 1230 S HOUSTON ST, HOBBS NM |  | No | No | Unknown - Unlikely Lead | Don't Know |  |  |  | No | Other |  | Will Inspect meter box at a later date | Unknown - Unlikely Lead |  |  |  | No | Other |  | Will Inspect meter box at a later date | Unknown | Don't Know | Don't Know |  | Building | Unknown | Unknown | No |  |  | Unknown |  | 32.686588 | -103.1310502
9555 | 4720 W MIGHTY ATOM RD, HOBBS NM |  | No | No | Non-Lead - Plastic | No | 2020 | 1 | Field inspection only with no records | Yes | Visual inspection at the meter pit | 06/03/2024 00:00:00 |  | Non-Lead - Plastic | 2020 | 1 | Field inspection only with no records | Yes | Visual inspection at the meter pit | 06/03/2024 00:00:00 |  | Non-Lead | No | No |  | Single Family Residence |  | No | No |  |  | Non-Lead |  | 32.747741 | -103.197232
6892 | 1727 S HEIZER PARKWAY, HOBBS NM |  | No | No | Non-Lead - Copper | No |  | 3/4 | Field inspection only with no records | Yes | Visual inspection at the meter pit | 09/02/2024 00:00:00 |  | Non-Lead - Copper |  | 3/4 | Installation date after lead ban | No | Visual inspection at the meter pit | 09/02/2024 00:00:00 |  | Non-Lead | No | No |  | Single Family Residence |  | No | No |  |  | Non-Lead |  | 32.682903 | -103.136447
6933 | 2123 E HERITAGE LN, HOBBS NM |  | No | No | Non-Lead - Copper | No | 2007 | 3/4 | Field inspection only with no records | Yes | Visual inspection at the meter pit | 05/26/2024 00:00:00 |  | Non-Lead - Copper | 2007 | 3/4 | Installation date after lead ban | No | Visual inspection at the meter pit | 05/26/2024 00:00:00 |  | Non-Lead | No | No |  | Single Family Residence |  | No | No |  |  | Non-Lead |  | 32.7276152 | -103.1109167
8292 | 3202 N LOVINGTON HWY, HOBBS NM |  | No | No | Unknown - Unlikely Lead | Don't Know |  |  |  | No | Other |  | Will Inspect meter box at a later date | Unknown - Unlikely Lead |  |  |  | No | Other |  | Will Inspect meter box at a later date | Unknown | Don't Know | Don't Know |  | Building | Unknown | Unknown | No |  |  | Unknown |  | 32.7354121 | -103.1552175
7847 | 627 E LLANO DR, HOBBS NM |  | No | No | Unknown - Unlikely Lead | Don't Know |  |  |  | No | Other |  | Will Inspect meter box at a later date | Unknown - Unlikely Lead |  |  |  | No | Other |  | Will Inspect meter box at a later date | Unknown | Don't Know | Don't Know |  | Building | Unknown | Unknown | No |  |  | Unknown |  | 32.7144499 | -103.1292988
8325 | 3114 N LOVINGTON HWY, HOBBS NM |  | No | No | Unknown - Unlikely Lead | Don't Know |  |  |  | No | Other |  | Will Inspect meter box at a later date | Unknown - Unlikely Lead |  |  |  | No | Other |  | Will Inspect meter box at a later date | Unknown | Don't Know | Don't Know |  | Building | Unknown | Unknown | No |  |  | Unknown |  | 32.7351442 | -103.1557217
9836 | 3309 N NORTHWEST DR, HOBBS NM |  | No | No | Unknown - Unlikely Lead | Don't Know |  |  |  | No | Other |  | Will Inspect meter box at a later date | Unknown - Unlikely Lead |  |  |  | No | Other |  | Will Inspect meter box at a later date | Unknown | Don't Know | Don't Know |  | Building | Unknown | Unknown | No |  |  | Unknown |  | 32.7363638 | -103.1551565
9347 | 503 E MESA DR, HOBBS NM |  | No | No | Unknown - Unlikely Lead | Don't Know |  |  |  | No | Other |  | Will Inspect meter box at a later date | Unknown - Unlikely Lead |  |  |  | No | Other |  | Will Inspect meter box at a later date | Unknown | Don't Know | Don't Know |  | Building | Unknown | Unknown | No |  |  | Unknown |  | 32.7177188 | -103.1313502
6179 | 1217 N GRIMES ST, HOBBS NM |  | No | No | Non-Lead - Plastic | Don't Know |  | 1 | Field inspection only with no records | Yes | Visual inspection at the meter pit | 09/10/2024 00:00:00 |  | Non-Lead - Plastic |  | 1 | Field inspection only with no records | Yes | Visual inspection at the meter pit | 09/10/2024 00:00:00 |  | Non-Lead | No | Don't Know |  | Single Family Residence |  | No | No |  |  | Non-Lead |  | 32.712533 | -103.145249
9766 | 2619 N NORTHWEST DR, HOBBS NM |  | No | No | Unknown - Unlikely Lead | Don't Know |  |  |  | No | Other |  | Will Inspect meter box at a later date | Unknown - Unlikely Lead |  |  |  | No | Other |  | Will Inspect meter box at a later date | Unknown | Don't Know | Don't Know |  | Building | Unknown | Unknown | No |  |  | Unknown |  | 32.7288367 | -103.1477517
5091 | 3320 N ENTERPRISE DR, HOBBS NM |  | No | No | Unknown - Unlikely Lead | Don't Know |  |  |  | No | Other |  | Will Inspect meter box at a later date | Unknown - Unlikely Lead |  |  |  | No | Other |  | Will Inspect meter box at a later date | Unknown | Don't Know | Don't Know |  | Building | Unknown | Unknown | No |  |  | Unknown
6877 | 219 W HUMBLE ST, HOBBS NM |  | No | No | Unknown - Unlikely Lead | Don't Know |  |  |  | No | Other |  | Will Inspect meter box at a later date | Unknown - Unlikely Lead |  |  |  | No | Other |  | Will Inspect meter box at a later date | Unknown | Don't Know | Don't Know |  | Building | Unknown | Unknown | No |  |  | Unknown |  | 32.6932227 | -103.1383624
6492 | 407 N HOUSTON ST, HOBBS NM |  | No | No | Unknown - Unlikely Lead | Don't Know |  |  |  | No | Other |  | Will Inspect meter box at a later date | Unknown - Unlikely Lead |  |  |  | No | Other |  | Will Inspect meter box at a later date | Unknown | Don't Know | Don't Know |  | Building | Unknown | Unknown | No |  |  | Unknown |  | 32.7046325 | -103.1315642
6912 | 1601 S HANNAH, HOBBS NM |  | No | No | Unknown - Unlikely Lead | Don't Know |  |  |  | No | Other |  | Will Inspect meter box at a later date | Unknown - Unlikely Lead |  |  |  | No | Other |  | Will Inspect meter box at a later date | Unknown | Don't Know | Don't Know |  | Building | Unknown | Unknown | No |  |  | Unknown |  | 32.685034 | -103.142408
6029 | 1023 E GLORIETTA H 105, HOBBS NM |  | No | No | Non-Lead - Plastic | No | 2019 | 1 | Field inspection only with no records | Yes | Visual inspection at the meter pit | 05/26/2024 00:00:00 |  | Non-Lead - Plastic | 2019 | 1 | Installation date after lead ban | Yes | Visual inspection at the meter pit | 05/26/2024 00:00:00 |  | Non-Lead | No | No |  | Single Family Residence |  | No | No |  |  | Non-Lead |  | 32.7322508 | -103.1251818
654 | 526 E ASPEN ST, HOBBS NM |  | No | No | Unknown - Unlikely Lead | Don't Know |  |  |  | No | Other |  | Will Inspect meter box at a later date | Unknown - Unlikely Lead |  |  |  | No | Other |  | Will Inspect meter box at a later date | Unknown | Don't Know | Don't Know |  | Building | Unknown | Unknown | No |  |  | Unknown |  | 32.7356718 | -103.131494
8091 | 6231 N LILY POND RD, HOBBS NM |  | No | No | Non-Lead - Plastic | No | 2022 | 1 | Field inspection only with no records | Yes | Visual inspection at the meter pit | 07/23/2024 00:00:00 |  | Non-Lead - Plastic | 2022 | 1 | Field inspection only with no records | Yes | Visual inspection at the meter pit | 07/23/2024 00:00:00 |  | Non-Lead | No | No |  | Single Family Residence | Unknown | No | No |  |  | Non-Lead |  | 32.7716765 | -103.1566658
5524 | 1212 E GREEN ACRES DR, HOBBS NM |  | No | No | Unknown - Unlikely Lead | Don't Know |  |  |  | No | Other |  | Will Inspect meter box at a later date | Unknown - Unlikely Lead |  |  |  | No | Other |  | Will Inspect meter box at a later date | Unknown | Don't Know | Don't Know |  | Building | Unknown | Unknown | No |  |  | Unknown
7087 | 1115 W IRON AVE, HOBBS NM |  | No | No | Unknown - Unlikely Lead | Don't Know |  |  |  | No | Other |  | Will Inspect meter box at a later date | Unknown - Unlikely Lead |  |  |  | No | Other |  | Will Inspect meter box at a later date | Unknown | Don't Know | Don't Know |  | Building | Unknown | Unknown | No |  |  | Unknown |  | 32.7314674 | -103.1487494
8898 | 1205 E MIDWEST ST, HOBBS NM |  | No | No | Unknown - Unlikely Lead | Don't Know |  |  |  | No | Other |  | Will Inspect meter box at a later date | Unknown - Unlikely Lead |  |  |  | No | Other |  | Will Inspect meter box at a later date | Unknown | Don't Know | Don't Know |  | Building | Unknown | Unknown | No |  |  | Unknown |  | 32.6910014 | -103.1222119
6185 | 3920 N GRIMES ST, HOBBS NM |  | No | No | Unknown - Unlikely Lead | Don't Know |  |  |  | No | Other |  | Will Inspect meter box at a later date | Unknown - Unlikely Lead |  |  |  | No | Other |  | Will Inspect meter box at a later date | Unknown | Don't Know | Don't Know |  | Building | Unknown | Unknown | No |  |  | Unknown |  | 32.7434334 | -103.1443624
9345 | 505 E MESA DR, HOBBS NM |  | No | No | Unknown - Unlikely Lead | Don't Know |  |  |  | No | Other |  | Will Inspect meter box at a later date | Unknown - Unlikely Lead |  |  |  | No | Other |  | Will Inspect meter box at a later date | Unknown | Don't Know | Don't Know |  | Building | Unknown | Unknown | No |  |  | Unknown |  | 32.717738 | -103.1310948
7089 | 907 W IRON AVE, HOBBS NM |  | No | No | Unknown - Unlikely Lead | Don't Know |  |  |  | No | Other |  | Will Inspect meter box at a later date | Unknown - Unlikely Lead |  |  |  | No | Other |  | Will Inspect meter box at a later date | Unknown | Don't Know | Don't Know |  | Building | Unknown | Unknown | No |  |  | Unknown |  | 32.7315126 | -103.146792
7899 | 1316 E LLANO DR, HOBBS NM |  | No | No | Unknown - Unlikely Lead | Don't Know |  |  |  | No | Other |  | Will Inspect meter box at a later date | Unknown - Unlikely Lead |  |  |  | No | Other |  | Will Inspect meter box at a later date | Unknown | Don't Know | Don't Know |  | Building | Unknown | Unknown | No |  |  | Unknown |  | 32.7145633 | -103.119848
7282 | 305 N JEFFERSON ST, HOBBS NM |  | No | No | Unknown - Unlikely Lead | Don't Know |  |  |  | No | Other |  | Will Inspect meter box at a later date | Unknown - Unlikely Lead |  |  |  | No | Other |  | Will Inspect meter box at a later date | Unknown | Don't Know | Don't Know |  | Building | Unknown | Unknown | No |  |  | Unknown |  | 32.7031459 | -103.1241794
7603 | 422 W KIOWA AVE, HOBBS NM |  | No | No | Unknown - Unlikely Lead | Don't Know |  |  |  | No | Other |  | Will Inspect meter box at a later date | Unknown - Unlikely Lead |  |  |  | No | Other |  | Will Inspect meter box at a later date | Unknown | Don't Know | Don't Know |  | Building | Unknown | Unknown | No |  |  | Unknown |  | 32.736266 | -103.1414857
8147 | 816 S LEECH ST, HOBBS NM |  | No | No | Unknown - Unlikely Lead | Don't Know |  |  |  | No | Other |  | Will Inspect meter box at a later date | Unknown - Unlikely Lead |  |  |  | No | Other |  | Will Inspect meter box at a later date | Unknown | Don't Know | Don't Know |  | Building | Unknown | Unknown | No |  |  | Unknown |  | 32.6925745 | -103.1423913
7129 | 1315 W JOE HARVEY BLVD, HOBBS NM |  | No | No | Unknown - Unlikely Lead | Don't Know |  |  |  | No | Other |  | Will Inspect meter box at a later date | Unknown - Unlikely Lead |  |  |  | No | Other |  | Will Inspect meter box at a later date | Unknown | Don't Know | Don't Know |  | Building | Unknown | Unknown | No |  |  | Unknown |  | 32.7397954 | -103.1523312
5343 | 6 FAIRMONT CT, HOBBS NM |  | No | No | Unknown - Unlikely Lead | Don't Know |  |  |  | No | Other |  | Will Inspect meter box at a later date | Unknown - Unlikely Lead |  |  |  | No | Other |  | Will Inspect meter box at a later date | Unknown | Don't Know | Don't Know |  | Building | Unknown | Unknown | No |  |  | Unknown
8030 | 814 N LINAM ST, HOBBS NM |  | Yes - Daycare | No | Non-Lead - Other | No | Unknown | 1 | Field inspection only with no records | Yes | Visual inspection at the meter pit | 08/13/2024 00:00:00 |  | Non-Lead - Plastic | Unknown | 1 | Installation date after lead ban | Yes | Visual inspection at the meter pit | 08/13/2024 00:00:00 |  | Non-Lead | No | No |  | Building |  | No | No |  |  | Non-Lead |  | 32.7087999 | -103.1385291
981 | 411 E BAJA DR, HOBBS NM |  | No | No | Unknown - Unlikely Lead | Don't Know |  |  |  | No | Other |  | Will Inspect meter box at a later date | Unknown - Unlikely Lead |  |  |  | No | Other |  | Will Inspect meter box at a later date | Unknown | Don't Know | Don't Know |  | Building | Unknown | Unknown | No |  |  | Unknown |  | 32.7194106 | -103.1321788
9765 | 2816 N NORTHWEST DR, HOBBS NM |  | No | No | Unknown - Unlikely Lead | Don't Know |  |  |  | No | Other |  | Will Inspect meter box at a later date | Unknown - Unlikely Lead |  |  |  | No | Other |  | Will Inspect meter box at a later date | Unknown | Don't Know | Don't Know |  | Building | Unknown | Unknown | No |  |  | Unknown |  | 32.7311779 | -103.1492659
6696 | 5115 W HARDTACK RD, HOBBS NM |  | No | No | Non-Lead - Plastic | No | 2015 | 3/4 | Field inspection only with no records | Yes | Visual inspection at the meter pit | 05/26/2024 00:00:00 |  | Non-Lead - Plastic | 2015 | 3/4 | Installation date after lead ban | Yes | Visual inspection at the meter pit | 05/26/2024 00:00:00 |  | Non-Lead | No | No |  | Single Family Residence |  | No | No |  |  | Non-Lead |  | 32.751674 | -103.201663
5275 | 2901 N FLAMINGO DR, HOBBS NM |  | No | No | Unknown - Unlikely Lead | Don't Know |  |  |  | No | Other |  | Will Inspect meter box at a later date | Unknown - Unlikely Lead |  |  |  | No | Other |  | Will Inspect meter box at a later date | Unknown | Don't Know | Don't Know |  | Building | Unknown | Unknown | No |  |  | Unknown
8139 | 617 S LEECH ST, HOBBS NM |  | No | No | Unknown - Unlikely Lead | Don't Know |  |  |  | No | Other |  | Will Inspect meter box at a later date | Unknown - Unlikely Lead |  |  |  | No | Other |  | Will Inspect meter box at a later date | Unknown | Don't Know | Don't Know |  | Building | Unknown | Unknown | No |  |  | Unknown |  | 32.6948198 | -103.1429737
4974 | 1522 EL CENTRO, HOBBS NM |  | No | No | Non-Lead - Plastic | No | 2015 | 1 | Field inspection only with no records | Yes | Visual inspection at the meter pit | 06/03/2024 00:00:00 |  | Non-Lead - Plastic | 2015 | 1 | Field inspection only with no records | Yes | Visual inspection at the meter pit | 06/03/2024 00:00:00 |  | Non-Lead | No | No |  | Single Family Residence |  | No | No |  |  | Non-Lead
7459 | 2315 N JUNIPER LN, HOBBS NM |  | No | No | Non-Lead - Plastic | No | 2009 | 3/4 | Field inspection only with no records | Yes | Visual inspection at the meter pit | 07/23/2024 00:00:00 |  | Non-Lead - Plastic | 2009 | 3/4 | Field inspection only with no records | Yes | Visual inspection at the meter pit | 07/23/2024 00:00:00 |  | Non-Lead | No | No |  | Single Family Residence | Unknown | No | No |  |  | Non-Lead |  | 32.726491 | -103.111735
5094 | 3206 N ENTERPRISE DR, HOBBS NM |  | No | No | Unknown - Unlikely Lead | Don't Know |  |  |  | No | Other |  | Will Inspect meter box at a later date | Unknown - Unlikely Lead |  |  |  | No | Other |  | Will Inspect meter box at a later date | Unknown | Don't Know | Don't Know |  | Building | Unknown | Unknown | No |  |  | Unknown
8944 | 408 W MIDWEST ST, HOBBS NM |  | No | No | Unknown - Unlikely Lead | Don't Know |  |  |  | No | Other |  | Will Inspect meter box at a later date | Unknown - Unlikely Lead |  |  |  | No | Other |  | Will Inspect meter box at a later date | Unknown | Don't Know | Don't Know |  | Building | Unknown | Unknown | No |  |  | Unknown |  | 32.6915746 | -103.1404836
9222 | 1804 1/2 E MAIN ST, HOBBS NM |  | No | No | Unknown - Unlikely Lead | Don't Know |  |  |  | No | Other |  | Will Inspect meter box at a later date | Unknown - Unlikely Lead |  |  |  | No | Other |  | Will Inspect meter box at a later date | Unknown | Don't Know | Don't Know |  | Building | Unknown | Unknown | No |  |  | Unknown
6505 | 1304 N HOUSTON ST, HOBBS NM |  | No | No | Unknown - Unlikely Lead | Don't Know |  |  |  | No | Other |  | Will Inspect meter box at a later date | Unknown - Unlikely Lead |  |  |  | No | Other |  | Will Inspect meter box at a later date | Unknown | Don't Know | Don't Know |  | Building | Unknown | Unknown | No |  |  | Unknown |  | 32.7134434 | -103.1306748
7188 | 400 E JEMEZ RD, HOBBS NM |  | No | No | Unknown - Unlikely Lead | Don't Know |  |  |  | No | Other |  | Will Inspect meter box at a later date | Unknown - Unlikely Lead |  |  |  | No | Other |  | Will Inspect meter box at a later date | Unknown | Don't Know | Don't Know |  | Building | Unknown | Unknown | No |  |  | Unknown |  | 35.867142 | -106.272952
7588 | 516-C W KIOWA AVE, HOBBS NM |  | No | No | Unknown - Unlikely Lead | Don't Know |  |  |  | No | Other |  | Will Inspect meter box at a later date | Unknown - Unlikely Lead |  |  |  | No | Other |  | Will Inspect meter box at a later date | Unknown | Don't Know | Don't Know |  | Building | Unknown | Unknown | No |  |  | Unknown
985 | 119 E BAJA DR, HOBBS NM |  | No | No | Unknown - Unlikely Lead | Don't Know |  |  |  | No | Other |  | Will Inspect meter box at a later date | Unknown - Unlikely Lead |  |  |  | No | Other |  | Will Inspect meter box at a later date | Unknown | Don't Know | Don't Know |  | Building | Unknown | Unknown | No |  |  | Unknown |  | 32.718871 | -103.1347846
6417 | 1307 E HIGHLAND DR, HOBBS NM |  | No | No | Unknown - Unlikely Lead | Don't Know |  |  |  | No | Other |  | Will Inspect meter box at a later date | Unknown - Unlikely Lead |  |  |  | No | Other |  | Will Inspect meter box at a later date | Unknown | Don't Know | Don't Know |  | Building | Unknown | Unknown | No |  |  | Unknown |  | 32.728969 | -103.1206523
6425 | 1808 E HIGHLAND DR, HOBBS NM |  | No | No | Unknown - Unlikely Lead | Don't Know |  |  |  | No | Other |  | Will Inspect meter box at a later date | Unknown - Unlikely Lead |  |  |  | No | Other |  | Will Inspect meter box at a later date | Unknown | Don't Know | Don't Know |  | Building | Unknown | Unknown | No |  |  | Unknown |  | 32.7297333 | -103.1148885
662 | 608 E ASPEN ST, HOBBS NM |  | No | No | Unknown - Unlikely Lead | Don't Know |  |  |  | No | Other |  | Will Inspect meter box at a later date | Unknown - Unlikely Lead |  |  |  | No | Other |  | Will Inspect meter box at a later date | Unknown | Don't Know | Don't Know |  | Building | Unknown | Unknown | No |  |  | Unknown |  | 32.7356459 | -103.1309382
9857 | 3124 N NORTHWEST DR, HOBBS NM |  | No | No | Unknown - Unlikely Lead | Don't Know |  |  |  | No | Other |  | Will Inspect meter box at a later date | Unknown - Unlikely Lead |  |  |  | No | Other |  | Will Inspect meter box at a later date | Unknown | Don't Know | Don't Know |  | Building | Unknown | Unknown | No |  |  | Unknown |  | 32.7345537 | -103.1526959
8411 | 3409 LIVE OAK ST, HOBBS NM |  | No | No | Non-Lead - Plastic | No | 2015 | 1 | Field inspection only with no records | Yes | Visual inspection at the meter pit | 07/23/2024 00:00:00 |  | Non-Lead - Plastic | 2015 | 1 | Field inspection only with no records | Yes | Visual inspection at the meter pit | 07/23/2024 00:00:00 |  | Non-Lead | No | No |  | Single Family Residence | Unknown | No | No |  |  | Non-Lead |  | 32.7710977 | -103.1794354
5462 | 1911 N GRAYSON ST, HOBBS NM |  | No | No | Unknown - Unlikely Lead | Don't Know |  |  |  | No | Other |  | Will Inspect meter box at a later date | Unknown - Unlikely Lead |  |  |  | No | Other |  | Will Inspect meter box at a later date | Unknown | Don't Know | Don't Know |  | Building | Unknown | Unknown | No |  |  | Unknown
8401 | 2602 W LAKEVIEW DR, HOBBS NM |  | No | No | Unknown - Unlikely Lead | Don't Know |  |  |  | No | Other |  | Will Inspect meter box at a later date | Unknown - Unlikely Lead |  |  |  | No | Other |  | Will Inspect meter box at a later date | Unknown | Don't Know | Don't Know |  | Building | Unknown | Unknown | No |  |  | Unknown |  | 32.7500577 | -103.168683
5128 | 1834 N FOWLER ST, HOBBS NM |  | No | No | Unknown - Unlikely Lead | Don't Know |  |  |  | No | Other |  | Will Inspect meter box at a later date | Unknown - Unlikely Lead |  |  |  | No | Other |  | Will Inspect meter box at a later date | Unknown | Don't Know | Don't Know |  | Building | Unknown | Unknown | No |  |  | Unknown
5144 | 1720 N FOWLER ST, HOBBS NM |  | No | No | Unknown - Unlikely Lead | Don't Know |  |  |  | No | Other |  | Will Inspect meter box at a later date | Unknown - Unlikely Lead |  |  |  | No | Other |  | Will Inspect meter box at a later date | Unknown | Don't Know | Don't Know |  | Building | Unknown | Unknown | No |  |  | Unknown
6457 | 1717 E HIGHLAND DR, HOBBS NM |  | No | No | Unknown - Unlikely Lead | Don't Know |  |  |  | No | Other |  | Will Inspect meter box at a later date | Unknown - Unlikely Lead |  |  |  | No | Other |  | Will Inspect meter box at a later date | Unknown | Don't Know | Don't Know |  | Building | Unknown | Unknown | No |  |  | Unknown |  | 32.7292593 | -103.1162499
9824 | 3233 N NORTHWEST DR, HOBBS NM |  | No | No | Unknown - Unlikely Lead | Don't Know |  |  |  | No | Other |  | Will Inspect meter box at a later date | Unknown - Unlikely Lead |  |  |  | No | Other |  | Will Inspect meter box at a later date | Unknown | Don't Know | Don't Know |  | Building | Unknown | Unknown | No |  |  | Unknown |  | 32.7359373 | -103.1547202
9441 | 2920 MONTGOMERY ST, HOBBS NM |  | No | No | Unknown - Unlikely Lead | Don't Know |  |  |  | No | Other |  | Will Inspect meter box at a later date | Unknown - Unlikely Lead |  |  |  | No | Other |  | Will Inspect meter box at a later date | Unknown | Don't Know | Don't Know |  | Building | Unknown | Unknown | No |  |  | Unknown |  | 32.7326835 | -103.1328136
8641 | 1322 E MARLAND ST, HOBBS NM |  | No | No | Unknown - Unlikely Lead | Don't Know |  |  |  | No | Other |  | Will Inspect meter box at a later date | Unknown - Unlikely Lead |  |  |  | No | Other |  | Will Inspect meter box at a later date | Unknown | Don't Know | Don't Know |  | Building | Unknown | Unknown | No |  |  | Unknown |  | 32.6968979 | -103.1212629
7561 | 407-A W KIOWA AVE, HOBBS NM |  | No | No | Unknown - Unlikely Lead | Don't Know |  |  |  | No | Other |  | Will Inspect meter box at a later date | Unknown - Unlikely Lead |  |  |  | No | Other |  | Will Inspect meter box at a later date | Unknown | Don't Know | Don't Know |  | Building | Unknown | Unknown | No |  |  | Unknown
8754 | 2800 N MORRIS DR, HOBBS NM |  | No | No | Unknown - Unlikely Lead | Don't Know |  |  |  | No | Other |  | Will Inspect meter box at a later date | Unknown - Unlikely Lead |  |  |  | No | Other |  | Will Inspect meter box at a later date | Unknown | Don't Know | Don't Know |  | Building | Unknown | Unknown | No |  |  | Unknown |  | 32.7313102 | -103.1294221
5873 | 510 E GYPSY ST, HOBBS NM |  | No | No | Unknown - Unlikely Lead | Don't Know |  |  |  | No | Other |  | Will Inspect meter box at a later date | Unknown - Unlikely Lead |  |  |  | No | Other |  | Will Inspect meter box at a later date | Unknown | Don't Know | Don't Know |  | Building | Unknown | Unknown | No |  |  | Unknown
8077 | 6419 LILY POND RD, HOBBS NM |  | No | No | Non-Lead - Plastic | No | 2022 | 1 | Field inspection only with no records | Yes | Visual inspection at the meter pit | 07/23/2024 00:00:00 |  | Non-Lead - Plastic | 2022 | 1 | Field inspection only with no records | Yes | Visual inspection at the meter pit | 07/23/2024 00:00:00 |  | Non-Lead | No | No |  | Single Family Residence | Unknown | No | No |  |  | Non-Lead |  | 32.7728795 | -103.1563812
6227 | 3601 N GRIMES ST SUITE 300, HOBBS NM |  | No | No | Non-Lead - Plastic | Don't Know |  | 1 | Field inspection only with no records | Yes | Visual inspection at the meter pit | 08/13/2024 00:00:00 |  | Non-Lead - Plastic | 2022 | 1 | Field inspection only with no records | Yes | Visual inspection at the meter pit | 08/13/2024 00:00:00 |  | Non-Lead | No | Don't Know |  | Building |  | No | No |  |  | Non-Lead |  | 32.7391037 | -103.1454682
9229 | 321 E MAIN ST, HOBBS NM |  | No | No | Unknown - Unlikely Lead | Don't Know |  |  |  | No | Other |  | Will Inspect meter box at a later date | Unknown - Unlikely Lead |  |  |  | No | Other |  | Will Inspect meter box at a later date | Unknown | Don't Know | Don't Know |  | Building | Unknown | Unknown | No |  |  | Unknown |  | 32.6920732 | -103.1327898
5538 | 509 E GREEN ACRES DR, HOBBS NM |  | No | No | Unknown - Unlikely Lead | Don't Know |  |  |  | No | Other |  | Will Inspect meter box at a later date | Unknown - Unlikely Lead |  |  |  | No | Other |  | Will Inspect meter box at a later date | Unknown | Don't Know | Don't Know |  | Building | Unknown | Unknown | No |  |  | Unknown
9130 | 2919 N MCKINLEY ST, HOBBS NM |  | No | No | Unknown - Unlikely Lead | Don't Know |  |  |  | No | Other |  | Will Inspect meter box at a later date | Unknown - Unlikely Lead |  |  |  | No | Other |  | Will Inspect meter box at a later date | Unknown | Don't Know | Don't Know |  | Building | Unknown | Unknown | No |  |  | Unknown |  | 32.7326818 | -103.1343997
891 | 912 E BEL AIRE CT, HOBBS NM |  | No | No | Unknown - Unlikely Lead | Don't Know |  |  |  | No | Other |  | Will Inspect meter box at a later date | Unknown - Unlikely Lead |  |  |  | No | Other |  | Will Inspect meter box at a later date | Unknown | Don't Know | Don't Know |  | Building | Unknown | Unknown | No |  |  | Unknown |  | 32.7240439 | -103.1254161
7240 | 525 E JEMEZ RD, HOBBS NM |  | No | No | Unknown - Unlikely Lead | Don't Know |  |  |  | No | Other |  | Will Inspect meter box at a later date | Unknown - Unlikely Lead |  |  |  | No | Other |  | Will Inspect meter box at a later date | Unknown | Don't Know | Don't Know |  | Building | Unknown | Unknown | No |  |  | Unknown |  | 35.867142 | -106.272952
8619 | 913 E MARLAND ST, HOBBS NM |  | No | No | Unknown - Unlikely Lead | Don't Know |  |  |  | No | Other |  | Will Inspect meter box at a later date | Unknown - Unlikely Lead |  |  |  | No | Other |  | Will Inspect meter box at a later date | Unknown | Don't Know | Don't Know |  | Building | Unknown | Unknown | No |  |  | Unknown |  | 32.6963476 | -103.1257064
7470 | 1527 W JESIFER CT, HOBBS NM |  | No | No | Non-Lead - Plastic | No | 2008 | 1 | Installation date after lead ban | Yes | Visual inspection at the meter pit | 09/30/2024 00:00:00 |  | Non-Lead - Plastic | 2008 | 1 | Installation date after lead ban | Yes | Visual inspection at the meter pit | 09/30/2024 00:00:00 |  | Non-Lead | No | No |  | Single Family Residence |  | Unknown | No |  |  | Non-Lead |  | 32.756509 | -103.1548607
6429 | 2109 E HIGHLAND DR, HOBBS NM |  | No | No | Non-Lead - Copper | No | 2007 | 3/4 | Field inspection only with no records | Yes | Visual inspection at the meter pit | 05/26/2024 00:00:00 |  | Non-Lead - Copper | 2007 | 3/4 | Installation date after lead ban | Yes | Visual inspection at the meter pit | 05/26/2024 00:00:00 |  | Non-Lead | No | No |  | Single Family Residence |  | No | No |  |  | Non-Lead |  | 32.7292459 | -103.1113215
7605 | 421 W KIOWA AVE, HOBBS NM |  | No | No | Unknown - Unlikely Lead | Don't Know |  |  |  | No | Other |  | Will Inspect meter box at a later date | Unknown - Unlikely Lead |  |  |  | No | Other |  | Will Inspect meter box at a later date | Unknown | Don't Know | Don't Know |  | Building | Unknown | Unknown | No |  |  | Unknown |  | 32.7357968 | -103.1414058
5975 | 1120 N GULF ST, HOBBS NM |  | No | No | Unknown - Unlikely Lead | Don't Know |  |  |  | No | Other |  | Will Inspect meter box at a later date | Unknown - Unlikely Lead |  |  |  | No | Other |  | Will Inspect meter box at a later date | Unknown | Don't Know | Don't Know |  | Building | Unknown | Unknown | No |  |  | Unknown |  | 32.7119576 | -103.152777
8133 | 1112 S LEECH ST, HOBBS NM |  | No | No | Unknown - Unlikely Lead | Don't Know |  |  |  | No | Other |  | Will Inspect meter box at a later date | Unknown - Unlikely Lead |  |  |  | No | Other |  | Will Inspect meter box at a later date | Unknown | Don't Know | Don't Know |  | Building | Unknown | Unknown | No |  |  | Unknown |  | 32.689788 | -103.1423997
5087 | 3301 N ENTERPRISE DR, HOBBS NM |  | No | No | Unknown - Unlikely Lead | Don't Know |  |  |  | No | Other |  | Will Inspect meter box at a later date | Unknown - Unlikely Lead |  |  |  | No | Other |  | Will Inspect meter box at a later date | Unknown | Don't Know | Don't Know |  | Building | Unknown | Unknown | No |  |  | Unknown
6230 | 4006 N GRIMES ST, HOBBS NM |  | No | No | Unknown - Unlikely Lead | Don't Know |  |  |  | No | Other |  | Will Inspect meter box at a later date | Unknown - Unlikely Lead |  |  |  | No | Other |  | Will Inspect meter box at a later date | Unknown | Don't Know | Don't Know |  | Building | Unknown | Unknown | No |  |  | Unknown |  | 32.7440132 | -103.1444315
6847 | 2703 W HUMBLE ST, HOBBS NM |  | No | No | Unknown - Unlikely Lead | Don't Know |  |  |  | No | Other |  | Will Inspect meter box at a later date | Unknown - Unlikely Lead |  |  |  | No | Other |  | Will Inspect meter box at a later date | Unknown | Don't Know | Don't Know |  | Building | Unknown | Unknown | No |  |  | Unknown |  | 32.6927511 | -103.1674811
9861 | 2931 N NORTHWEST DR, HOBBS NM |  | No | No | Unknown - Unlikely Lead | Don't Know |  |  |  | No | Other |  | Will Inspect meter box at a later date | Unknown - Unlikely Lead |  |  |  | No | Other |  | Will Inspect meter box at a later date | Unknown | Don't Know | Don't Know |  | Building | Unknown | Unknown | No |  |  | Unknown |  | 32.7318403 | -103.1507188
8832 | 405 S MORRIS ST, HOBBS NM |  | No | No | Unknown - Unlikely Lead | Don't Know |  |  |  | No | Other |  | Will Inspect meter box at a later date | Unknown - Unlikely Lead |  |  |  | No | Other |  | Will Inspect meter box at a later date | Unknown | Don't Know | Don't Know |  | Building | Unknown | Unknown | No |  |  | Unknown |  | 32.6973239 | -103.1290703
5670 | 201 W GOLD AVE, HOBBS NM |  | No | No | Unknown - Unlikely Lead | Don't Know |  |  |  | No | Other |  | Will Inspect meter box at a later date | Unknown - Unlikely Lead |  |  |  | No | Other |  | Will Inspect meter box at a later date | Unknown | Don't Know | Don't Know |  | Building | Unknown | Unknown | No |  |  | Unknown
8695 | 1000 N MARLAND BLVD #18, HOBBS NM |  | No | No | Non-Lead - Plastic | Don't Know | 2003 | 3/4 | Field inspection only with no records | Yes | Visual inspection at the meter pit | 08/26/2024 00:00:00 |  | Non-Lead - Plastic | 2003 | 3/4 | Field inspection only with no records | Yes | Visual inspection at the meter pit | 08/26/2024 00:00:00 |  | Non-Lead | No | Don't Know |  | Single Family Residence |  | No | No |  |  | Non-Lead
7062 | 1109 W IRON AVE, HOBBS NM |  | No | No | Unknown - Unlikely Lead | Don't Know |  |  |  | No | Other |  | Will Inspect meter box at a later date | Unknown - Unlikely Lead |  |  |  | No | Other |  | Will Inspect meter box at a later date | Unknown | Don't Know | Don't Know |  | Building | Unknown | Unknown | No |  |  | Unknown |  | 32.7315008 | -103.1485789
7964 | 921 E LINCOLN RD, HOBBS NM |  | No | No | Unknown - Unlikely Lead | Don't Know |  |  |  | No | Other |  | Will Inspect meter box at a later date | Unknown - Unlikely Lead |  |  |  | No | Other |  | Will Inspect meter box at a later date | Unknown | Don't Know | Don't Know |  | Building | Unknown | Unknown | No |  |  | Unknown |  | 32.7195477 | -103.1253385
6829 | 1300 E HUMBLE ST SP A, HOBBS NM |  | No | No | Unknown - Unlikely Lead | Don't Know |  |  |  | No | Other |  | Will Inspect meter box at a later date | Unknown - Unlikely Lead |  |  |  | No | Other |  | Will Inspect meter box at a later date | Unknown | Don't Know | Don't Know |  | Building | Unknown | Unknown | No |  |  | Unknown |  | 32.6937106 | -103.1211074
6548 | 3013 N HOUSTON ST, HOBBS NM |  | No | No | Unknown - Unlikely Lead | Don't Know |  |  |  | No | Other |  | Will Inspect meter box at a later date | Unknown - Unlikely Lead |  |  |  | No | Other |  | Will Inspect meter box at a later date | Unknown | Don't Know | Don't Know |  | Building | Unknown | Unknown | No |  |  | Unknown |  | 32.7336201 | -103.1321907
6448 | 1700 E HIGHLAND DR, HOBBS NM |  | No | No | Unknown - Unlikely Lead | Don't Know |  |  |  | No | Other |  | Will Inspect meter box at a later date | Unknown - Unlikely Lead |  |  |  | No | Other |  | Will Inspect meter box at a later date | Unknown | Don't Know | Don't Know |  | Building | Unknown | Unknown | No |  |  | Unknown |  | 32.7294829 | -103.1169071
7967 | 927 E LINCOLN RD, HOBBS NM |  | No | No | Unknown - Unlikely Lead | Don't Know |  |  |  | No | Other |  | Will Inspect meter box at a later date | Unknown - Unlikely Lead |  |  |  | No | Other |  | Will Inspect meter box at a later date | Unknown | Don't Know | Don't Know |  | Building | Unknown | Unknown | No |  |  | Unknown |  | 32.7195269 | -103.1247954
7740 | 507 W LEA ST, HOBBS NM |  | No | No | Unknown - Unlikely Lead | Don't Know |  |  |  | No | Other |  | Will Inspect meter box at a later date | Unknown - Unlikely Lead |  |  |  | No | Other |  | Will Inspect meter box at a later date | Unknown | Don't Know | Don't Know |  | Building | Unknown | Unknown | No |  |  | Unknown |  | 32.7089834 | -103.1417238
6293 | 2319 N GRIMES ST, HOBBS NM |  | No | No | Unknown - Unlikely Lead | Don't Know |  |  |  | No | Other |  | Will Inspect meter box at a later date | Unknown - Unlikely Lead |  |  |  | No | Other |  | Will Inspect meter box at a later date | Unknown | Don't Know | Don't Know |  | Building | Unknown | Unknown | No |  |  | Unknown |  | 32.7252942 | -103.1449143
530 | 400 E ARRIBA DR, HOBBS NM |  | No | No | Unknown - Unlikely Lead | Don't Know |  |  |  | No | Other |  | Will Inspect meter box at a later date | Unknown - Unlikely Lead |  |  |  | No | Other |  | Will Inspect meter box at a later date | Unknown | Don't Know | Don't Know |  | Building | Unknown | Unknown | No |  |  | Unknown
8701 | 1000 N MARLAND BLVD #11, HOBBS NM |  | No | No | Non-Lead - Plastic | Don't Know | 2003 | 3/4 | Field inspection only with no records | Yes | Visual inspection at the meter pit | 08/26/2024 00:00:00 |  | Non-Lead - Plastic | 2003 | 3/4 | Field inspection only with no records | Yes | Visual inspection at the meter pit | 08/26/2024 00:00:00 |  | Non-Lead | No | Don't Know |  | Single Family Residence |  | No | No |  |  | Non-Lead
6237 | 4125 N GRIMES ST, HOBBS NM |  | No | No | Unknown - Unlikely Lead | Don't Know |  |  |  | No | Other |  | Will Inspect meter box at a later date | Unknown - Unlikely Lead |  |  |  | No | Other |  | Will Inspect meter box at a later date | Unknown | Don't Know | Don't Know |  | Building | Unknown | Unknown | No |  |  | Unknown |  | 32.7456046 | -103.1452334
7741 | 300 W LEA ST, HOBBS NM |  | No | No | Unknown - Unlikely Lead | Don't Know |  |  |  | No | Other |  | Will Inspect meter box at a later date | Unknown - Unlikely Lead |  |  |  | No | Other |  | Will Inspect meter box at a later date | Unknown | Don't Know | Don't Know |  | Building | Unknown | Unknown | No |  |  | Unknown |  | 32.709355 | -103.1389893
5365 | 2119 N FRENCH DR, HOBBS NM |  | No | No | Unknown - Unlikely Lead | Don't Know |  |  |  | No | Other |  | Will Inspect meter box at a later date | Unknown - Unlikely Lead |  |  |  | No | Other |  | Will Inspect meter box at a later date | Unknown | Don't Know | Don't Know |  | Building | Unknown | Unknown | No |  |  | Unknown
8948 | 300 W MIDWEST ST, HOBBS NM |  | No | No | Unknown - Unlikely Lead | Don't Know |  |  |  | No | Other |  | Will Inspect meter box at a later date | Unknown - Unlikely Lead |  |  |  | No | Other |  | Will Inspect meter box at a later date | Unknown | Don't Know | Don't Know |  | Building | Unknown | Unknown | No |  |  | Unknown |  | 32.6915827 | -103.1389724
8785 | 2920 N MORRIS DR, HOBBS NM |  | No | No | Unknown - Unlikely Lead | Don't Know |  |  |  | No | Other |  | Will Inspect meter box at a later date | Unknown - Unlikely Lead |  |  |  | No | Other |  | Will Inspect meter box at a later date | Unknown | Don't Know | Don't Know |  | Building | Unknown | Unknown | No |  |  | Unknown |  | 32.7327304 | -103.1291832
8736 | 615 N MARLAND BLVD, HOBBS NM |  | No | No | Unknown - Unlikely Lead | Don't Know |  |  |  | No | Other |  | Will Inspect meter box at a later date | Unknown - Unlikely Lead |  |  |  | No | Other |  | Will Inspect meter box at a later date | Unknown | Don't Know | Don't Know |  | Building | Unknown | Unknown | No |  |  | Unknown |  | 32.7055981 | -103.117568
6444 | 2121 E HIGHLAND DR, HOBBS NM |  | No | No | Non-Lead - Copper | No | 2007 | 3/4 | Field inspection only with no records | Yes | Visual inspection at the meter pit | 05/26/2024 00:00:00 |  | Non-Lead - Copper | 2007 | 3/4 | Installation date after lead ban | Yes | Visual inspection at the meter pit | 05/26/2024 00:00:00 |  | Non-Lead | No | No |  | Single Family Residence |  | No | No |  |  | Non-Lead |  | 32.729208 | -103.1109162
6467 | 934 E HIGHLAND DR, HOBBS NM |  | No | No | Unknown - Unlikely Lead | Don't Know |  |  |  | No | Other |  | Will Inspect meter box at a later date | Unknown - Unlikely Lead |  |  |  | No | Other |  | Will Inspect meter box at a later date | Unknown | Don't Know | Don't Know |  | Building | Unknown | Unknown | No |  |  | Unknown |  | 32.7296648 | -103.1246291
8225 | 1212 W LAUGHLIN DR, HOBBS NM |  | No | No | Unknown - Unlikely Lead | Don't Know |  |  |  | No | Other |  | Will Inspect meter box at a later date | Unknown - Unlikely Lead |  |  |  | No | Other |  | Will Inspect meter box at a later date | Unknown | Don't Know | Don't Know |  | Building | Unknown | Unknown | No |  |  | Unknown |  | 32.7128662 | -103.1507083
8126 | 707-A N LEECH ST, HOBBS NM |  | No | No | Unknown - Unlikely Lead | Don't Know |  |  |  | No | Other |  | Will Inspect meter box at a later date | Unknown - Unlikely Lead |  |  |  | No | Other |  | Will Inspect meter box at a later date | Unknown | Don't Know | Don't Know |  | Building | Unknown | Unknown | No |  |  | Unknown
7518 | 509-B W KIOWA AVE, HOBBS NM |  | No | No | Unknown - Unlikely Lead | Don't Know |  |  |  | No | Other |  | Will Inspect meter box at a later date | Unknown - Unlikely Lead |  |  |  | No | Other |  | Will Inspect meter box at a later date | Unknown | Don't Know | Don't Know |  | Building | Unknown | Unknown | No |  |  | Unknown
6376 | 4721 W GREY GHOST RD, HOBBS NM |  | No | No | Non-Lead - Plastic | No | 2017 | 3/4 | Field inspection only with no records | Yes | Visual inspection at the meter pit | 05/26/2024 00:00:00 |  | Non-Lead - Plastic | 2017 | 3/4 | Installation date after lead ban | Yes | Visual inspection at the meter pit | 05/26/2024 00:00:00 |  | Non-Lead | No | No |  | Single Family Residence |  | No | No |  |  | Non-Lead |  | 32.749562 | -103.19723
86 | 28 ACOMA CT, HOBBS NM |  | No | No | Unknown - Unlikely Lead | Don't Know |  |  |  | No | Other |  | Will Inspect meter box at a later date | Unknown - Unlikely Lead |  |  |  | No | Other |  | Will Inspect meter box at a later date | Unknown | Don't Know | Don't Know |  | Building | Unknown | Unknown | No |  |  | Unknown |  | 32.7357107 | -103.1385696
8445 | 407 W MESQUITE DR, HOBBS NM |  | No | No | Unknown - Unlikely Lead | Don't Know |  |  |  | No | Other |  | Will Inspect meter box at a later date | Unknown - Unlikely Lead |  |  |  | No | Other |  | Will Inspect meter box at a later date | Unknown | Don't Know | Don't Know |  | Building | Unknown | Unknown | No |  |  | Unknown |  | 32.6889877 | -103.1407162
8130 | 710 S LEECH ST, HOBBS NM |  | No | No | Unknown - Unlikely Lead | Don't Know |  |  |  | No | Other |  | Will Inspect meter box at a later date | Unknown - Unlikely Lead |  |  |  | No | Other |  | Will Inspect meter box at a later date | Unknown | Don't Know | Don't Know |  | Building | Unknown | Unknown | No |  |  | Unknown |  | 32.693851 | -103.14236
7207 | 618 E JEMEZ RD, HOBBS NM |  | No | No | Unknown - Unlikely Lead | Don't Know |  |  |  | No | Other |  | Will Inspect meter box at a later date | Unknown - Unlikely Lead |  |  |  | No | Other |  | Will Inspect meter box at a later date | Unknown | Don't Know | Don't Know |  | Building | Unknown | Unknown | No |  |  | Unknown |  | 35.867142 | -106.272952
9144 | 800 N MCKINLEY ST, HOBBS NM |  | No | No | Unknown - Unlikely Lead | Don't Know |  |  |  | No | Other |  | Will Inspect meter box at a later date | Unknown - Unlikely Lead |  |  |  | No | Other |  | Will Inspect meter box at a later date | Unknown | Don't Know | Don't Know |  | Building | Unknown | Unknown | No |  |  | Unknown |  | 32.7083822 | -103.1322633
4997 | 107 N EASTERN ST, HOBBS NM |  | No | No | Unknown - Unlikely Lead | Don't Know |  |  |  | No | Other |  | Will Inspect meter box at a later date | Unknown - Unlikely Lead |  |  |  | No | Other |  | Will Inspect meter box at a later date | Unknown | Don't Know | Don't Know |  | Building | Unknown | Unknown | No |  |  | Unknown
8805 | 1218 S MORRIS ST, HOBBS NM |  | No | No | Unknown - Unlikely Lead | Don't Know |  |  |  | No | Other |  | Will Inspect meter box at a later date | Unknown - Unlikely Lead |  |  |  | No | Other |  | Will Inspect meter box at a later date | Unknown | Don't Know | Don't Know |  | Building | Unknown | Unknown | No |  |  | Unknown |  | 32.6869325 | -103.1290114
6389 | 5017 W GREY GHOST RD, HOBBS NM |  | No | No | Non-Lead - Plastic | No | 2017 | 3/4 | Field inspection only with no records | Yes | Visual inspection at the meter pit | 05/26/2024 00:00:00 |  | Non-Lead - Plastic | 2017 | 3/4 | Installation date after lead ban | Yes | Visual inspection at the meter pit | 05/26/2024 00:00:00 |  | Non-Lead | No | No |  | Single Family Residence |  | No | No |  |  | Non-Lead |  | 32.749568 | -103.200611
8018 | 905 N LINAM ST, HOBBS NM |  | No | No | Unknown - Unlikely Lead | Don't Know |  |  |  | No | Other |  | Will Inspect meter box at a later date | Unknown - Unlikely Lead |  |  |  | No | Other |  | Will Inspect meter box at a later date | Unknown | Don't Know | Don't Know |  | Building | Unknown | Unknown | No |  |  | Unknown |  | 32.709562 | -103.139028
8210 | 1004 W LAUGHLIN DR, HOBBS NM |  | No | No | Unknown - Unlikely Lead | Don't Know |  |  |  | No | Other |  | Will Inspect meter box at a later date | Unknown - Unlikely Lead |  |  |  | No | Other |  | Will Inspect meter box at a later date | Unknown | Don't Know | Don't Know |  | Building | Unknown | Unknown | No |  |  | Unknown |  | 32.7127963 | -103.1478865
8756 | 409 N MORRIS ST, HOBBS NM |  | No | No | Unknown - Unlikely Lead | Don't Know |  |  |  | No | Other |  | Will Inspect meter box at a later date | Unknown - Unlikely Lead |  |  |  | No | Other |  | Will Inspect meter box at a later date | Unknown | Don't Know | Don't Know |  | Building | Unknown | Unknown | No |  |  | Unknown |  | 32.704644 | -103.129089
8775 | 2813 N MORRIS DR, HOBBS NM |  | No | No | Unknown - Unlikely Lead | Don't Know |  |  |  | No | Other |  | Will Inspect meter box at a later date | Unknown - Unlikely Lead |  |  |  | No | Other |  | Will Inspect meter box at a later date | Unknown | Don't Know | Don't Know |  | Building | Unknown | Unknown | No |  |  | Unknown |  | 32.7317739 | -103.1296901
5961 | 1304 N GULF ST, HOBBS NM |  | No | No | Unknown - Unlikely Lead | Don't Know |  |  |  | No | Other |  | Will Inspect meter box at a later date | Unknown - Unlikely Lead |  |  |  | No | Other |  | Will Inspect meter box at a later date | Unknown | Don't Know | Don't Know |  | Building | Unknown | Unknown | No |  |  | Unknown
56 | 712 S 8TH ST, HOBBS NM |  | No | No | Unknown - Unlikely Lead | Don't Know |  |  |  | No | Other |  | Will Inspect meter box at a later date | Unknown - Unlikely Lead |  |  |  | No | Other |  | Will Inspect meter box at a later date | Unknown | Don't Know | Don't Know |  | Building | Unknown | Unknown | No |  |  | Unknown
5476 | 1644 N GRAYSON ST, HOBBS NM |  | No | No | Unknown - Unlikely Lead | Don't Know |  |  |  | No | Other |  | Will Inspect meter box at a later date | Unknown - Unlikely Lead |  |  |  | No | Other |  | Will Inspect meter box at a later date | Unknown | Don't Know | Don't Know |  | Building | Unknown | Unknown | No |  |  | Unknown
4857 | 1127 DESERT SAGE, HOBBS NM |  | No | No | Non-Lead - Plastic | No | 2005 | 3/4 | Field inspection only with no records | Yes | Visual inspection at the meter pit | 04/17/2024 00:00:00 |  | Non-Lead - Copper | 2005 | 3/4 | Field inspection only with no records | Yes | Visual inspection at the meter pit | 04/17/2024 00:00:00 |  | Non-Lead | No | No | Not Applicable | Single Family Residence | Unknown | No | No |  |  | Non-Lead
9820 | 3107 N NORTHWEST DR, HOBBS NM |  | No | No | Unknown - Unlikely Lead | Don't Know |  |  |  | No | Other |  | Will Inspect meter box at a later date | Unknown - Unlikely Lead |  |  |  | No | Other |  | Will Inspect meter box at a later date | Unknown | Don't Know | Don't Know |  | Building | Unknown | Unknown | No |  |  | Unknown |  | 32.7338353 | -103.1526522
7739 | 315 W LEA ST, HOBBS NM |  | No | No | Non-Lead - Plastic | Don't Know |  | 1 | Field inspection only with no records | Yes | Visual inspection at the meter pit | 07/23/2024 00:00:00 |  | Galvanized | 1965 | 3/4 | Field inspection only with no records | Yes | Visual inspection at the meter pit | 07/23/2024 00:00:00 |  | Non-Lead | No | Don't Know |  | Single Family Residence |  | No | No |  |  | Non-Lead |  | 32.7089632 | -103.1397655
8782 | 2900 N MORRIS DR, HOBBS NM |  | No | No | Unknown - Unlikely Lead | Don't Know |  |  |  | No | Other |  | Will Inspect meter box at a later date | Unknown - Unlikely Lead |  |  |  | No | Other |  | Will Inspect meter box at a later date | Unknown | Don't Know | Don't Know |  | Building | Unknown | Unknown | No |  |  | Unknown |  | 32.7320358 | -103.129168
8900 | 1410 E MIDWEST ST, HOBBS NM |  | No | No | Unknown - Unlikely Lead | Don't Know |  |  |  | No | Other |  | Will Inspect meter box at a later date | Unknown - Unlikely Lead |  |  |  | No | Other |  | Will Inspect meter box at a later date | Unknown | Don't Know | Don't Know |  | Building | Unknown | Unknown | No |  |  | Unknown |  | 32.6914992 | -103.1197334
5772 | 1840 N GILA DR, HOBBS NM |  | No | No | Unknown - Unlikely Lead | Don't Know |  |  |  | No | Other |  | Will Inspect meter box at a later date | Unknown - Unlikely Lead |  |  |  | No | Other |  | Will Inspect meter box at a later date | Unknown | Don't Know | Don't Know |  | Building | Unknown | Unknown | No |  |  | Unknown
9913 | 300 E NAVAJO RD, HOBBS NM |  | No | No | Unknown - Unlikely Lead | Don't Know |  |  |  | No | Other |  | Will Inspect meter box at a later date | Unknown - Unlikely Lead |  |  |  | No | Other |  | Will Inspect meter box at a later date | Unknown | Don't Know | Don't Know |  | Building | Unknown | Unknown | No |  |  | Unknown |  | 32.7404627 | -103.1332269
9641 | 2330 N MULBERRY LN, HOBBS NM |  | No | No | Non-Lead - Plastic | No | 2020 | 1 | Field inspection only with no records | Yes | Visual inspection at the meter pit | 06/03/2024 00:00:00 |  | Non-Lead - Plastic | 2020 | 1 | Field inspection only with no records | Yes | Visual inspection at the meter pit | 06/03/2024 00:00:00 |  | Non-Lead | No | No |  | Single Family Residence |  | No | No |  |  | Non-Lead |  | 32.7270539 | -103.1106851
9804 | 3228 N NORTHWEST DR, HOBBS NM |  | No | No | Unknown - Unlikely Lead | Don't Know |  |  |  | No | Other |  | Will Inspect meter box at a later date | Unknown - Unlikely Lead |  |  |  | No | Other |  | Will Inspect meter box at a later date | Unknown | Don't Know | Don't Know |  | Building | Unknown | Unknown | No |  |  | Unknown |  | 32.7360744 | -103.1542689
9206 | 1217 E MAIN ST, HOBBS NM |  | No | No | Unknown - Unlikely Lead | Don't Know |  |  |  | No | Other |  | Will Inspect meter box at a later date | Unknown - Unlikely Lead |  |  |  | No | Other |  | Will Inspect meter box at a later date | Unknown | Don't Know | Don't Know |  | Building | Unknown | Unknown | No |  |  | Unknown |  | 32.6921676 | -103.1218394
9122 | 2918 N MCKINLEY ST, HOBBS NM |  | No | No | Unknown - Unlikely Lead | Don't Know |  |  |  | No | Other |  | Will Inspect meter box at a later date | Unknown - Unlikely Lead |  |  |  | No | Other |  | Will Inspect meter box at a later date | Unknown | Don't Know | Don't Know |  | Building | Unknown | Unknown | No |  |  | Unknown |  | 32.7326675 | -103.1337887
794 | 616 W BERRY DR, HOBBS NM |  | No | No | Unknown - Unlikely Lead | Don't Know |  |  |  | No | Other |  | Will Inspect meter box at a later date | Unknown - Unlikely Lead |  |  |  | No | Other |  | Will Inspect meter box at a later date | Unknown | Don't Know | Don't Know |  | Building | Unknown | Unknown | No |  |  | Unknown |  | 32.7141929 | -103.1435123
7887 | 718 E LLANO DR, HOBBS NM |  | No | No | Unknown - Unlikely Lead | Don't Know |  |  |  | No | Other |  | Will Inspect meter box at a later date | Unknown - Unlikely Lead |  |  |  | No | Other |  | Will Inspect meter box at a later date | Unknown | Don't Know | Don't Know |  | Building | Unknown | Unknown | No |  |  | Unknown |  | 32.714783 | -103.12808
6652 | 5016 W HARDTACK RD, HOBBS NM |  | No | No | Non-Lead - Plastic | No | 2015 | 3/4 | Field inspection only with no records | Yes | Visual inspection at the meter pit | 05/26/2024 00:00:00 |  | Non-Lead - Plastic | 2015 | 3/4 | Installation date after lead ban | Yes | Visual inspection at the meter pit | 05/26/2024 00:00:00 |  | Non-Lead | No | No |  | Single Family Residence |  | No | No |  |  | Non-Lead |  | 32.752107 | -103.200523
7431 | 920 JICARILLA ST, HOBBS NM |  | No | No | Unknown - Unlikely Lead | Don't Know |  |  |  | No | Other |  | Will Inspect meter box at a later date | Unknown - Unlikely Lead |  |  |  | No | Other |  | Will Inspect meter box at a later date | Unknown | Don't Know | Don't Know |  | Building | Unknown | Unknown | No |  |  | Unknown |  | 32.7453654 | -103.1469278
5942 | 1216 N GULF ST, HOBBS NM |  | No | No | Unknown - Unlikely Lead | Don't Know |  |  |  | No | Other |  | Will Inspect meter box at a later date | Unknown - Unlikely Lead |  |  |  | No | Other |  | Will Inspect meter box at a later date | Unknown | Don't Know | Don't Know |  | Building | Unknown | Unknown | No |  |  | Unknown
6716 | 400 S HALLAM ST, HOBBS NM |  | No | No | Unknown - Unlikely Lead | Don't Know |  |  |  | No | Other |  | Will Inspect meter box at a later date | Unknown - Unlikely Lead |  |  |  | No | Other |  | Will Inspect meter box at a later date | Unknown | Don't Know | Don't Know |  | Building | Unknown | Unknown | No |  |  | Unknown |  | 32.697768 | -103.1117139
5068 | 919 E EAGLE DR, HOBBS NM |  | No | No | Unknown - Unlikely Lead | Don't Know |  |  |  | No | Other |  | Will Inspect meter box at a later date | Unknown - Unlikely Lead |  |  |  | No | Other |  | Will Inspect meter box at a later date | Unknown | Don't Know | Don't Know |  | Building | Unknown | Unknown | No |  |  | Unknown
738 | 2020 N ADOBE DR, HOBBS NM |  | No | No | Unknown - Unlikely Lead | Don't Know |  |  |  | No | Other |  | Will Inspect meter box at a later date | Unknown - Unlikely Lead |  |  |  | No | Other |  | Will Inspect meter box at a later date | Unknown | Don't Know | Don't Know |  | Building | Unknown | Unknown | No |  |  | Unknown |  | 32.7225332 | -103.1390959
6524 | 2613 N HOUSTON ST, HOBBS NM |  | No | No | Unknown - Unlikely Lead | Don't Know |  |  |  | No | Other |  | Will Inspect meter box at a later date | Unknown - Unlikely Lead |  |  |  | No | Other |  | Will Inspect meter box at a later date | Unknown | Don't Know | Don't Know |  | Building | Unknown | Unknown | No |  |  | Unknown |  | 32.7290827 | -103.1329719
7323 | 2021 N JEFFERSON ST, HOBBS NM |  | No | No | Unknown - Unlikely Lead | Don't Know |  |  |  | No | Other |  | Will Inspect meter box at a later date | Unknown - Unlikely Lead |  |  |  | No | Other |  | Will Inspect meter box at a later date | Unknown | Don't Know | Don't Know |  | Building | Unknown | Unknown | No |  |  | Unknown |  | 32.723299 | -103.123927
9003 | 611 S MCKINLEY ST, HOBBS NM |  | No | No | Unknown - Unlikely Lead | Don't Know |  |  |  | No | Other |  | Will Inspect meter box at a later date | Unknown - Unlikely Lead |  |  |  | No | Other |  | Will Inspect meter box at a later date | Unknown | Don't Know | Don't Know |  | Building | Unknown | Unknown | No |  |  | Unknown |  | 32.6950762 | -103.1327883
5443 | 1727 N GRAYSON ST, HOBBS NM |  | No | No | Unknown - Unlikely Lead | Don't Know |  |  |  | No | Other |  | Will Inspect meter box at a later date | Unknown - Unlikely Lead |  |  |  | No | Other |  | Will Inspect meter box at a later date | Unknown | Don't Know | Don't Know |  | Building | Unknown | Unknown | No |  |  | Unknown
8652 | 209 E MARLAND ST, HOBBS NM |  | No | No | Unknown - Unlikely Lead | Don't Know |  |  |  | No | Other |  | Will Inspect meter box at a later date | Unknown - Unlikely Lead |  |  |  | No | Other |  | Will Inspect meter box at a later date | Unknown | Don't Know | Don't Know |  | Building | Unknown | Unknown | No |  |  | Unknown |  | 32.6963368 | -103.1343775
5364 | 2328 N FRENCH DR, HOBBS NM |  | No | No | Unknown - Unlikely Lead | Don't Know |  |  |  | No | Other |  | Will Inspect meter box at a later date | Unknown - Unlikely Lead |  |  |  | No | Other |  | Will Inspect meter box at a later date | Unknown | Don't Know | Don't Know |  | Building | Unknown | Unknown | No |  |  | Unknown
5276 | 2809 N FLAMINGO DR, HOBBS NM |  | No | No | Unknown - Unlikely Lead | Don't Know |  |  |  | No | Other |  | Will Inspect meter box at a later date | Unknown - Unlikely Lead |  |  |  | No | Other |  | Will Inspect meter box at a later date | Unknown | Don't Know | Don't Know |  | Building | Unknown | Unknown | No |  |  | Unknown
7216 | 601 E JEMEZ RD, HOBBS NM |  | No | No | Unknown - Unlikely Lead | Don't Know |  |  |  | No | Other |  | Will Inspect meter box at a later date | Unknown - Unlikely Lead |  |  |  | No | Other |  | Will Inspect meter box at a later date | Unknown | Don't Know | Don't Know |  | Building | Unknown | Unknown | No |  |  | Unknown |  | 35.867142 | -106.272952
7684 | 505 E LEA ST, HOBBS NM |  | No | No | Unknown - Unlikely Lead | Don't Know |  |  |  | No | Other |  | Will Inspect meter box at a later date | Unknown - Unlikely Lead |  |  |  | No | Other |  | Will Inspect meter box at a later date | Unknown | Don't Know | Don't Know |  | Building | Unknown | Unknown | No |  |  | Unknown |  | 32.7089623 | -103.1310034
6381 | 4830 W GREY GHOST RD, HOBBS NM |  | No | No | Non-Lead - Plastic | No | 2017 | 3/4 | Field inspection only with no records | Yes | Visual inspection at the meter pit | 05/26/2024 00:00:00 |  | Non-Lead - Plastic | 2017 | 3/4 | Installation date after lead ban | Yes | Visual inspection at the meter pit | 05/26/2024 00:00:00 |  | Non-Lead | No | No |  | Single Family Residence |  | No | No |  |  | Non-Lead |  | 32.750011 | -103.198757
5289 | 4021 FIESTA DR, HOBBS NM |  | No | No | Unknown - Unlikely Lead | Don't Know |  |  |  | No | Other |  | Will Inspect meter box at a later date | Unknown - Unlikely Lead |  |  |  | No | Other |  | Will Inspect meter box at a later date | Unknown | Don't Know | Don't Know |  | Building | Unknown | Unknown | No |  |  | Unknown
8633 | 2115 E MARLAND, HOBBS NM |  | No | No | Unknown - Unlikely Lead | Don't Know |  |  |  | No | Other |  | Will Inspect meter box at a later date | Unknown - Unlikely Lead |  |  |  | No | Other |  | Will Inspect meter box at a later date | Unknown | Don't Know | Don't Know |  | Building | Unknown | Unknown | No |  |  | Unknown |  | 32.6963561 | -103.1110477
4862 | 1111 DESERT SAGE, HOBBS NM |  | No | No | Non-Lead - Plastic | No | 2005 | 3/4 | Field inspection only with no records | Yes | Visual inspection at the meter pit | 04/17/2024 00:00:00 |  | Non-Lead - Copper | 2005 | 3/4 | Field inspection only with no records | Yes | Visual inspection at the meter pit | 04/17/2024 00:00:00 |  | Non-Lead | No | No | Not Applicable | Single Family Residence | Unknown | No | No |  |  | Non-Lead
7245 | 630 E JEMEZ RD, HOBBS NM |  | No | No | Unknown - Unlikely Lead | Don't Know |  |  |  | No | Other |  | Will Inspect meter box at a later date | Unknown - Unlikely Lead |  |  |  | No | Other |  | Will Inspect meter box at a later date | Unknown | Don't Know | Don't Know |  | Building | Unknown | Unknown | No |  |  | Unknown |  | 35.867142 | -106.272952
7012 | 1001 W HOLLIS DR, HOBBS NM |  | No | No | Unknown - Unlikely Lead | Don't Know |  |  |  | No | Other |  | Will Inspect meter box at a later date | Unknown - Unlikely Lead |  |  |  | No | Other |  | Will Inspect meter box at a later date | Unknown | Don't Know | Don't Know |  | Building | Unknown | Unknown | No |  |  | Unknown |  | 32.7146447 | -103.1477106
9123 | 2915 N MCKINLEY ST, HOBBS NM |  | No | No | Unknown - Unlikely Lead | Don't Know |  |  |  | No | Other |  | Will Inspect meter box at a later date | Unknown - Unlikely Lead |  |  |  | No | Other |  | Will Inspect meter box at a later date | Unknown | Don't Know | Don't Know |  | Building | Unknown | Unknown | No |  |  | Unknown |  | 32.7325444 | -103.1343991
962 | 109 W BAJA DR, HOBBS NM |  | No | No | Unknown - Unlikely Lead | Don't Know |  |  |  | No | Other |  | Will Inspect meter box at a later date | Unknown - Unlikely Lead |  |  |  | No | Other |  | Will Inspect meter box at a later date | Unknown | Don't Know | Don't Know |  | Building | Unknown | Unknown | No |  |  | Unknown |  | 32.718873 | -103.1361487
6289 | 1013 N GRIMES ST, HOBBS NM |  | No | No | Unknown - Unlikely Lead | Don't Know |  |  |  | No | Other |  | Will Inspect meter box at a later date | Unknown - Unlikely Lead |  |  |  | No | Other |  | Will Inspect meter box at a later date | Unknown | Don't Know | Don't Know |  | Building | Unknown | Unknown | No |  |  | Unknown |  | 32.710754 | -103.1448991
8047 | 1210 S LINAM ST, HOBBS NM |  | No | No | Unknown - Unlikely Lead | Don't Know |  |  |  | No | Other |  | Will Inspect meter box at a later date | Unknown - Unlikely Lead |  |  |  | No | Other |  | Will Inspect meter box at a later date | Unknown | Don't Know | Don't Know |  | Building | Unknown | Unknown | No |  |  | Unknown |  | 32.6881137 | -103.1384018
6259 | 3830 N GRIMES ST, HOBBS NM |  | No | No | Unknown - Unlikely Lead | Don't Know |  |  |  | No | Other |  | Will Inspect meter box at a later date | Unknown - Unlikely Lead |  |  |  | No | Other |  | Will Inspect meter box at a later date | Unknown | Don't Know | Don't Know |  | Building | Unknown | Unknown | No |  |  | Unknown |  | 32.7423366 | -103.1440178
690 | 302 E ASPEN ST, HOBBS NM |  | No | No | Unknown - Unlikely Lead | Don't Know |  |  |  | No | Other |  | Will Inspect meter box at a later date | Unknown - Unlikely Lead |  |  |  | No | Other |  | Will Inspect meter box at a later date | Unknown | Don't Know | Don't Know |  | Building | Unknown | Unknown | No |  |  | Unknown |  | 32.735776 | -103.1338972
7661 | 2001 N KINGSLEY DR, HOBBS NM |  | No | No | Unknown - Unlikely Lead | Don't Know |  |  |  | No | Other |  | Will Inspect meter box at a later date | Unknown - Unlikely Lead |  |  |  | No | Other |  | Will Inspect meter box at a later date | Unknown | Don't Know | Don't Know |  | Building | Unknown | Unknown | No |  |  | Unknown |  | 32.7223152 | -103.1422
6100 | 2549 N GREEN VALLEY TRAIL, HOBBS NM |  | No | No | Non-Lead - Copper | No | 2007 | 3/4 | Field inspection only with no records | Yes | Visual inspection at the meter pit | 05/26/2024 00:00:00 |  | Non-Lead - Copper | 2007 | 3/4 | Installation date after lead ban | Yes | Visual inspection at the meter pit | 05/26/2024 00:00:00 |  | Non-Lead | No | No |  | Single Family Residence |  | No | No |  |  | Non-Lead |  | 32.7292773 | -103.113458
5034 | 921 S ELM ST, HOBBS NM |  | No | No | Unknown - Unlikely Lead | Don't Know |  |  |  | No | Other |  | Will Inspect meter box at a later date | Unknown - Unlikely Lead |  |  |  | No | Other |  | Will Inspect meter box at a later date | Unknown | Don't Know | Don't Know |  | Building | Unknown | Unknown | No |  |  | Unknown
7280 | 2701 N JEFFERSON ST, HOBBS NM |  | No | No | Unknown - Unlikely Lead | Don't Know |  |  |  | No | Other |  | Will Inspect meter box at a later date | Unknown - Unlikely Lead |  |  |  | No | Other |  | Will Inspect meter box at a later date | Unknown | Don't Know | Don't Know |  | Building | Unknown | Unknown | No |  |  | Unknown |  | 32.7304631 | -103.1234975
4966 | 1626 EL CENTRO, HOBBS NM |  | No | No | Non-Lead - Plastic | No | 2015 | 1 | Field inspection only with no records | Yes | Visual inspection at the meter pit | 06/03/2024 00:00:00 |  | Non-Lead - Plastic | 2015 | 1 | Field inspection only with no records | Yes | Visual inspection at the meter pit | 06/03/2024 00:00:00 |  | Non-Lead | No | No |  | Single Family Residence |  | No | No |  |  | Non-Lead
8492 | 2705 W MARLAND ST, HOBBS NM |  | No | No | Unknown - Unlikely Lead | Don't Know |  |  |  | No | Other |  | Will Inspect meter box at a later date | Unknown - Unlikely Lead |  |  |  | No | Other |  | Will Inspect meter box at a later date | Unknown | Don't Know | Don't Know |  | Building | Unknown | Unknown | No |  |  | Unknown |  | 32.6962311 | -103.1705113
8888 | 109 E MIDWEST ST, HOBBS NM |  | No | No | Unknown - Unlikely Lead | Don't Know |  |  |  | No | Other |  | Will Inspect meter box at a later date | Unknown - Unlikely Lead |  |  |  | No | Other |  | Will Inspect meter box at a later date | Unknown | Don't Know | Don't Know |  | Building | Unknown | Unknown | No |  |  | Unknown |  | 32.6910921 | -103.1357085
8655 | 501 E MARLAND ST, HOBBS NM |  | No | No | Unknown - Unlikely Lead | Don't Know |  |  |  | No | Other |  | Will Inspect meter box at a later date | Unknown - Unlikely Lead |  |  |  | No | Other |  | Will Inspect meter box at a later date | Unknown | Don't Know | Don't Know |  | Building | Unknown | Unknown | No |  |  | Unknown |  | 32.6962947 | -103.1308332
4926 | 1601 E DUNN ST, HOBBS NM |  | No | No | Unknown - Unlikely Lead | Don't Know |  |  |  | No | Other |  | Will Inspect meter box at a later date | Unknown - Unlikely Lead |  |  |  | No | Other |  | Will Inspect meter box at a later date | Unknown | Don't Know | Don't Know |  | Building | Unknown | Unknown | No |  |  | Unknown
7417 | 1009 E JACKSON RD, HOBBS NM |  | No | No | Unknown - Unlikely Lead | Don't Know |  |  |  | No | Other |  | Will Inspect meter box at a later date | Unknown - Unlikely Lead |  |  |  | No | Other |  | Will Inspect meter box at a later date | Unknown | Don't Know | Don't Know |  | Building | Unknown | Unknown | No |  |  | Unknown |  | 32.7204392 | -103.1245076
8343 | 4220 N LOVINGTON HWY, HOBBS NM |  | No | No | Unknown - Unlikely Lead | Don't Know |  |  |  | No | Other |  | Will Inspect meter box at a later date | Unknown - Unlikely Lead |  |  |  | No | Other |  | Will Inspect meter box at a later date | Unknown | Don't Know | Don't Know |  | Building | Unknown | Unknown | No |  |  | Unknown |  | 32.7471832 | -103.1670233
6526 | 510 N HOUSTON ST, HOBBS NM |  | No | No | Unknown - Unlikely Lead | Don't Know |  |  |  | No | Other |  | Will Inspect meter box at a later date | Unknown - Unlikely Lead |  |  |  | No | Other |  | Will Inspect meter box at a later date | Unknown | Don't Know | Don't Know |  | Building | Unknown | Unknown | No |  |  | Unknown |  | 32.7056727 | -103.1309945
600 | 1622 E ALAMEDA ST, HOBBS NM |  | No | No | Unknown - Unlikely Lead | Don't Know |  |  |  | No | Other |  | Will Inspect meter box at a later date | Unknown - Unlikely Lead |  |  |  | No | Other |  | Will Inspect meter box at a later date | Unknown | Don't Know | Don't Know |  | Building | Unknown | Unknown | No |  |  | Unknown |  | 32.7027184 | -103.1163532
9416 | 306 W MESA DR, HOBBS NM |  | No | No | Unknown - Unlikely Lead | Don't Know |  |  |  | No | Other |  | Will Inspect meter box at a later date | Unknown - Unlikely Lead |  |  |  | No | Other |  | Will Inspect meter box at a later date | Unknown | Don't Know | Don't Know |  | Building | Unknown | Unknown | No |  |  | Unknown |  | 32.7169677 | -103.1384529
7796 | 223 W LLANO DR, HOBBS NM |  | No | No | Unknown - Unlikely Lead | Don't Know |  |  |  | No | Other |  | Will Inspect meter box at a later date | Unknown - Unlikely Lead |  |  |  | No | Other |  | Will Inspect meter box at a later date | Unknown | Don't Know | Don't Know |  | Building | Unknown | Unknown | No |  |  | Unknown |  | 32.7159509 | -103.1372671
5584 | 906 E GREEN ACRES DR, HOBBS NM |  | No | No | Unknown - Unlikely Lead | Don't Know |  |  |  | No | Other |  | Will Inspect meter box at a later date | Unknown - Unlikely Lead |  |  |  | No | Other |  | Will Inspect meter box at a later date | Unknown | Don't Know | Don't Know |  | Building | Unknown | Unknown | No |  |  | Unknown
8270 | 1006 W LEAD AVE, HOBBS NM |  | No | No | Unknown - Unlikely Lead | Don't Know |  |  |  | No | Other |  | Will Inspect meter box at a later date | Unknown - Unlikely Lead |  |  |  | No | Other |  | Will Inspect meter box at a later date | Unknown | Don't Know | Don't Know |  | Building | Unknown | Unknown | No |  |  | Unknown |  | 32.7300386 | -103.1478004
5680 | 1010 W GOLD AVE, HOBBS NM |  | No | No | Unknown - Unlikely Lead | Don't Know |  |  |  | No | Other |  | Will Inspect meter box at a later date | Unknown - Unlikely Lead |  |  |  | No | Other |  | Will Inspect meter box at a later date | Unknown | Don't Know | Don't Know |  | Building | Unknown | Unknown | No |  |  | Unknown
722 | 2214 N ADOBE DR, HOBBS NM |  | No | No | Unknown - Unlikely Lead | Don't Know |  |  |  | No | Other |  | Will Inspect meter box at a later date | Unknown - Unlikely Lead |  |  |  | No | Other |  | Will Inspect meter box at a later date | Unknown | Don't Know | Don't Know |  | Building | Unknown | Unknown | No |  |  | Unknown |  | 32.7247721 | -103.1397012
6244 | 3405-A N GRIMES ST, HOBBS NM |  | No | No | Unknown - Unlikely Lead | Don't Know |  |  |  | No | Other |  | Will Inspect meter box at a later date | Unknown - Unlikely Lead |  |  |  | No | Other |  | Will Inspect meter box at a later date | Unknown | Don't Know | Don't Know |  | Building | Unknown | Unknown | No |  |  | Unknown
5695 | 925 E GOLD AVE, HOBBS NM |  | No | No | Unknown - Unlikely Lead | Don't Know |  |  |  | No | Other |  | Will Inspect meter box at a later date | Unknown - Unlikely Lead |  |  |  | No | Other |  | Will Inspect meter box at a later date | Unknown | Don't Know | Don't Know |  | Building | Unknown | Unknown | No |  |  | Unknown
7362 | 1316 S JEFFERSON ST, HOBBS NM |  | No | No | Unknown - Unlikely Lead | Don't Know |  |  |  | No | Other |  | Will Inspect meter box at a later date | Unknown - Unlikely Lead |  |  |  | No | Other |  | Will Inspect meter box at a later date | Unknown | Don't Know | Don't Know |  | Building | Unknown | Unknown | No |  |  | Unknown |  | 32.6877612 | -103.1235839
8200 | 1016 W LAUGHLIN DR, HOBBS NM |  | No | No | Unknown - Unlikely Lead | Don't Know |  |  |  | No | Other |  | Will Inspect meter box at a later date | Unknown - Unlikely Lead |  |  |  | No | Other |  | Will Inspect meter box at a later date | Unknown | Don't Know | Don't Know |  | Building | Unknown | Unknown | No |  |  | Unknown |  | 32.7127849 | -103.1485173
9161 | 1219 E MAIN ST, HOBBS NM |  | No | No | Unknown - Unlikely Lead | Don't Know |  |  |  | No | Other |  | Will Inspect meter box at a later date | Unknown - Unlikely Lead |  |  |  | No | Other |  | Will Inspect meter box at a later date | Unknown | Don't Know | Don't Know |  | Building | Unknown | Unknown | No |  |  | Unknown |  | 32.6920566 | -103.1216363
6783 | 508 E HUMBLE ST, HOBBS NM |  | No | No | Unknown - Unlikely Lead | Don't Know |  |  |  | No | Other |  | Will Inspect meter box at a later date | Unknown - Unlikely Lead |  |  |  | No | Other |  | Will Inspect meter box at a later date | Unknown | Don't Know | Don't Know |  | Building | Unknown | Unknown | No |  |  | Unknown |  | 32.6936222 | -103.1306888
9374 | 408 E MESA DR, HOBBS NM |  | No | No | Unknown - Unlikely Lead | Don't Know |  |  |  | No | Other |  | Will Inspect meter box at a later date | Unknown - Unlikely Lead |  |  |  | No | Other |  | Will Inspect meter box at a later date | Unknown | Don't Know | Don't Know |  | Building | Unknown | Unknown | No |  |  | Unknown |  | 32.7180352 | -103.1320333
7254 | 1115 N JEFFERSON ST, HOBBS NM |  | No | No | Unknown - Unlikely Lead | Don't Know |  |  |  | No | Other |  | Will Inspect meter box at a later date | Unknown - Unlikely Lead |  |  |  | No | Other |  | Will Inspect meter box at a later date | Unknown | Don't Know | Don't Know |  | Building | Unknown | Unknown | No |  |  | Unknown |  | 32.711932 | -103.123542
767 | 2126 E ARBORS AVE, HOBBS NM |  | No | No | Non-Lead - Copper | No | 2007 | 3/4 | Field inspection only with no records | Yes | Visual inspection at the meter pit | 05/26/2024 00:00:00 |  | Non-Lead - Plastic | 2007 | 3/4 | Installation date after lead ban | Yes | Visual inspection at the meter pit | 05/26/2024 00:00:00 |  | Non-Lead | No | No |  | Single Family Residence |  | No | No |  |  | Non-Lead |  | 32.7274042 | -103.1107106
7056 | 720 W IRON AVE, HOBBS NM |  | No | No | Unknown - Unlikely Lead | Don't Know |  |  |  | No | Other |  | Will Inspect meter box at a later date | Unknown - Unlikely Lead |  |  |  | No | Other |  | Will Inspect meter box at a later date | Unknown | Don't Know | Don't Know |  | Building | Unknown | Unknown | No |  |  | Unknown |  | 32.7317865 | -103.1444593
6052 | 1023 E GLORIETTA H 101, HOBBS NM |  | No | No | Non-Lead - Plastic | No | 2019 | 1 | Field inspection only with no records | Yes | Visual inspection at the meter pit | 05/26/2024 00:00:00 |  | Non-Lead - Plastic | 2019 | 1 | Installation date after lead ban | Yes | Visual inspection at the meter pit | 05/26/2024 00:00:00 |  | Non-Lead | No | No |  | Single Family Residence |  | No | No |  |  | Non-Lead |  | 32.7322508 | -103.1251818
5304 | 4009 FIESTA DR, HOBBS NM |  | No | No | Unknown - Unlikely Lead | Don't Know |  |  |  | No | Other |  | Will Inspect meter box at a later date | Unknown - Unlikely Lead |  |  |  | No | Other |  | Will Inspect meter box at a later date | Unknown | Don't Know | Don't Know |  | Building | Unknown | Unknown | No |  |  | Unknown
890 | 910 E BEL AIRE CT, HOBBS NM |  | No | No | Unknown - Unlikely Lead | Don't Know |  |  |  | No | Other |  | Will Inspect meter box at a later date | Unknown - Unlikely Lead |  |  |  | No | Other |  | Will Inspect meter box at a later date | Unknown | Don't Know | Don't Know |  | Building | Unknown | Unknown | No |  |  | Unknown |  | 32.724032 | -103.125391
5958 | 1624 N GULF ST, HOBBS NM |  | No | No | Unknown - Unlikely Lead | Don't Know |  |  |  | No | Other |  | Will Inspect meter box at a later date | Unknown - Unlikely Lead |  |  |  | No | Other |  | Will Inspect meter box at a later date | Unknown | Don't Know | Don't Know |  | Building | Unknown | Unknown | No |  |  | Unknown
9632 | 812 W MACKENZIE DR, HOBBS NM |  | No | No | Unknown - Unlikely Lead | Don't Know |  |  |  | No | Other |  | Will Inspect meter box at a later date | Unknown - Unlikely Lead |  |  |  | No | Other |  | Will Inspect meter box at a later date | Unknown | Don't Know | Don't Know |  | Building | Unknown | Unknown | No |  |  | Unknown |  | 32.7135156 | -103.1457739
7857 | 1224 E LLANO DR, HOBBS NM |  | No | No | Unknown - Unlikely Lead | Don't Know |  |  |  | No | Other |  | Will Inspect meter box at a later date | Unknown - Unlikely Lead |  |  |  | No | Other |  | Will Inspect meter box at a later date | Unknown | Don't Know | Don't Know |  | Building | Unknown | Unknown | No |  |  | Unknown |  | 32.7145554 | -103.1208464
5685 | 1001 W GOLD AVE, HOBBS NM |  | No | No | Unknown - Unlikely Lead | Don't Know |  |  |  | No | Other |  | Will Inspect meter box at a later date | Unknown - Unlikely Lead |  |  |  | No | Other |  | Will Inspect meter box at a later date | Unknown | Don't Know | Don't Know |  | Building | Unknown | Unknown | No |  |  | Unknown
5069 | 105 E EAGLE DR, HOBBS NM |  | No | No | Unknown - Unlikely Lead | Don't Know |  |  |  | No | Other |  | Will Inspect meter box at a later date | Unknown - Unlikely Lead |  |  |  | No | Other |  | Will Inspect meter box at a later date | Unknown | Don't Know | Don't Know |  | Building | Unknown | Unknown | No |  |  | Unknown
8446 | 411 W MESQUITE DR, HOBBS NM |  | No | No | Unknown - Unlikely Lead | Don't Know |  |  |  | No | Other |  | Will Inspect meter box at a later date | Unknown - Unlikely Lead |  |  |  | No | Other |  | Will Inspect meter box at a later date | Unknown | Don't Know | Don't Know |  | Building | Unknown | Unknown | No |  |  | Unknown |  | 32.6889938 | -103.1411361
6731 | 1800 N HOMESTEAD DR, HOBBS NM |  | No | No | Non-Lead - Plastic | No | 2019 | 1 | Field inspection only with no records | Yes | Visual inspection at the meter pit | 09/02/2024 00:00:00 |  | Non-Lead - Plastic | 2019 | 1 | Installation date after lead ban | Yes | Visual inspection at the meter pit | 09/02/2024 00:00:00 |  | Non-Lead | No | No |  | Single Family Residence |  | No | No |  |  | Non-Lead |  | 32.719983 | -103.111681
7285 | 316 N JEFFERSON ST, HOBBS NM |  | No | No | Unknown - Unlikely Lead | Don't Know |  |  |  | No | Other |  | Will Inspect meter box at a later date | Unknown - Unlikely Lead |  |  |  | No | Other |  | Will Inspect meter box at a later date | Unknown | Don't Know | Don't Know |  | Building | Unknown | Unknown | No |  |  | Unknown |  | 32.7035627 | -103.123574
6138 | 219 1/2 N GRIMES ST, HOBBS NM |  | No | No | Unknown - Unlikely Lead | Don't Know |  |  |  | No | Other |  | Will Inspect meter box at a later date | Unknown - Unlikely Lead |  |  |  | No | Other |  | Will Inspect meter box at a later date | Unknown | Don't Know | Don't Know |  | Building | Unknown | Unknown | No |  |  | Unknown
7248 | 206 E JEMEZ RD, HOBBS NM |  | No | No | Unknown - Unlikely Lead | Don't Know |  |  |  | No | Other |  | Will Inspect meter box at a later date | Unknown - Unlikely Lead |  |  |  | No | Other |  | Will Inspect meter box at a later date | Unknown | Don't Know | Don't Know |  | Building | Unknown | Unknown | No |  |  | Unknown |  | 35.867142 | -106.272952
6506 | 315 1/2 N HOUSTON ST, HOBBS NM |  | No | No | Unknown - Unlikely Lead | Don't Know |  |  |  | No | Other |  | Will Inspect meter box at a later date | Unknown - Unlikely Lead |  |  |  | No | Other |  | Will Inspect meter box at a later date | Unknown | Don't Know | Don't Know |  | Building | Unknown | Unknown | No |  |  | Unknown
6252 | 1410 N GRIMES ST, HOBBS NM |  | No | No | Unknown - Unlikely Lead | Don't Know |  |  |  | No | Other |  | Will Inspect meter box at a later date | Unknown - Unlikely Lead |  |  |  | No | Other |  | Will Inspect meter box at a later date | Unknown | Don't Know | Don't Know |  | Building | Unknown | Unknown | No |  |  | Unknown |  | 32.715115 | -103.144391
6671 | 5315 W HARDTACK RD, HOBBS NM |  | No | No | Non-Lead - Plastic | No | 2015 | 3/4 | Field inspection only with no records | Yes | Visual inspection at the meter pit | 05/26/2024 00:00:00 |  | Non-Lead - Plastic | 2015 | 3/4 | Installation date after lead ban | Yes | Visual inspection at the meter pit | 05/26/2024 00:00:00 |  | Non-Lead | No | No |  | Single Family Residence |  | No | No |  |  | Non-Lead |  | 32.751677 | -103.20388
5774 | 1431 N GILA DR, HOBBS NM |  | No | No | Unknown - Unlikely Lead | Don't Know |  |  |  | No | Other |  | Will Inspect meter box at a later date | Unknown - Unlikely Lead |  |  |  | No | Other |  | Will Inspect meter box at a later date | Unknown | Don't Know | Don't Know |  | Building | Unknown | Unknown | No |  |  | Unknown
6379 | 4910 W GREY GHOST RD, HOBBS NM |  | No | No | Non-Lead - Plastic | No | 2017 | 3/4 | Field inspection only with no records | Yes | Visual inspection at the meter pit | 05/26/2024 00:00:00 |  | Non-Lead - Plastic | 2017 | 3/4 | Installation date after lead ban | Yes | Visual inspection at the meter pit | 05/26/2024 00:00:00 |  | Non-Lead | No | No |  | Single Family Residence |  | No | No |  |  | Non-Lead |  | 32.750012 | -103.199164
6147 | 5508 N GRIMES ST, HOBBS NM |  | No | No | Unknown - Unlikely Lead | Don't Know |  |  |  | No | Other |  | Will Inspect meter box at a later date | Unknown - Unlikely Lead |  |  |  | No | Other |  | Will Inspect meter box at a later date | Unknown | Don't Know | Don't Know |  | Building | Unknown | Unknown | No |  |  | Unknown |  | 32.7624024 | -103.1431607
6057 | 1023 E GLORIETTA B 201, HOBBS NM |  | No | No | Non-Lead - Plastic | No | 2019 | 1 | Field inspection only with no records | Yes | Visual inspection at the meter pit | 05/26/2024 00:00:00 |  | Non-Lead - Plastic | 2019 | 1 | Installation date after lead ban | Yes | Visual inspection at the meter pit | 05/26/2024 00:00:00 |  | Non-Lead | No | No |  | Single Family Residence |  | No | No |  |  | Non-Lead |  | 32.7322508 | -103.1251818
4905 | 2216 E DUNN ST, HOBBS NM |  | No | No | Unknown - Unlikely Lead | Don't Know |  |  |  | No | Other |  | Will Inspect meter box at a later date | Unknown - Unlikely Lead |  |  |  | No | Other |  | Will Inspect meter box at a later date | Unknown | Don't Know | Don't Know |  | Building | Unknown | Unknown | No |  |  | Unknown
850 | 611 W BERRY DR, HOBBS NM |  | No | No | Unknown - Unlikely Lead | Don't Know |  |  |  | No | Other |  | Will Inspect meter box at a later date | Unknown - Unlikely Lead |  |  |  | No | Other |  | Will Inspect meter box at a later date | Unknown | Don't Know | Don't Know |  | Building | Unknown | Unknown | No |  |  | Unknown |  | 32.7139334 | -103.1427226
9485 | 6320 N MEADOWLANDS DR, HOBBS NM |  | No | No | Non-Lead - Plastic | No |  | 1 | Field inspection only with no records | Yes | Visual inspection at the meter pit | 06/03/2024 00:00:00 |  | Non-Lead - Plastic |  | 1 | Field inspection only with no records | Yes | Visual inspection at the meter pit | 06/03/2024 00:00:00 |  | Non-Lead | No | No |  | Single Family Residence |  | No | No |  |  | Non-Lead |  | 32.772551 | -103.157035
9825 | 3558 N NORTHWEST DR, HOBBS NM |  | No | No | Unknown - Unlikely Lead | Don't Know |  |  |  | No | Other |  | Will Inspect meter box at a later date | Unknown - Unlikely Lead |  |  |  | No | Other |  | Will Inspect meter box at a later date | Unknown | Don't Know | Don't Know |  | Building | Unknown | Unknown | No |  |  | Unknown |  | 32.7391977 | -103.1572471
7795 | 217 W LLANO DR, HOBBS NM |  | No | No | Unknown - Unlikely Lead | Don't Know |  |  |  | No | Other |  | Will Inspect meter box at a later date | Unknown - Unlikely Lead |  |  |  | No | Other |  | Will Inspect meter box at a later date | Unknown | Don't Know | Don't Know |  | Building | Unknown | Unknown | No |  |  | Unknown |  | 32.716012 | -103.1370571
7166 | 1810 W JOE HARVEY BLVD, HOBBS NM |  | No | No | Unknown - Unlikely Lead | Don't Know |  |  |  | No | Other |  | Will Inspect meter box at a later date | Unknown - Unlikely Lead |  |  |  | No | Other |  | Will Inspect meter box at a later date | Unknown | Don't Know | Don't Know |  | Building | Unknown | Unknown | No |  |  | Unknown |  | 32.7425017 | -103.1584787
6635 | 512 S HOUSTON ST, HOBBS NM |  | No | No | Unknown - Unlikely Lead | Don't Know |  |  |  | No | Other |  | Will Inspect meter box at a later date | Unknown - Unlikely Lead |  |  |  | No | Other |  | Will Inspect meter box at a later date | Unknown | Don't Know | Don't Know |  | Building | Unknown | Unknown | No |  |  | Unknown |  | 32.6957985 | -103.1310289
5565 | 1310 E GREEN ACRES DR, HOBBS NM |  | No | No | Unknown - Unlikely Lead | Don't Know |  |  |  | No | Other |  | Will Inspect meter box at a later date | Unknown - Unlikely Lead |  |  |  | No | Other |  | Will Inspect meter box at a later date | Unknown | Don't Know | Don't Know |  | Building | Unknown | Unknown | No |  |  | Unknown
6267 | 3208 N GRIMES ST, HOBBS NM |  | No | No | Unknown - Unlikely Lead | Don't Know |  |  |  | No | Other |  | Will Inspect meter box at a later date | Unknown - Unlikely Lead |  |  |  | No | Other |  | Will Inspect meter box at a later date | Unknown | Don't Know | Don't Know |  | Building | Unknown | Unknown | No |  |  | Unknown |  | 32.7348567 | -103.1446658
8932 | 218 W MIDWEST ST, HOBBS NM |  | No | No | Unknown - Unlikely Lead | Don't Know |  |  |  | No | Other |  | Will Inspect meter box at a later date | Unknown - Unlikely Lead |  |  |  | No | Other |  | Will Inspect meter box at a later date | Unknown | Don't Know | Don't Know |  | Building | Unknown | Unknown | No |  |  | Unknown |  | 32.6915539 | -103.1383441
7898 | 920 E LLANO DR, HOBBS NM |  | No | No | Unknown - Unlikely Lead | Don't Know |  |  |  | No | Other |  | Will Inspect meter box at a later date | Unknown - Unlikely Lead |  |  |  | No | Other |  | Will Inspect meter box at a later date | Unknown | Don't Know | Don't Know |  | Building | Unknown | Unknown | No |  |  | Unknown |  | 32.7145791 | -103.1249459
8362 | 2424 N LOVINGTON HWY, HOBBS NM |  | No | No | Unknown - Unlikely Lead | Don't Know |  |  |  | No | Other |  | Will Inspect meter box at a later date | Unknown - Unlikely Lead |  |  |  | No | Other |  | Will Inspect meter box at a later date | Unknown | Don't Know | Don't Know |  | Building | Unknown | Unknown | No |  |  | Unknown |  | 32.727739 | -103.147947
6594 | 1701 S HOUSTON ST, HOBBS NM |  | No | No | Unknown - Unlikely Lead | Don't Know |  |  |  | No | Other |  | Will Inspect meter box at a later date | Unknown - Unlikely Lead |  |  |  | No | Other |  | Will Inspect meter box at a later date | Unknown | Don't Know | Don't Know |  | Building | Unknown | Unknown | No |  |  | Unknown |  | 32.683686 | -103.131615
7799 | 212 W LLANO DR, HOBBS NM |  | No | No | Unknown - Unlikely Lead | Don't Know |  |  |  | No | Other |  | Will Inspect meter box at a later date | Unknown - Unlikely Lead |  |  |  | No | Other |  | Will Inspect meter box at a later date | Unknown | Don't Know | Don't Know |  | Building | Unknown | Unknown | No |  |  | Unknown |  | 32.7165176 | -103.1371081
8226 | 1612 E LA BREA AVE, HOBBS NM |  | No | No | Non-Lead - Plastic | No | 2021 | 1 | Field inspection only with no records | Yes | Visual inspection at the meter pit | 05/26/2024 00:00:00 |  | Non-Lead - Plastic | 2021 | 1 | Installation date after lead ban | Yes | Visual inspection at the meter pit | 05/26/2024 00:00:00 |  | Non-Lead | No | No |  | Single Family Residence |  | No | No |  |  | Non-Lead |  | 32.7328141 | -103.1172718
5198 | 2217 N FOWLER ST, HOBBS NM |  | No | No | Unknown - Unlikely Lead | Don't Know |  |  |  | No | Other |  | Will Inspect meter box at a later date | Unknown - Unlikely Lead |  |  |  | No | Other |  | Will Inspect meter box at a later date | Unknown | Don't Know | Don't Know |  | Building | Unknown | Unknown | No |  |  | Unknown
6630 | 519 S HOUSTON ST, HOBBS NM |  | No | No | Unknown - Unlikely Lead | Don't Know |  |  |  | No | Other |  | Will Inspect meter box at a later date | Unknown - Unlikely Lead |  |  |  | No | Other |  | Will Inspect meter box at a later date | Unknown | Don't Know | Don't Know |  | Building | Unknown | Unknown | No |  |  | Unknown |  | 32.6957303 | -103.1315903
679 | 427 E ASPEN ST, HOBBS NM |  | No | No | Unknown - Unlikely Lead | Don't Know |  |  |  | No | Other |  | Will Inspect meter box at a later date | Unknown - Unlikely Lead |  |  |  | No | Other |  | Will Inspect meter box at a later date | Unknown | Don't Know | Don't Know |  | Building | Unknown | Unknown | No |  |  | Unknown |  | 32.7352237 | -103.1324744
7692 | 500 E LEA ST, HOBBS NM |  | No | No | Unknown - Unlikely Lead | Don't Know |  |  |  | No | Other |  | Will Inspect meter box at a later date | Unknown - Unlikely Lead |  |  |  | No | Other |  | Will Inspect meter box at a later date | Unknown | Don't Know | Don't Know |  | Building | Unknown | Unknown | No |  |  | Unknown |  | 32.709418 | -103.1310405
9184 | 1224 E MAIN ST, HOBBS NM |  | No | No | Unknown - Unlikely Lead | Don't Know |  |  |  | No | Other |  | Will Inspect meter box at a later date | Unknown - Unlikely Lead |  |  |  | No | Other |  | Will Inspect meter box at a later date | Unknown | Don't Know | Don't Know |  | Building | Unknown | Unknown | No |  |  | Unknown |  | 32.6924132 | -103.1222835
8514 | 711 W MARLAND ST, HOBBS NM |  | No | No | Unknown - Unlikely Lead | Don't Know |  |  |  | No | Other |  | Will Inspect meter box at a later date | Unknown - Unlikely Lead |  |  |  | No | Other |  | Will Inspect meter box at a later date | Unknown | Don't Know | Don't Know |  | Building | Unknown | Unknown | No |  |  | Unknown |  | 32.6964156 | -103.1444844
7261 | 110 N JEFFERSON, HOBBS NM |  | No | No | Unknown - Unlikely Lead | Don't Know |  |  |  | No | Other |  | Will Inspect meter box at a later date | Unknown - Unlikely Lead |  |  |  | No | Other |  | Will Inspect meter box at a later date | Unknown | Don't Know | Don't Know |  | Building | Unknown | Unknown | No |  |  | Unknown |  | 32.7008799 | -103.1238656
7262 | 118 N JEFFERSON ST, HOBBS NM |  | No | No | Unknown - Unlikely Lead | Don't Know |  |  |  | No | Other |  | Will Inspect meter box at a later date | Unknown - Unlikely Lead |  |  |  | No | Other |  | Will Inspect meter box at a later date | Unknown | Don't Know | Don't Know |  | Building | Unknown | Unknown | No |  |  | Unknown |  | 32.701667 | -103.123599
736 | 2215 N ADOBE DR, HOBBS NM |  | No | No | Unknown - Unlikely Lead | Don't Know |  |  |  | No | Other |  | Will Inspect meter box at a later date | Unknown - Unlikely Lead |  |  |  | No | Other |  | Will Inspect meter box at a later date | Unknown | Don't Know | Don't Know |  | Building | Unknown | Unknown | No |  |  | Unknown |  | 32.7245479 | -103.1402573
5033 | 1125 S ELM BLVD, HOBBS NM |  | No | No | Unknown - Unlikely Lead | Don't Know |  |  |  | No | Other |  | Will Inspect meter box at a later date | Unknown - Unlikely Lead |  |  |  | No | Other |  | Will Inspect meter box at a later date | Unknown | Don't Know | Don't Know |  | Building | Unknown | Unknown | No |  |  | Unknown
8611 | 515 E MARLAND ST, HOBBS NM |  | No | No | Unknown - Unlikely Lead | Don't Know |  |  |  | No | Other |  | Will Inspect meter box at a later date | Unknown - Unlikely Lead |  |  |  | No | Other |  | Will Inspect meter box at a later date | Unknown | Don't Know | Don't Know |  | Building | Unknown | Unknown | No |  |  | Unknown |  | 32.6963634 | -103.1305792
6224 | 207 N GRIMES ST, HOBBS NM |  | No | No | Unknown - Unlikely Lead | Don't Know |  |  |  | No | Other |  | Will Inspect meter box at a later date | Unknown - Unlikely Lead |  |  |  | No | Other |  | Will Inspect meter box at a later date | Unknown | Don't Know | Don't Know |  | Building | Unknown | Unknown | No |  |  | Unknown |  | 32.7026449 | -103.1451418
7940 | 1100 N LLANO DR, HOBBS NM |  | No | No | Unknown - Unlikely Lead | Don't Know |  |  |  | No | Other |  | Will Inspect meter box at a later date | Unknown - Unlikely Lead |  |  |  | No | Other |  | Will Inspect meter box at a later date | Unknown | Don't Know | Don't Know |  | Building | Unknown | Unknown | No |  |  | Unknown |  | 32.7113625 | -103.1172099
5243 | 1010 S FOWLER ST, HOBBS NM |  | No | No | Unknown - Unlikely Lead | Don't Know |  |  |  | No | Other |  | Will Inspect meter box at a later date | Unknown - Unlikely Lead |  |  |  | No | Other |  | Will Inspect meter box at a later date | Unknown | Don't Know | Don't Know |  | Building | Unknown | Unknown | No |  |  | Unknown
5956 | 1615 N GULF ST, HOBBS NM |  | No | No | Unknown - Unlikely Lead | Don't Know |  |  |  | No | Other |  | Will Inspect meter box at a later date | Unknown - Unlikely Lead |  |  |  | No | Other |  | Will Inspect meter box at a later date | Unknown | Don't Know | Don't Know |  | Building | Unknown | Unknown | No |  |  | Unknown
886 | 1025 W BERRY DR, HOBBS NM |  | No | No | Unknown - Unlikely Lead | Don't Know |  |  |  | No | Other |  | Will Inspect meter box at a later date | Unknown - Unlikely Lead |  |  |  | No | Other |  | Will Inspect meter box at a later date | Unknown | Don't Know | Don't Know |  | Building | Unknown | Unknown | No |  |  | Unknown |  | 32.7139236 | -103.1489165
9239 | 1706 E MAIN ST, HOBBS NM |  | No | No | Unknown - Unlikely Lead | Don't Know |  |  |  | No | Other |  | Will Inspect meter box at a later date | Unknown - Unlikely Lead |  |  |  | No | Other |  | Will Inspect meter box at a later date | Unknown | Don't Know | Don't Know |  | Building | Unknown | Unknown | No |  |  | Unknown |  | 32.6926525 | -103.1148852
9045 | 1223 S MCKINLEY ST, HOBBS NM |  | No | No | Unknown - Unlikely Lead | Don't Know |  |  |  | No | Other |  | Will Inspect meter box at a later date | Unknown - Unlikely Lead |  |  |  | No | Other |  | Will Inspect meter box at a later date | Unknown | Don't Know | Don't Know |  | Building | Unknown | Unknown | No |  |  | Unknown |  | 32.6873614 | -103.1333879
7015 | 1114 W HOLLIS DR, HOBBS NM |  | No | No | Unknown - Unlikely Lead | Don't Know |  |  |  | No | Other |  | Will Inspect meter box at a later date | Unknown - Unlikely Lead |  |  |  | No | Other |  | Will Inspect meter box at a later date | Unknown | Don't Know | Don't Know |  | Building | Unknown | Unknown | No |  |  | Unknown |  | 32.7151163 | -103.1491551
4964 | 1622 EL CENTRO, HOBBS NM |  | No | No | Non-Lead - Plastic | No | 2015 | 1 | Field inspection only with no records | Yes | Visual inspection at the meter pit | 06/03/2024 00:00:00 |  | Non-Lead - Plastic | 2015 | 1 | Field inspection only with no records | Yes | Visual inspection at the meter pit | 06/03/2024 00:00:00 |  | Non-Lead | No | No |  | Single Family Residence |  | No | No |  |  | Non-Lead
713 | 2114 N ADOBE DR, HOBBS NM |  | No | No | Unknown - Unlikely Lead | Don't Know |  |  |  | No | Other |  | Will Inspect meter box at a later date | Unknown - Unlikely Lead |  |  |  | No | Other |  | Will Inspect meter box at a later date | Unknown | Don't Know | Don't Know |  | Building | Unknown | Unknown | No |  |  | Unknown |  | 32.7237473 | -103.1397214
8404 | 2600 W LAKEVIEW DR, HOBBS NM |  | No | No | Unknown - Unlikely Lead | Don't Know |  |  |  | No | Other |  | Will Inspect meter box at a later date | Unknown - Unlikely Lead |  |  |  | No | Other |  | Will Inspect meter box at a later date | Unknown | Don't Know | Don't Know |  | Building | Unknown | Unknown | No |  |  | Unknown |  | 32.7502491 | -103.1682461
5391 | 1422 W FROG LEAP CT, HOBBS NM |  | No | No | Non-Lead - Plastic | No | 2019 | 1 | Installation date after lead ban | No | Other |  | Newer Construction, verified by GIS Mapping | Non-Lead - Plastic | 2008 | 1 | Installation date after lead ban | No | Other |  | Newer Construction, verified by GIS Mapping |  | No | No |  | Single Family Residence | Unknown | No | No |  |  | Non-Lead
8956 | 117 W MIDWEST, HOBBS NM |  | No | No | Unknown - Unlikely Lead | Don't Know |  |  |  | No | Other |  | Will Inspect meter box at a later date | Unknown - Unlikely Lead |  |  |  | No | Other |  | Will Inspect meter box at a later date | Unknown | Don't Know | Don't Know |  | Building | Unknown | Unknown | No |  |  | Unknown |  | 32.6909558 | -103.1372543
6639 | 5020 W HARDTACK RD, HOBBS NM |  | No | No | Non-Lead - Plastic | No | 2015 | 3/4 | Field inspection only with no records | Yes | Visual inspection at the meter pit | 05/26/2024 00:00:00 |  | Non-Lead - Plastic | 2015 | 3/4 | Installation date after lead ban | Yes | Visual inspection at the meter pit | 05/26/2024 00:00:00 |  | Non-Lead | No | No |  | Single Family Residence |  | No | No |  |  | Non-Lead |  | 32.752107 | -103.200718
7821 | 700 E LLANO DR, HOBBS NM |  | No | No | Unknown - Unlikely Lead | Don't Know |  |  |  | No | Other |  | Will Inspect meter box at a later date | Unknown - Unlikely Lead |  |  |  | No | Other |  | Will Inspect meter box at a later date | Unknown | Don't Know | Don't Know |  | Building | Unknown | Unknown | No |  |  | Unknown |  | 32.7148503 | -103.1287047
9650 | 2311 N MULBERRY LN, HOBBS NM |  | No | No | Non-Lead - Plastic | No | 2020 | 1 | Field inspection only with no records | Yes | Visual inspection at the meter pit | 06/03/2024 00:00:00 |  | Non-Lead - Plastic | 2020 | 1 | Field inspection only with no records | Yes | Visual inspection at the meter pit | 06/03/2024 00:00:00 |  | Non-Lead | No | No |  | Single Family Residence |  | No | No |  |  | Non-Lead |  | 32.7263551 | -103.1111212
8298 | 3704 N LOVINGTON HWY, HOBBS NM |  | No | No | Unknown - Unlikely Lead | Don't Know |  |  |  | No | Other |  | Will Inspect meter box at a later date | Unknown - Unlikely Lead |  |  |  | No | Other |  | Will Inspect meter box at a later date | Unknown | Don't Know | Don't Know |  | Building | Unknown | Unknown | No |  |  | Unknown |  | 32.7408403 | -103.161287
4945 | 4035-A EL NIDO, HOBBS NM |  | No | No | Non-Lead - Plastic | No | 2015 | 1 | Field inspection only with no records | Yes | Visual inspection at the meter pit | 06/03/2024 00:00:00 |  | Non-Lead - Plastic | 2015 | 1 | Field inspection only with no records | Yes | Visual inspection at the meter pit | 06/03/2024 00:00:00 |  | Non-Lead | No | No |  | Single Family Residence |  | No | No |  |  | Non-Lead
7842 | 1401 E LLANO DR, HOBBS NM |  | No | No | Unknown - Unlikely Lead | Don't Know |  |  |  | No | Other |  | Will Inspect meter box at a later date | Unknown - Unlikely Lead |  |  |  | No | Other |  | Will Inspect meter box at a later date | Unknown | Don't Know | Don't Know |  | Building | Unknown | Unknown | No |  |  | Unknown |  | 32.7141392 | -103.119609
9271 | 505 W MAIN ST, HOBBS NM |  | No | No | Unknown - Unlikely Lead | Don't Know |  |  |  | No | Other |  | Will Inspect meter box at a later date | Unknown - Unlikely Lead |  |  |  | No | Other |  | Will Inspect meter box at a later date | Unknown | Don't Know | Don't Know |  | Building | Unknown | Unknown | No |  |  | Unknown |  | 32.6921161 | -103.1416719
6056 | 1023 E GLORIETTA A 203, HOBBS NM |  | No | No | Non-Lead - Plastic | No | 2019 | 1 | Field inspection only with no records | Yes | Visual inspection at the meter pit | 05/26/2024 00:00:00 |  | Non-Lead - Plastic | 2019 | 1 | Installation date after lead ban | Yes | Visual inspection at the meter pit | 05/26/2024 00:00:00 |  | Non-Lead | No | No |  | Single Family Residence |  | No | No |  |  | Non-Lead |  | 32.7322508 | -103.1251818
6063 | 1023 E GLORIETTA A 201, HOBBS NM |  | No | No | Non-Lead - Plastic | No | 2019 | 1 | Field inspection only with no records | Yes | Visual inspection at the meter pit | 05/26/2024 00:00:00 |  | Non-Lead - Plastic | 2019 | 1 | Installation date after lead ban | Yes | Visual inspection at the meter pit | 05/26/2024 00:00:00 |  | Non-Lead | No | No |  | Single Family Residence |  | No | No |  |  | Non-Lead |  | 32.7322508 | -103.1251818
7709 | 700 E LEA ST, HOBBS NM |  | No | No | Unknown - Unlikely Lead | Don't Know |  |  |  | No | Other |  | Will Inspect meter box at a later date | Unknown - Unlikely Lead |  |  |  | No | Other |  | Will Inspect meter box at a later date | Unknown | Don't Know | Don't Know |  | Building | Unknown | Unknown | No |  |  | Unknown |  | 32.7094306 | -103.1285565
8528 | 2201 W MARLAND ST, HOBBS NM |  | No | No | Unknown - Unlikely Lead | Don't Know |  |  |  | No | Other |  | Will Inspect meter box at a later date | Unknown - Unlikely Lead |  |  |  | No | Other |  | Will Inspect meter box at a later date | Unknown | Don't Know | Don't Know |  | Building | Unknown | Unknown | No |  |  | Unknown |  | 32.6963293 | -103.1622674
8766 | 219 N MORRIS ST, HOBBS NM |  | No | No | Unknown - Unlikely Lead | Don't Know |  |  |  | No | Other |  | Will Inspect meter box at a later date | Unknown - Unlikely Lead |  |  |  | No | Other |  | Will Inspect meter box at a later date | Unknown | Don't Know | Don't Know |  | Building | Unknown | Unknown | No |  |  | Unknown |  | 32.7027399 | -103.1290519
7111 | 3237 INDUSTRIAL DR, HOBBS NM |  | No | No | Unknown - Unlikely Lead | Don't Know |  |  |  | No | Other |  | Will Inspect meter box at a later date | Unknown - Unlikely Lead |  |  |  | No | Other |  | Will Inspect meter box at a later date | Unknown | Don't Know | Don't Know |  | Building | Unknown | Unknown | No |  |  | Unknown |  | 32.7357777 | -103.1580835
5575 | 328 E GREEN ACRES DR, HOBBS NM |  | No | No | Unknown - Unlikely Lead | Don't Know |  |  |  | No | Other |  | Will Inspect meter box at a later date | Unknown - Unlikely Lead |  |  |  | No | Other |  | Will Inspect meter box at a later date | Unknown | Don't Know | Don't Know |  | Building | Unknown | Unknown | No |  |  | Unknown
5640 | 432 W GOLD AVE, HOBBS NM |  | No | No | Unknown - Unlikely Lead | Don't Know |  |  |  | No | Other |  | Will Inspect meter box at a later date | Unknown - Unlikely Lead |  |  |  | No | Other |  | Will Inspect meter box at a later date | Unknown | Don't Know | Don't Know |  | Building | Unknown | Unknown | No |  |  | Unknown
8547 | 1315 W MARLAND ST, HOBBS NM |  | No | No | Unknown - Unlikely Lead | Don't Know |  |  |  | No | Other |  | Will Inspect meter box at a later date | Unknown - Unlikely Lead |  |  |  | No | Other |  | Will Inspect meter box at a later date | Unknown | Don't Know | Don't Know |  | Building | Unknown | Unknown | No |  |  | Unknown |  | 32.6961427 | -103.1528035
6766 | 1817 N HOMESTEAD DR, HOBBS NM |  | No | No | Non-Lead - Plastic | No | 2019 | 1 | Field inspection only with no records | Yes | Visual inspection at the meter pit | 09/02/2024 00:00:00 |  | Non-Lead - Plastic | 2019 | 1 | Installation date after lead ban | Yes | Visual inspection at the meter pit | 09/02/2024 00:00:00 |  | Non-Lead | No | No |  | Single Family Residence |  | No | No |  |  | Non-Lead |  | 32.7206698 | -103.1123781
8068 | 914 S LINAM ST, HOBBS NM |  | No | No | Unknown - Unlikely Lead | Don't Know |  |  |  | No | Other |  | Will Inspect meter box at a later date | Unknown - Unlikely Lead |  |  |  | No | Other |  | Will Inspect meter box at a later date | Unknown | Don't Know | Don't Know |  | Building | Unknown | Unknown | No |  |  | Unknown |  | 32.6918881 | -103.1389521
4924 | 2208 E DUNN ST, HOBBS NM |  | No | No | Unknown - Unlikely Lead | Don't Know |  |  |  | No | Other |  | Will Inspect meter box at a later date | Unknown - Unlikely Lead |  |  |  | No | Other |  | Will Inspect meter box at a later date | Unknown | Don't Know | Don't Know |  | Building | Unknown | Unknown | No |  |  | Unknown
6107 | 2607 N GREEN VALLEY TRAIL, HOBBS NM |  | No | No | Non-Lead - Copper | No | 2007 | 3/4 | Field inspection only with no records | Yes | Visual inspection at the meter pit | 05/26/2024 00:00:00 |  | Non-Lead - Copper | 2007 | 3/4 | Installation date after lead ban | Yes | Visual inspection at the meter pit | 05/26/2024 00:00:00 |  | Non-Lead | No | No |  | Single Family Residence |  | No | No |  |  | Non-Lead |  | 32.729875 | -103.113453
5968 | 1530-A N GULF ST, HOBBS NM |  | No | No | Unknown - Unlikely Lead | Don't Know |  |  |  | No | Other |  | Will Inspect meter box at a later date | Unknown - Unlikely Lead |  |  |  | No | Other |  | Will Inspect meter box at a later date | Unknown | Don't Know | Don't Know |  | Building | Unknown | Unknown | No |  |  | Unknown
8123 | 320 N LEECH ST, HOBBS NM |  | No | No | Unknown - Unlikely Lead | Don't Know |  |  |  | No | Other |  | Will Inspect meter box at a later date | Unknown - Unlikely Lead |  |  |  | No | Other |  | Will Inspect meter box at a later date | Unknown | Don't Know | Don't Know |  | Building | Unknown | Unknown | No |  |  | Unknown |  | 32.7037628 | -103.1420985
6438 | 1508 E HIGHLAND DR, HOBBS NM |  | No | No | Unknown - Unlikely Lead | Don't Know |  |  |  | No | Other |  | Will Inspect meter box at a later date | Unknown - Unlikely Lead |  |  |  | No | Other |  | Will Inspect meter box at a later date | Unknown | Don't Know | Don't Know |  | Building | Unknown | Unknown | No |  |  | Unknown |  | 32.7291385 | -103.1186629
6226 | 3309 N GRIMES ST, HOBBS NM |  | No | No | Unknown - Unlikely Lead | Don't Know |  |  |  | No | Other |  | Will Inspect meter box at a later date | Unknown - Unlikely Lead |  |  |  | No | Other |  | Will Inspect meter box at a later date | Unknown | Don't Know | Don't Know |  | Building | Unknown | Unknown | No |  |  | Unknown |  | 32.7361521 | -103.1452509
8435 | 303 W MESQUITE DR, HOBBS NM |  | No | No | Unknown - Unlikely Lead | Don't Know |  |  |  | No | Other |  | Will Inspect meter box at a later date | Unknown - Unlikely Lead |  |  |  | No | Other |  | Will Inspect meter box at a later date | Unknown | Don't Know | Don't Know |  | Building | Unknown | Unknown | No |  |  | Unknown |  | 32.6890444 | -103.1391843
8699 | 1000 N MARLAND BLVD #44, HOBBS NM |  | No | No | Non-Lead - Plastic | Don't Know | 2003 | 3/4 | Field inspection only with no records | Yes | Visual inspection at the meter pit | 08/26/2024 00:00:00 |  | Non-Lead - Plastic | 2003 | 3/4 | Field inspection only with no records | Yes | Visual inspection at the meter pit | 08/26/2024 00:00:00 |  | Non-Lead | No | Don't Know |  | Single Family Residence |  | No | No |  |  | Non-Lead
835 | 1404 W BERRY DR, HOBBS NM |  | No | No | Unknown - Unlikely Lead | Don't Know |  |  |  | No | Other |  | Will Inspect meter box at a later date | Unknown - Unlikely Lead |  |  |  | No | Other |  | Will Inspect meter box at a later date | Unknown | Don't Know | Don't Know |  | Building | Unknown | Unknown | No |  |  | Unknown |  | 32.7150109 | -103.1528582
6802 | 1312 E HUMBLE ST, HOBBS NM |  | No | No | Unknown - Unlikely Lead | Don't Know |  |  |  | No | Other |  | Will Inspect meter box at a later date | Unknown - Unlikely Lead |  |  |  | No | Other |  | Will Inspect meter box at a later date | Unknown | Don't Know | Don't Know |  | Building | Unknown | Unknown | No |  |  | Unknown |  | 32.6936186 | -103.120467
5137 | 2614 N FOWLER ST, HOBBS NM |  | No | No | Unknown - Unlikely Lead | Don't Know |  |  |  | No | Other |  | Will Inspect meter box at a later date | Unknown - Unlikely Lead |  |  |  | No | Other |  | Will Inspect meter box at a later date | Unknown | Don't Know | Don't Know |  | Building | Unknown | Unknown | No |  |  | Unknown
6809 | 1001 E HUMBLE ST, HOBBS NM |  | No | No | Unknown - Unlikely Lead | Don't Know |  |  |  | No | Other |  | Will Inspect meter box at a later date | Unknown - Unlikely Lead |  |  |  | No | Other |  | Will Inspect meter box at a later date | Unknown | Don't Know | Don't Know |  | Building | Unknown | Unknown | No |  |  | Unknown |  | 32.6932199 | -103.1249119
6832 | 1304 1/2 E HUMBLE ST, HOBBS NM |  | No | No | Unknown - Unlikely Lead | Don't Know |  |  |  | No | Other |  | Will Inspect meter box at a later date | Unknown - Unlikely Lead |  |  |  | No | Other |  | Will Inspect meter box at a later date | Unknown | Don't Know | Don't Know |  | Building | Unknown | Unknown | No |  |  | Unknown
7034 | 4523 N HOMESTRETCH RD, HOBBS NM |  | No | No | Non-Lead - Plastic | No | 2019 | 1 | Installation date after lead ban | Yes | Visual inspection at the meter pit | 09/30/2024 00:00:00 |  | Non-Lead - Plastic | 2019 | 1 | Installation date after lead ban | Yes | Visual inspection at the meter pit | 09/30/2024 00:00:00 |  | Non-Lead | No | No |  | Single Family Residence | Unknown | No | No |  |  | Non-Lead |  | 32.751125 | -103.20436
8642 | 300 E MARLAND ST, HOBBS NM |  | No | No | Unknown - Unlikely Lead | Don't Know |  |  |  | No | Other |  | Will Inspect meter box at a later date | Unknown - Unlikely Lead |  |  |  | No | Other |  | Will Inspect meter box at a later date | Unknown | Don't Know | Don't Know |  | Building | Unknown | Unknown | No |  |  | Unknown |  | 32.6968624 | -103.13291
55 | 521 S 8TH ST, HOBBS NM |  | No | No | Unknown - Unlikely Lead | Don't Know |  |  |  | No | Other |  | Will Inspect meter box at a later date | Unknown - Unlikely Lead |  |  |  | No | Other |  | Will Inspect meter box at a later date | Unknown | Don't Know | Don't Know |  | Building | Unknown | Unknown | No |  |  | Unknown
9166 | 1712 E MAIN ST, HOBBS NM |  | No | No | Unknown - Unlikely Lead | Don't Know |  |  |  | No | Other |  | Will Inspect meter box at a later date | Unknown - Unlikely Lead |  |  |  | No | Other |  | Will Inspect meter box at a later date | Unknown | Don't Know | Don't Know |  | Building | Unknown | Unknown | No |  |  | Unknown |  | 32.6926439 | -103.1154745
8378 | 6610 N LOVINGTON HWY, HOBBS NM |  | No | No | Unknown - Unlikely Lead | Don't Know |  |  |  | No | Other |  | Will Inspect meter box at a later date | Unknown - Unlikely Lead |  |  |  | No | Other |  | Will Inspect meter box at a later date | Unknown | Don't Know | Don't Know |  | Building | Unknown | Unknown | No |  |  | Unknown |  | 32.7752276 | -103.1890026
4779 | 219 N DENSON DR, HOBBS NM |  | No | No | Unknown - Unlikely Lead | Don't Know |  |  |  | No | Other |  | Will Inspect meter box at a later date | Unknown - Unlikely Lead |  |  |  | No | Other |  | Will Inspect meter box at a later date | Unknown | Don't Know | Don't Know |  | Building | Unknown | Unknown | No |  |  | Unknown
8482 | 1800 1/2 W MARLAND ST, HOBBS NM |  | No | No | Unknown - Unlikely Lead | Don't Know |  |  |  | No | Other |  | Will Inspect meter box at a later date | Unknown - Unlikely Lead |  |  |  | No | Other |  | Will Inspect meter box at a later date | Unknown | Don't Know | Don't Know |  | Building | Unknown | Unknown | No |  |  | Unknown
6569 | 207 N HOUSTON ST, HOBBS NM |  | No | No | Unknown - Unlikely Lead | Don't Know |  |  |  | No | Other |  | Will Inspect meter box at a later date | Unknown - Unlikely Lead |  |  |  | No | Other |  | Will Inspect meter box at a later date | Unknown | Don't Know | Don't Know |  | Building | Unknown | Unknown | No |  |  | Unknown |  | 32.7020915 | -103.1315066
6475 | 105 E HARDEN BLVD, HOBBS NM |  | No | No | Unknown - Unlikely Lead | Don't Know |  |  |  | No | Other |  | Will Inspect meter box at a later date | Unknown - Unlikely Lead |  |  |  | No | Other |  | Will Inspect meter box at a later date | Unknown | Don't Know | Don't Know |  | Building | Unknown | Unknown | No |  |  | Unknown |  | 32.6930649 | -103.1362324
7017 | 1013 W HOLLIS DR, HOBBS NM |  | No | No | Unknown - Unlikely Lead | Don't Know |  |  |  | No | Other |  | Will Inspect meter box at a later date | Unknown - Unlikely Lead |  |  |  | No | Other |  | Will Inspect meter box at a later date | Unknown | Don't Know | Don't Know |  | Building | Unknown | Unknown | No |  |  | Unknown |  | 32.7146951 | -103.1482853
6152 | 2402 N GRIMES ST, HOBBS NM |  | No | No | Unknown - Unlikely Lead | Don't Know |  |  |  | No | Other |  | Will Inspect meter box at a later date | Unknown - Unlikely Lead |  |  |  | No | Other |  | Will Inspect meter box at a later date | Unknown | Don't Know | Don't Know |  | Building | Unknown | Unknown | No |  |  | Unknown |  | 32.727507 | -103.143483
7457 | 2303 N JUNIPER LN, HOBBS NM |  | No | No | Non-Lead - Plastic | No | 2009 | 3/4 | Field inspection only with no records | Yes | Visual inspection at the meter pit | 07/23/2024 00:00:00 |  | Non-Lead - Plastic | 2009 | 3/4 | Field inspection only with no records | Yes | Visual inspection at the meter pit | 07/23/2024 00:00:00 |  | Non-Lead | No | No |  | Single Family Residence | Unknown | No | No |  |  | Non-Lead |  | 32.72628 | -103.111694
6426 | 1809 E HIGHLAND DR, HOBBS NM |  | No | No | Unknown - Unlikely Lead | Don't Know |  |  |  | No | Other |  | Will Inspect meter box at a later date | Unknown - Unlikely Lead |  |  |  | No | Other |  | Will Inspect meter box at a later date | Unknown | Don't Know | Don't Know |  | Building | Unknown | Unknown | No |  |  | Unknown |  | 32.7292938 | -103.1149213
6868 | 1000 W HUMBLE ST, HOBBS NM |  | No | No | Unknown - Unlikely Lead | Don't Know |  |  |  | No | Other |  | Will Inspect meter box at a later date | Unknown - Unlikely Lead |  |  |  | No | Other |  | Will Inspect meter box at a later date | Unknown | Don't Know | Don't Know |  | Building | Unknown | Unknown | No |  |  | Unknown |  | 32.6936845 | -103.1475708
6775 | 1009 E HUMBLE ST, HOBBS NM |  | No | No | Unknown - Unlikely Lead | Don't Know |  |  |  | No | Other |  | Will Inspect meter box at a later date | Unknown - Unlikely Lead |  |  |  | No | Other |  | Will Inspect meter box at a later date | Unknown | Don't Know | Don't Know |  | Building | Unknown | Unknown | No |  |  | Unknown |  | 32.6931425 | -103.1247336
7316 | 2331 N JEFFERSON ST, HOBBS NM |  | No | No | Unknown - Unlikely Lead | Don't Know |  |  |  | No | Other |  | Will Inspect meter box at a later date | Unknown - Unlikely Lead |  |  |  | No | Other |  | Will Inspect meter box at a later date | Unknown | Don't Know | Don't Know |  | Building | Unknown | Unknown | No |  |  | Unknown |  | 32.7268743 | -103.1235212
9483 | 6211 N MEADOWLANDS DR, HOBBS NM |  | No | No | Non-Lead - Plastic | No |  | 1 | Field inspection only with no records | Yes | Visual inspection at the meter pit | 06/03/2024 00:00:00 |  | Non-Lead - Plastic |  | 1 | Field inspection only with no records | Yes | Visual inspection at the meter pit | 06/03/2024 00:00:00 |  | Non-Lead | No | No |  | Single Family Residence |  | No | No |  |  | Non-Lead |  | 32.770946 | -103.157621
619 | 1908 E ASH ST, HOBBS NM |  | No | No | Unknown - Unlikely Lead | Don't Know |  |  |  | No | Other |  | Will Inspect meter box at a later date | Unknown - Unlikely Lead |  |  |  | No | Other |  | Will Inspect meter box at a later date | Unknown | Don't Know | Don't Know |  | Building | Unknown | Unknown | No |  |  | Unknown |  | 32.700109 | -103.113675
6708 | 5307 W HARDTACK RD, HOBBS NM |  | No | No | Non-Lead - Plastic | No | 2015 | 3/4 | Field inspection only with no records | Yes | Visual inspection at the meter pit | 05/26/2024 00:00:00 |  | Non-Lead - Plastic | 2015 | 3/4 | Installation date after lead ban | Yes | Visual inspection at the meter pit | 05/26/2024 00:00:00 |  | Non-Lead | No | No |  | Single Family Residence |  | No | No |  |  | Non-Lead |  | 32.751679 | -103.203522
8273 | 1016 W LEAD AVE, HOBBS NM |  | No | No | Unknown - Unlikely Lead | Don't Know |  |  |  | No | Other |  | Will Inspect meter box at a later date | Unknown - Unlikely Lead |  |  |  | No | Other |  | Will Inspect meter box at a later date | Unknown | Don't Know | Don't Know |  | Building | Unknown | Unknown | No |  |  | Unknown |  | 32.7298146 | -103.1480939
5609 | 1213 N GREEN ACRES DR, HOBBS NM |  | No | No | Unknown - Unlikely Lead | Don't Know |  |  |  | No | Other |  | Will Inspect meter box at a later date | Unknown - Unlikely Lead |  |  |  | No | Other |  | Will Inspect meter box at a later date | Unknown | Don't Know | Don't Know |  | Building | Unknown | Unknown | No |  |  | Unknown
6686 | 4906 W HARDTACK RD, HOBBS NM |  | No | No | Non-Lead - Plastic | No | 2015 | 3/4 | Field inspection only with no records | Yes | Visual inspection at the meter pit | 05/26/2024 00:00:00 |  | Non-Lead - Plastic | 2015 | 3/4 | Installation date after lead ban | Yes | Visual inspection at the meter pit | 05/26/2024 00:00:00 |  | Non-Lead | No | No |  | Single Family Residence |  | No | No |  |  | Non-Lead |  | 32.752108 | -103.198974
6913 | 1227 S HANNAH RD, HOBBS NM |  | No | No | Unknown - Unlikely Lead | Don't Know |  |  |  | No | Other |  | Will Inspect meter box at a later date | Unknown - Unlikely Lead |  |  |  | No | Other |  | Will Inspect meter box at a later date | Unknown | Don't Know | Don't Know |  | Building | Unknown | Unknown | No |  |  | Unknown |  | 32.687063 | -103.1422622
7755 | 1103 W LEA ST, HOBBS NM |  | No | No | Unknown - Unlikely Lead | Don't Know |  |  |  | No | Other |  | Will Inspect meter box at a later date | Unknown - Unlikely Lead |  |  |  | No | Other |  | Will Inspect meter box at a later date | Unknown | Don't Know | Don't Know |  | Building | Unknown | Unknown | No |  |  | Unknown |  | 32.7090766 | -103.1489606
7075 | 835 W IRON AVE, HOBBS NM |  | No | No | Unknown - Unlikely Lead | Don't Know |  |  |  | No | Other |  | Will Inspect meter box at a later date | Unknown - Unlikely Lead |  |  |  | No | Other |  | Will Inspect meter box at a later date | Unknown | Don't Know | Don't Know |  | Building | Unknown | Unknown | No |  |  | Unknown |  | 32.7315292 | -103.1463603
9801 | 3034 N NORTHWEST DR, HOBBS NM |  | No | No | Unknown - Unlikely Lead | Don't Know |  |  |  | No | Other |  | Will Inspect meter box at a later date | Unknown - Unlikely Lead |  |  |  | No | Other |  | Will Inspect meter box at a later date | Unknown | Don't Know | Don't Know |  | Building | Unknown | Unknown | No |  |  | Unknown |  | 32.7333735 | -103.1514672
5844 | 208 W GYPSY ST, HOBBS NM |  | No | No | Unknown - Unlikely Lead | Don't Know |  |  |  | No | Other |  | Will Inspect meter box at a later date | Unknown - Unlikely Lead |  |  |  | No | Other |  | Will Inspect meter box at a later date | Unknown | Don't Know | Don't Know |  | Building | Unknown | Unknown | No |  |  | Unknown
7760 | 1107 W LEA ST, HOBBS NM |  | No | No | Unknown - Unlikely Lead | Don't Know |  |  |  | No | Other |  | Will Inspect meter box at a later date | Unknown - Unlikely Lead |  |  |  | No | Other |  | Will Inspect meter box at a later date | Unknown | Don't Know | Don't Know |  | Building | Unknown | Unknown | No |  |  | Unknown |  | 32.7091785 | -103.149507
7437 | 1103 JICARILLA ST, HOBBS NM |  | No | No | Unknown - Unlikely Lead | Don't Know |  |  |  | No | Other |  | Will Inspect meter box at a later date | Unknown - Unlikely Lead |  |  |  | No | Other |  | Will Inspect meter box at a later date | Unknown | Don't Know | Don't Know |  | Building | Unknown | Unknown | No |  |  | Unknown |  | 32.7449874 | -103.1484496
5151 | 2100 N FOWLER ST, HOBBS NM |  | No | No | Unknown - Unlikely Lead | Don't Know |  |  |  | No | Other |  | Will Inspect meter box at a later date | Unknown - Unlikely Lead |  |  |  | No | Other |  | Will Inspect meter box at a later date | Unknown | Don't Know | Don't Know |  | Building | Unknown | Unknown | No |  |  | Unknown
5408 | 3007 GANTT AVE, HOBBS NM |  | No | No | Unknown - Unlikely Lead | Don't Know |  |  |  | No | Other |  | Will Inspect meter box at a later date | Unknown - Unlikely Lead |  |  |  | No | Other |  | Will Inspect meter box at a later date | Unknown | Don't Know | Don't Know |  | Building | Unknown | Unknown | No |  |  | Unknown
6270 | 3820 N GRIMES ST SUITE 200, HOBBS NM |  | No | No | Non-Lead - Plastic | Don't Know |  | 1 | Field inspection only with no records | Yes | Visual inspection at the meter pit | 08/13/2024 00:00:00 |  | Non-Lead - Plastic | 2022 | 1 | Field inspection only with no records | Yes | Visual inspection at the meter pit | 08/13/2024 00:00:00 |  | Non-Lead | No | Don't Know |  | Building |  | No | No |  |  | Non-Lead |  | 32.7422512 | -103.1443208
947 | 314 N AVENUE B, HOBBS NM |  | No | No | Unknown - Unlikely Lead | Don't Know |  |  |  | No | Other |  | Will Inspect meter box at a later date | Unknown - Unlikely Lead |  |  |  | No | Other |  | Will Inspect meter box at a later date | Unknown | Don't Know | Don't Know |  | Building | Unknown | Unknown | No |  |  | Unknown |  | 32.7032615 | -103.1255346
757 | 2012 E ARBORS AVE, HOBBS NM |  | No | No | Non-Lead - Copper | No | 2007 | 3/4 | Field inspection only with no records | Yes | Visual inspection at the meter pit | 05/26/2024 00:00:00 |  | Non-Lead - Plastic | 2007 | 3/4 | Installation date after lead ban | Yes | Visual inspection at the meter pit | 05/26/2024 00:00:00 |  | Non-Lead | No | No |  | Single Family Residence |  | No | No |  |  | Non-Lead |  | 32.7274114 | -103.1130596
9496 | 6317 N MEADOWLANDS DR, HOBBS NM |  | No | No | Non-Lead - Plastic | No |  | 1 | Field inspection only with no records | Yes | Visual inspection at the meter pit | 06/03/2024 00:00:00 |  | Non-Lead - Plastic |  | 1 | Field inspection only with no records | Yes | Visual inspection at the meter pit | 06/03/2024 00:00:00 |  | Non-Lead | No | No |  | Single Family Residence |  | No | No |  |  | Non-Lead |  | 32.772407 | -103.157611
882 | 1105 W BERRY DR, HOBBS NM |  | No | No | Unknown - Unlikely Lead | Don't Know |  |  |  | No | Other |  | Will Inspect meter box at a later date | Unknown - Unlikely Lead |  |  |  | No | Other |  | Will Inspect meter box at a later date | Unknown | Don't Know | Don't Know |  | Building | Unknown | Unknown | No |  |  | Unknown |  | 32.713906 | -103.1493416
8770 | 2901 N MORRIS DR, HOBBS NM |  | No | No | Unknown - Unlikely Lead | Don't Know |  |  |  | No | Other |  | Will Inspect meter box at a later date | Unknown - Unlikely Lead |  |  |  | No | Other |  | Will Inspect meter box at a later date | Unknown | Don't Know | Don't Know |  | Building | Unknown | Unknown | No |  |  | Unknown |  | 32.7320421 | -103.129659
8935 | 405 W MIDWEST ST, HOBBS NM |  | No | No | Unknown - Unlikely Lead | Don't Know |  |  |  | No | Other |  | Will Inspect meter box at a later date | Unknown - Unlikely Lead |  |  |  | No | Other |  | Will Inspect meter box at a later date | Unknown | Don't Know | Don't Know |  | Building | Unknown | Unknown | No |  |  | Unknown |  | 32.6910691 | -103.1403873
6465 | 1301 E HIGHLAND DR, HOBBS NM |  | No | No | Unknown - Unlikely Lead | Don't Know |  |  |  | No | Other |  | Will Inspect meter box at a later date | Unknown - Unlikely Lead |  |  |  | No | Other |  | Will Inspect meter box at a later date | Unknown | Don't Know | Don't Know |  | Building | Unknown | Unknown | No |  |  | Unknown |  | 32.7289464 | -103.1208954
6636 | 1721-A S HOUSTON ST, HOBBS NM |  | No | No | Unknown - Unlikely Lead | Don't Know |  |  |  | No | Other |  | Will Inspect meter box at a later date | Unknown - Unlikely Lead |  |  |  | No | Other |  | Will Inspect meter box at a later date | Unknown | Don't Know | Don't Know |  | Building | Unknown | Unknown | No |  |  | Unknown
8222 | 1017 W LAUGHLIN DR, HOBBS NM |  | No | No | Unknown - Unlikely Lead | Don't Know |  |  |  | No | Other |  | Will Inspect meter box at a later date | Unknown - Unlikely Lead |  |  |  | No | Other |  | Will Inspect meter box at a later date | Unknown | Don't Know | Don't Know |  | Building | Unknown | Unknown | No |  |  | Unknown |  | 32.7124463 | -103.1484924
7664 | 2324 N KINGSLEY DR, HOBBS NM |  | No | No | Unknown - Unlikely Lead | Don't Know |  |  |  | No | Other |  | Will Inspect meter box at a later date | Unknown - Unlikely Lead |  |  |  | No | Other |  | Will Inspect meter box at a later date | Unknown | Don't Know | Don't Know |  | Building | Unknown | Unknown | No |  |  | Unknown |  | 32.7270499 | -103.1415106
8499 | 3209 W MARLAND BLVD, HOBBS NM |  | No | No | Unknown - Unlikely Lead | Don't Know |  |  |  | No | Other |  | Will Inspect meter box at a later date | Unknown - Unlikely Lead |  |  |  | No | Other |  | Will Inspect meter box at a later date | Unknown | Don't Know | Don't Know |  | Building | Unknown | Unknown | No |  |  | Unknown |  | 32.695875 | -103.1773247
8993 | 517 W MIDWEST ST, HOBBS NM |  | No | No | Unknown - Unlikely Lead | Don't Know |  |  |  | No | Other |  | Will Inspect meter box at a later date | Unknown - Unlikely Lead |  |  |  | No | Other |  | Will Inspect meter box at a later date | Unknown | Don't Know | Don't Know |  | Building | Unknown | Unknown | No |  |  | Unknown |  | 32.6910723 | -103.1420315
7915 | 825 E LLANO DR, HOBBS NM |  | No | No | Unknown - Unlikely Lead | Don't Know |  |  |  | No | Other |  | Will Inspect meter box at a later date | Unknown - Unlikely Lead |  |  |  | No | Other |  | Will Inspect meter box at a later date | Unknown | Don't Know | Don't Know |  | Building | Unknown | Unknown | No |  |  | Unknown |  | 32.7141217 | -103.1264637
7406 | 219 S JEFFERSON ST, HOBBS NM |  | No | No | Unknown - Unlikely Lead | Don't Know |  |  |  | No | Other |  | Will Inspect meter box at a later date | Unknown - Unlikely Lead |  |  |  | No | Other |  | Will Inspect meter box at a later date | Unknown | Don't Know | Don't Know |  | Building | Unknown | Unknown | No |  |  | Unknown |  | 32.6990618 | -103.1242509
8156 | 501 S LEECH ST, HOBBS NM |  | No | No | Unknown - Unlikely Lead | Don't Know |  |  |  | No | Other |  | Will Inspect meter box at a later date | Unknown - Unlikely Lead |  |  |  | No | Other |  | Will Inspect meter box at a later date | Unknown | Don't Know | Don't Know |  | Building | Unknown | Unknown | No |  |  | Unknown |  | 32.6966071 | -103.1428145
7649 | 2112 N KINGSLEY DR, HOBBS NM |  | No | No | Unknown - Unlikely Lead | Don't Know |  |  |  | No | Other |  | Will Inspect meter box at a later date | Unknown - Unlikely Lead |  |  |  | No | Other |  | Will Inspect meter box at a later date | Unknown | Don't Know | Don't Know |  | Building | Unknown | Unknown | No |  |  | Unknown |  | 32.724836 | -103.1419304
7138 | 801 W JOE HARVEY BLVD, HOBBS NM |  | No | No | Unknown - Unlikely Lead | Don't Know |  |  |  | No | Other |  | Will Inspect meter box at a later date | Unknown - Unlikely Lead |  |  |  | No | Other |  | Will Inspect meter box at a later date | Unknown | Don't Know | Don't Know |  | Building | Unknown | Unknown | No |  |  | Unknown |  | 32.7399732 | -103.1451572
7767 | 1201 W LEA ST, HOBBS NM |  | No | No | Unknown - Unlikely Lead | Don't Know |  |  |  | No | Other |  | Will Inspect meter box at a later date | Unknown - Unlikely Lead |  |  |  | No | Other |  | Will Inspect meter box at a later date | Unknown | Don't Know | Don't Know |  | Building | Unknown | Unknown | No |  |  | Unknown |  | 32.7091842 | -103.149952
899 | 936 E BEL AIRE CT, HOBBS NM |  | No | No | Unknown - Unlikely Lead | Don't Know |  |  |  | No | Other |  | Will Inspect meter box at a later date | Unknown - Unlikely Lead |  |  |  | No | Other |  | Will Inspect meter box at a later date | Unknown | Don't Know | Don't Know |  | Building | Unknown | Unknown | No |  |  | Unknown |  | 32.723991 | -103.124478
879 | 109 W BERRY DR, HOBBS NM |  | No | No | Unknown - Unlikely Lead | Don't Know |  |  |  | No | Other |  | Will Inspect meter box at a later date | Unknown - Unlikely Lead |  |  |  | No | Other |  | Will Inspect meter box at a later date | Unknown | Don't Know | Don't Know |  | Building | Unknown | Unknown | No |  |  | Unknown |  | 32.7155275 | -103.1358223
8032 | 1006 N LINAM ST, HOBBS NM |  | No | No | Unknown - Unlikely Lead | Don't Know |  |  |  | No | Other |  | Will Inspect meter box at a later date | Unknown - Unlikely Lead |  |  |  | No | Other |  | Will Inspect meter box at a later date | Unknown | Don't Know | Don't Know |  | Building | Unknown | Unknown | No |  |  | Unknown |  | 32.7107062 | -103.1383635
5003 | 304 S EASTERN ST, HOBBS NM |  | No | No | Unknown - Unlikely Lead | Don't Know |  |  |  | No | Other |  | Will Inspect meter box at a later date | Unknown - Unlikely Lead |  |  |  | No | Other |  | Will Inspect meter box at a later date | Unknown | Don't Know | Don't Know |  | Building | Unknown | Unknown | No |  |  | Unknown
5245 | 921 S FOWLER ST, HOBBS NM |  | No | No | Unknown - Unlikely Lead | Don't Know |  |  |  | No | Other |  | Will Inspect meter box at a later date | Unknown - Unlikely Lead |  |  |  | No | Other |  | Will Inspect meter box at a later date | Unknown | Don't Know | Don't Know |  | Building | Unknown | Unknown | No |  |  | Unknown
866 | 912 W BERRY DR, HOBBS NM |  | No | No | Unknown - Unlikely Lead | Don't Know |  |  |  | No | Other |  | Will Inspect meter box at a later date | Unknown - Unlikely Lead |  |  |  | No | Other |  | Will Inspect meter box at a later date | Unknown | Don't Know | Don't Know |  | Building | Unknown | Unknown | No |  |  | Unknown |  | 32.7143052 | -103.1467525
9081 | 3107 N MCKINLEY ST, HOBBS NM |  | No | No | Unknown - Unlikely Lead | Don't Know |  |  |  | No | Other |  | Will Inspect meter box at a later date | Unknown - Unlikely Lead |  |  |  | No | Other |  | Will Inspect meter box at a later date | Unknown | Don't Know | Don't Know |  | Building | Unknown | Unknown | No |  |  | Unknown |  | 32.7340861 | -103.1343391
6161 | 4001 N GRIMES ST, HOBBS NM |  | No | No | Unknown - Unlikely Lead | Don't Know |  |  |  | No | Other |  | Will Inspect meter box at a later date | Unknown - Unlikely Lead |  |  |  | No | Other |  | Will Inspect meter box at a later date | Unknown | Don't Know | Don't Know |  | Building | Unknown | Unknown | No |  |  | Unknown |  | 32.7440115 | -103.1452335
664 | 408 E ASPEN ST, HOBBS NM |  | No | No | Unknown - Unlikely Lead | Don't Know |  |  |  | No | Other |  | Will Inspect meter box at a later date | Unknown - Unlikely Lead |  |  |  | No | Other |  | Will Inspect meter box at a later date | Unknown | Don't Know | Don't Know |  | Building | Unknown | Unknown | No |  |  | Unknown |  | 32.7356516 | -103.1331154
9371 | 100 E MESA DR, HOBBS NM |  | No | No | Unknown - Unlikely Lead | Don't Know |  |  |  | No | Other |  | Will Inspect meter box at a later date | Unknown - Unlikely Lead |  |  |  | No | Other |  | Will Inspect meter box at a later date | Unknown | Don't Know | Don't Know |  | Building | Unknown | Unknown | No |  |  | Unknown |  | 32.7175845 | -103.1353975
6320 | 4301 N GRIMES ST SUITE 100, HOBBS NM |  | No | No | Non-Lead - Plastic | Don't Know |  | 1 | Field inspection only with no records | Yes | Visual inspection at the meter pit | 08/13/2024 00:00:00 |  | Non-Lead - Plastic | 2022 | 1 | Field inspection only with no records | Yes | Visual inspection at the meter pit | 08/13/2024 00:00:00 |  | Non-Lead | No | Don't Know |  | Building |  | No | No |  |  | Non-Lead |  | 32.7475429 | -103.1449547
4789 | 1109 N DENSON DR, HOBBS NM |  | No | No | Unknown - Unlikely Lead | Don't Know |  |  |  | No | Other |  | Will Inspect meter box at a later date | Unknown - Unlikely Lead |  |  |  | No | Other |  | Will Inspect meter box at a later date | Unknown | Don't Know | Don't Know |  | Building | Unknown | Unknown | No |  |  | Unknown
517 | 4141 N APODACA ST, HOBBS NM |  | No | No | Unknown - Unlikely Lead | Don't Know |  |  |  | No | Other |  | Will Inspect meter box at a later date | Unknown - Unlikely Lead |  |  |  | No | Other |  | Will Inspect meter box at a later date | Unknown | Don't Know | Don't Know |  | Building | Unknown | Unknown | No |  |  | Unknown
7036 | 4613 N HOMESTRETCH RD, HOBBS NM |  | No | No | Non-Lead - Plastic | No | 2019 | 1 | Installation date after lead ban | Yes | Visual inspection at the meter pit | 09/30/2024 00:00:00 |  | Non-Lead - Plastic | 2019 | 1 | Installation date after lead ban | Yes | Visual inspection at the meter pit | 09/30/2024 00:00:00 |  | Non-Lead | No | No |  | Single Family Residence | Unknown | No | No |  |  | Non-Lead |  | 32.751728 | -103.204354
8665 | 1000 N MARLAND BLVD # 30, HOBBS NM |  | No | No | Non-Lead - Plastic | Don't Know | 2003 | 3/4 | Field inspection only with no records | Yes | Visual inspection at the meter pit | 08/26/2024 00:00:00 |  | Non-Lead - Plastic | 2003 | 3/4 | Field inspection only with no records | Yes | Visual inspection at the meter pit | 08/26/2024 00:00:00 |  | Non-Lead | No | Don't Know |  | Single Family Residence |  | No | No |  |  | Non-Lead
8146 | 211 S LEECH ST, HOBBS NM |  | No | No | Unknown - Unlikely Lead | Don't Know |  |  |  | No | Other |  | Will Inspect meter box at a later date | Unknown - Unlikely Lead |  |  |  | No | Other |  | Will Inspect meter box at a later date | Unknown | Don't Know | Don't Know |  | Building | Unknown | Unknown | No |  |  | Unknown |  | 32.6988603 | -103.1427102
8379 | 5317 N LOVINGTON HWY, HOBBS NM |  | No | No | Unknown - Unlikely Lead | Don't Know |  |  |  | No | Other |  | Will Inspect meter box at a later date | Unknown - Unlikely Lead |  |  |  | No | Other |  | Will Inspect meter box at a later date | Unknown | Don't Know | Don't Know |  | Building | Unknown | Unknown | No |  |  | Unknown |  | 32.7600054 | -103.1803187
85 | 12 ACOMA CT, HOBBS NM |  | No | No | Unknown - Unlikely Lead | Don't Know |  |  |  | No | Other |  | Will Inspect meter box at a later date | Unknown - Unlikely Lead |  |  |  | No | Other |  | Will Inspect meter box at a later date | Unknown | Don't Know | Don't Know |  | Building | Unknown | Unknown | No |  |  | Unknown |  | 32.7364425 | -103.1395169
9524 | 1606 MARQUIS LN, HOBBS NM |  | No | No | Unknown - Unlikely Lead | Don't Know |  |  |  | No | Other |  | Will Inspect meter box at a later date | Unknown - Unlikely Lead |  |  |  | No | Other |  | Will Inspect meter box at a later date | Unknown | Don't Know | Don't Know |  | Building | Unknown | Unknown | No |  |  | Unknown |  | 32.7399972 | -103.155721
9868 | 2734 N NORTHWEST DR, HOBBS NM |  | No | No | Unknown - Unlikely Lead | Don't Know |  |  |  | No | Other |  | Will Inspect meter box at a later date | Unknown - Unlikely Lead |  |  |  | No | Other |  | Will Inspect meter box at a later date | Unknown | Don't Know | Don't Know |  | Building | Unknown | Unknown | No |  |  | Unknown |  | 32.7303775 | -103.1485578
9121 | 3106 N MCKINLEY ST, HOBBS NM |  | No | No | Unknown - Unlikely Lead | Don't Know |  |  |  | No | Other |  | Will Inspect meter box at a later date | Unknown - Unlikely Lead |  |  |  | No | Other |  | Will Inspect meter box at a later date | Unknown | Don't Know | Don't Know |  | Building | Unknown | Unknown | No |  |  | Unknown |  | 32.7340728 | -103.1334584
8925 | 1120 E MIDWEST ST, HOBBS NM |  | No | No | Unknown - Unlikely Lead | Don't Know |  |  |  | No | Other |  | Will Inspect meter box at a later date | Unknown - Unlikely Lead |  |  |  | No | Other |  | Will Inspect meter box at a later date | Unknown | Don't Know | Don't Know |  | Building | Unknown | Unknown | No |  |  | Unknown |  | 32.6915802 | -103.122816
967 | 125 E BAJA DR, HOBBS NM |  | No | No | Unknown - Unlikely Lead | Don't Know |  |  |  | No | Other |  | Will Inspect meter box at a later date | Unknown - Unlikely Lead |  |  |  | No | Other |  | Will Inspect meter box at a later date | Unknown | Don't Know | Don't Know |  | Building | Unknown | Unknown | No |  |  | Unknown |  | 32.7188958 | -103.1344538
7172 | 1005 W JOE HARVEY BLVD, HOBBS NM |  | No | No | Unknown - Unlikely Lead | Don't Know |  |  |  | No | Other |  | Will Inspect meter box at a later date | Unknown - Unlikely Lead |  |  |  | No | Other |  | Will Inspect meter box at a later date | Unknown | Don't Know | Don't Know |  | Building | Unknown | Unknown | No |  |  | Unknown |  | 32.7396955 | -103.147625
747 | 2927 N AMOR AVE, HOBBS NM |  | No | No | Non-Lead - Copper | No | 2020 | 3/4 | Field inspection only with no records | Yes | Visual inspection at the meter pit | 05/26/2024 00:00:00 |  | Non-Lead - Plastic | 2020 | 3/4 | Installation date after lead ban | Yes | Visual inspection at the meter pit | 05/26/2024 00:00:00 |  | Non-Lead | No | No |  | Building | [5 empty] | Non-Lead |  | 32.732785 | -103.114927
8794 | 1005 S MORRIS ST, HOBBS NM |  | No | No | Unknown - Unlikely Lead | Don't Know |  |  |  | No | Other |  | Will Inspect meter box at a later date | Unknown - Unlikely Lead |  |  |  | No | Other |  | Will Inspect meter box at a later date | Unknown | Don't Know | Don't Know |  | Building | Unknown | Unknown | No |  |  | Unknown |  | 32.6909687 | -103.1290622
9259 | 318 W MAIN ST, HOBBS NM |  | No | No | Non-Lead - Plastic | Don't Know |  | 3/4 | Field inspection only with no records | Yes | Visual inspection at the meter pit | 09/04/2024 00:00:00 |  | Unknown - Material Unknown | 1950 | 3/4 | Field inspection only with no records | Yes | Visual inspection at the meter pit | 09/04/2024 00:00:00 |  | Non-Lead | No | Don't Know |  | Single Family Residence |  | No | No |  |  | Unknown |  | 32.6926451 | -103.1397615
7253 | 720 N JEFFERSON ST, HOBBS NM |  | No | No | Unknown - Unlikely Lead | Don't Know |  |  |  | No | Other |  | Will Inspect meter box at a later date | Unknown - Unlikely Lead |  |  |  | No | Other |  | Will Inspect meter box at a later date | Unknown | Don't Know | Don't Know |  | Building | Unknown | Unknown | No |  |  | Unknown |  | 32.707737 | -103.123068
5691 | 1513 E GOLD AVE, HOBBS NM |  | No | No | Unknown - Unlikely Lead | Don't Know |  |  |  | No | Other |  | Will Inspect meter box at a later date | Unknown - Unlikely Lead |  |  |  | No | Other |  | Will Inspect meter box at a later date | Unknown | Don't Know | Don't Know |  | Building | Unknown | Unknown | No |  |  | Unknown
5703 | 920 E GOLD AVE, HOBBS NM |  | No | No | Unknown - Unlikely Lead | Don't Know |  |  |  | No | Other |  | Will Inspect meter box at a later date | Unknown - Unlikely Lead |  |  |  | No | Other |  | Will Inspect meter box at a later date | Unknown | Don't Know | Don't Know |  | Building | Unknown | Unknown | No |  |  | Unknown
5020 | 1616 N ELEANOR CIR, HOBBS NM |  | No | No | Unknown - Unlikely Lead | Don't Know |  |  |  | No | Other |  | Will Inspect meter box at a later date | Unknown - Unlikely Lead |  |  |  | No | Other |  | Will Inspect meter box at a later date | Unknown | Don't Know | Don't Know |  | Building | Unknown | Unknown | No |  |  | Unknown
7103 | 3409 INDUSTRIAL DR, HOBBS NM |  | No | No | Unknown - Unlikely Lead | Don't Know |  |  |  | No | Other |  | Will Inspect meter box at a later date | Unknown - Unlikely Lead |  |  |  | No | Other |  | Will Inspect meter box at a later date | Unknown | Don't Know | Don't Know |  | Building | Unknown | Unknown | No |  |  | Unknown |  | 32.7362744 | -103.1581921
6113 | 2537 N GREEN VALLEY TRAIL, HOBBS NM |  | No | No | Non-Lead - Copper | No | 2007 | 3/4 | Field inspection only with no records | Yes | Visual inspection at the meter pit | 05/26/2024 00:00:00 |  | Non-Lead - Copper | 2007 | 3/4 | Installation date after lead ban | Yes | Visual inspection at the meter pit | 05/26/2024 00:00:00 |  | Non-Lead | No | No |  | Single Family Residence |  | No | No |  |  | Non-Lead |  | 32.7289486 | -103.11346
8238 | 4910 W LONGTAIL RD, HOBBS NM |  | No | No | Non-Lead - Plastic | No | 2020 | 1 | Field inspection only with no records | Yes | Visual inspection at the meter pit | 09/30/2024 00:00:00 |  | Non-Lead - Plastic | 2020 | 3/4 | Field inspection only with no records | Yes | Visual inspection at the meter pit | 09/30/2024 00:00:00 |  | Non-Lead | No | No |  | Single Family Residence | Unknown | No | No |  |  | Non-Lead |  | 32.7506895 | -103.1991688
573 | 201 S AVENUE A, HOBBS NM |  | No | No | Unknown - Unlikely Lead | Don't Know |  |  |  | No | Other |  | Will Inspect meter box at a later date | Unknown - Unlikely Lead |  |  |  | No | Other |  | Will Inspect meter box at a later date | Unknown | Don't Know | Don't Know |  | Building | Unknown | Unknown | No |  |  | Unknown
6754 | 2004 N HOMESTEAD DR, HOBBS NM |  | No | No | Non-Lead - Plastic | No | 2019 | 1 | Field inspection only with no records | Yes | Visual inspection at the meter pit | 09/02/2024 00:00:00 |  | Non-Lead - Plastic | 2019 | 1 | Installation date after lead ban | Yes | Visual inspection at the meter pit | 09/02/2024 00:00:00 |  | Non-Lead | No | No |  | Single Family Residence |  | No | No |  |  | Non-Lead |  | 32.7222279 | -103.1116079
6983 | 4204 HERMOSA ST, HOBBS NM |  | No | No | Unknown - Unlikely Lead | Don't Know |  |  |  | No | Other |  | Will Inspect meter box at a later date | Unknown - Unlikely Lead |  |  |  | No | Other |  | Will Inspect meter box at a later date | Unknown | Don't Know | Don't Know |  | Building | Unknown | Unknown | No |  |  | Unknown |  | 32.7464848 | -103.1465832
7229 | 531 E JEMEZ RD, HOBBS NM |  | No | No | Unknown - Unlikely Lead | Don't Know |  |  |  | No | Other |  | Will Inspect meter box at a later date | Unknown - Unlikely Lead |  |  |  | No | Other |  | Will Inspect meter box at a later date | Unknown | Don't Know | Don't Know |  | Building | Unknown | Unknown | No |  |  | Unknown |  | 35.867142 | -106.272952
9090 | 2036 N MCKINLEY ST, HOBBS NM |  | No | No | Unknown - Unlikely Lead | Don't Know |  |  |  | No | Other |  | Will Inspect meter box at a later date | Unknown - Unlikely Lead |  |  |  | No | Other |  | Will Inspect meter box at a later date | Unknown | Don't Know | Don't Know |  | Building | Unknown | Unknown | No |  |  | Unknown |  | 32.7234961 | -103.1352488
6399 | 2821 N GREGORY ST, HOBBS NM |  | No | No | Unknown - Unlikely Lead | Don't Know |  |  |  | No | Other |  | Will Inspect meter box at a later date | Unknown - Unlikely Lead |  |  |  | No | Other |  | Will Inspect meter box at a later date | Unknown | Don't Know | Don't Know |  | Building | Unknown | Unknown | No |  |  | Unknown |  | 32.7318747 | -103.1260826
9086 | 809 N MCKINLEY ST, HOBBS NM |  | No | No | Unknown - Unlikely Lead | Don't Know |  |  |  | No | Other |  | Will Inspect meter box at a later date | Unknown - Unlikely Lead |  |  |  | No | Other |  | Will Inspect meter box at a later date | Unknown | Don't Know | Don't Know |  | Building | Unknown | Unknown | No |  |  | Unknown |  | 32.7087334 | -103.13286
4826 | 1621 N DENSON DR, HOBBS NM |  | No | No | Unknown - Unlikely Lead | Don't Know |  |  |  | No | Other |  | Will Inspect meter box at a later date | Unknown - Unlikely Lead |  |  |  | No | Other |  | Will Inspect meter box at a later date | Unknown | Don't Know | Don't Know |  | Building | Unknown | Unknown | No |  |  | Unknown
6428 | 910 E HIGHLAND DR, HOBBS NM |  | No | No | Unknown - Unlikely Lead | Don't Know |  |  |  | No | Other |  | Will Inspect meter box at a later date | Unknown - Unlikely Lead |  |  |  | No | Other |  | Will Inspect meter box at a later date | Unknown | Don't Know | Don't Know |  | Building | Unknown | Unknown | No |  |  | Unknown |  | 32.729715 | -103.1254782
7154 | 1500 W JOE HARVEY BLVD SUITE 100, HOBBS NM |  | No | No | Unknown - Unlikely Lead | Don't Know |  |  |  | No | Other |  | Will Inspect meter box at a later date | Unknown - Unlikely Lead |  |  |  | No | Other |  | Will Inspect meter box at a later date | Unknown | Don't Know | Don't Know |  | Building | Unknown | Unknown | No |  |  | Unknown |  | 32.7407536 | -103.1544226
9149 | 306 N MCKINLEY ST, HOBBS NM |  | No | No | Unknown - Unlikely Lead | Don't Know |  |  |  | No | Other |  | Will Inspect meter box at a later date | Unknown - Unlikely Lead |  |  |  | No | Other |  | Will Inspect meter box at a later date | Unknown | Don't Know | Don't Know |  | Building | Unknown | Unknown | No |  |  | Unknown |  | 32.703443 | -103.1324235
523 | 301 W AZUL DR, HOBBS NM |  | No | No | Non-Lead - Plastic | Don't Know | 2019 | 1 | Field inspection only with no records | Yes | Visual inspection at the meter pit | 08/19/2024 00:00:00 |  | Non-Lead - Plastic | 2019 | 1 | Field inspection only with no records | Yes | Visual inspection at the meter pit | 08/19/2024 00:00:00 |  | Non-Lead | No | Don't Know |  | Single Family Residence |  | No | No |  |  | Non-Lead
5399 | FIRE STATION #3, HOBBS NM |  | No | No | Unknown - Unlikely Lead | Don't Know |  |  |  | No | Other |  | Will Inspect meter box at a later date | Unknown - Unlikely Lead |  |  |  | No | Other |  | Will Inspect meter box at a later date | Unknown | Don't Know | Don't Know |  | Building | Unknown | Unknown | No |  |  | Unknown
7581 | 504 W KIOWA AVE, HOBBS NM |  | No | No | Unknown - Unlikely Lead | Don't Know |  |  |  | No | Other |  | Will Inspect meter box at a later date | Unknown - Unlikely Lead |  |  |  | No | Other |  | Will Inspect meter box at a later date | Unknown | Don't Know | Don't Know |  | Building | Unknown | Unknown | No |  |  | Unknown |  | 32.7365112 | -103.1419067
8188 | 5914 N LA MESA ST, HOBBS NM |  | No | No | Non-Lead - Plastic | No | Unknow | 1 | Field inspection only with no records | Yes | Visual inspection at the meter pit | 08/13/2024 00:00:00 |  | Non-Lead - Copper | 1983 | 3/4 | Field inspection only with no records | Yes | Visual inspection at the meter pit | 08/13/2024 00:00:00 |  | Non-Lead | No | No |  | Single Family Residence |  | No | No |  |  | Non-Lead |  | 32.7678315 | -103.1815833
9136 | 1813 N MCKINLEY ST, HOBBS NM |  | No | No | Unknown - Unlikely Lead | Don't Know |  |  |  | No | Other |  | Will Inspect meter box at a later date | Unknown - Unlikely Lead |  |  |  | No | Other |  | Will Inspect meter box at a later date | Unknown | Don't Know | Don't Know |  | Building | Unknown | Unknown | No |  |  | Unknown |  | 32.7198217 | -103.1349439
8899 | 405 E MIDWEST ST, HOBBS NM |  | No | No | Unknown - Unlikely Lead | Don't Know |  |  |  | No | Other |  | Will Inspect meter box at a later date | Unknown - Unlikely Lead |  |  |  | No | Other |  | Will Inspect meter box at a later date | Unknown | Don't Know | Don't Know |  | Building | Unknown | Unknown | No |  |  | Unknown |  | 32.6910752 | -103.132183
6833 | 1416 E HUMBLE ST, HOBBS NM |  | No | No | Unknown - Unlikely Lead | Don't Know |  |  |  | No | Other |  | Will Inspect meter box at a later date | Unknown - Unlikely Lead |  |  |  | No | Other |  | Will Inspect meter box at a later date | Unknown | Don't Know | Don't Know |  | Building | Unknown | Unknown | No |  |  | Unknown |  | 32.6936503 | -103.119403
4972 | 1714 EL CENTRO, HOBBS NM |  | No | No | Non-Lead - Plastic | No | 2015 | 1 | Field inspection only with no records | Yes | Visual inspection at the meter pit | 06/03/2024 00:00:00 |  | Non-Lead - Plastic | 2015 | 1 | Field inspection only with no records | Yes | Visual inspection at the meter pit | 06/03/2024 00:00:00 |  | Non-Lead | No | No |  | Single Family Residence |  | No | No |  |  | Non-Lead
6647 | 4805 W HARDTACK RD, HOBBS NM |  | No | No | Non-Lead - Plastic | No | 2015 | 3/4 | Field inspection only with no records | Yes | Visual inspection at the meter pit | 05/26/2024 00:00:00 |  | Non-Lead - Plastic | 2015 | 3/4 | Installation date after lead ban | Yes | Visual inspection at the meter pit | 05/26/2024 00:00:00 |  | Non-Lead | No | No |  | Single Family Residence |  | No | No |  |  | Non-Lead |  | 32.751674 | -103.197791
9277 | 214 W MAIN ST, HOBBS NM |  | No | No | Unknown - Unlikely Lead | Don't Know |  |  |  | No | Other |  | Will Inspect meter box at a later date | Unknown - Unlikely Lead |  |  |  | No | Other |  | Will Inspect meter box at a later date | Unknown | Don't Know | Don't Know |  | Building | Unknown | Unknown | No |  |  | Unknown |  | 32.6926583 | -103.1380407
6715 | 412 S HALLAM ST, HOBBS NM |  | No | No | Unknown - Unlikely Lead | Don't Know |  |  |  | No | Other |  | Will Inspect meter box at a later date | Unknown - Unlikely Lead |  |  |  | No | Other |  | Will Inspect meter box at a later date | Unknown | Don't Know | Don't Know |  | Building | Unknown | Unknown | No |  |  | Unknown |  | 32.6974583 | -103.1119337
5001 | 219 S EASTERN ST, HOBBS NM |  | No | No | Unknown - Unlikely Lead | Don't Know |  |  |  | No | Other |  | Will Inspect meter box at a later date | Unknown - Unlikely Lead |  |  |  | No | Other |  | Will Inspect meter box at a later date | Unknown | Don't Know | Don't Know |  | Building | Unknown | Unknown | No |  |  | Unknown
8370 | 4210 N LOVINGTON HWY, HOBBS NM |  | No | No | Unknown - Unlikely Lead | Don't Know |  |  |  | No | Other |  | Will Inspect meter box at a later date | Unknown - Unlikely Lead |  |  |  | No | Other |  | Will Inspect meter box at a later date | Unknown | Don't Know | Don't Know |  | Building | Unknown | Unknown | No |  |  | Unknown |  | 32.747095 | -103.1662849
8985 | 2510 1/2 W MIDWEST ST, HOBBS NM |  | No | No | Unknown - Unlikely Lead | Don't Know |  |  |  | No | Other |  | Will Inspect meter box at a later date | Unknown - Unlikely Lead |  |  |  | No | Other |  | Will Inspect meter box at a later date | Unknown | Don't Know | Don't Know |  | Building | Unknown | Unknown | No |  |  | Unknown
9336 | 400 E MESA DR, HOBBS NM |  | No | No | Unknown - Unlikely Lead | Don't Know |  |  |  | No | Other |  | Will Inspect meter box at a later date | Unknown - Unlikely Lead |  |  |  | No | Other |  | Will Inspect meter box at a later date | Unknown | Don't Know | Don't Know |  | Building | Unknown | Unknown | No |  |  | Unknown |  | 32.7177737 | -103.132645
7365 | 1214 S JEFFERSON ST, HOBBS NM |  | No | No | Unknown - Unlikely Lead | Don't Know |  |  |  | No | Other |  | Will Inspect meter box at a later date | Unknown - Unlikely Lead |  |  |  | No | Other |  | Will Inspect meter box at a later date | Unknown | Don't Know | Don't Know |  | Building | Unknown | Unknown | No |  |  | Unknown |  | 32.6882462 | -103.1236621
5166 | 805 N FOWLER ST, HOBBS NM |  | No | No | Unknown - Unlikely Lead | Don't Know |  |  |  | No | Other |  | Will Inspect meter box at a later date | Unknown - Unlikely Lead |  |  |  | No | Other |  | Will Inspect meter box at a later date | Unknown | Don't Know | Don't Know |  | Building | Unknown | Unknown | No |  |  | Unknown
6411 | 933 E HIGHLAND DR, HOBBS NM |  | No | No | Unknown - Unlikely Lead | Don't Know |  |  |  | No | Other |  | Will Inspect meter box at a later date | Unknown - Unlikely Lead |  |  |  | No | Other |  | Will Inspect meter box at a later date | Unknown | Don't Know | Don't Know |  | Building | Unknown | Unknown | No |  |  | Unknown |  | 32.7292453 | -103.1246979
7831 | 1426 E LLANO DR, HOBBS NM |  | No | No | Unknown - Unlikely Lead | Don't Know |  |  |  | No | Other |  | Will Inspect meter box at a later date | Unknown - Unlikely Lead |  |  |  | No | Other |  | Will Inspect meter box at a later date | Unknown | Don't Know | Don't Know |  | Building | Unknown | Unknown | No |  |  | Unknown |  | 32.7143025 | -103.1183127
8937 | 216 W MIDWEST ST, HOBBS NM |  | No | No | Unknown - Unlikely Lead | Don't Know |  |  |  | No | Other |  | Will Inspect meter box at a later date | Unknown - Unlikely Lead |  |  |  | No | Other |  | Will Inspect meter box at a later date | Unknown | Don't Know | Don't Know |  | Building | Unknown | Unknown | No |  |  | Unknown |  | 32.6915632 | -103.1381242
6865 | 1007 W HUMBLE ST, HOBBS NM |  | No | No | Non-Lead - Plastic | Don't Know |  | 1 | Field inspection only with no records | Yes | Visual inspection at the meter pit | 08/13/2024 00:00:00 |  | Non-Lead - Plastic |  | 3/4 | Field inspection only with no records | Yes | Visual inspection at the meter pit | 08/13/2024 00:00:00 |  | Non-Lead | No | Don't Know |  | Single Family Residence |  | No | No |  |  | Non-Lead |  | 32.6932828 | -103.1481821
9455 | 705 W MILLEN DR, HOBBS NM |  | No | No | Unknown - Unlikely Lead | Don't Know |  |  |  | No | Other |  | Will Inspect meter box at a later date | Unknown - Unlikely Lead |  |  |  | No | Other |  | Will Inspect meter box at a later date | Unknown | Don't Know | Don't Know |  | Building | Unknown | Unknown | No |  |  | Unknown |  | 32.7545024 | -103.1435901
9156 | 821 E MAIN ST, HOBBS NM |  | No | No | Unknown - Unlikely Lead | Don't Know |  |  |  | No | Other |  | Will Inspect meter box at a later date | Unknown - Unlikely Lead |  |  |  | No | Other |  | Will Inspect meter box at a later date | Unknown | Don't Know | Don't Know |  | Building | Unknown | Unknown | No |  |  | Unknown |  | 32.692169 | -103.1265534
9454 | 602 W MILLEN DR, HOBBS NM |  | No | No | Unknown - Unlikely Lead | Don't Know |  |  |  | No | Other |  | Will Inspect meter box at a later date | Unknown - Unlikely Lead |  |  |  | No | Other |  | Will Inspect meter box at a later date | Unknown | Don't Know | Don't Know |  | Building | Unknown | Unknown | No |  |  | Unknown |  | 32.7550236 | -103.1424606
5373 | 2607 FRENCH DR, HOBBS NM |  | No | No | Unknown - Unlikely Lead | Don't Know |  |  |  | No | Other |  | Will Inspect meter box at a later date | Unknown - Unlikely Lead |  |  |  | No | Other |  | Will Inspect meter box at a later date | Unknown | Don't Know | Don't Know |  | Building | Unknown | Unknown | No |  |  | Unknown
6721 | 1808 N HOMESTEAD DR, HOBBS NM |  | No | No | Non-Lead - Plastic | No | 2019 | 1 | Field inspection only with no records | Yes | Visual inspection at the meter pit | 09/02/2024 00:00:00 |  | Non-Lead - Plastic | 2019 | 1 | Installation date after lead ban | Yes | Visual inspection at the meter pit | 09/02/2024 00:00:00 |  | Non-Lead | No | No |  | Single Family Residence |  | No | No |  |  | Non-Lead |  | 32.7203562 | -103.1117226
4831 | 812 W DESERT SAGE RD, HOBBS NM |  | No | No | Non-Lead - Plastic | No | 2005 | 3/4 | Field inspection only with no records | Yes | Visual inspection at the meter pit | 04/17/2024 00:00:00 |  | Non-Lead - Copper | 2005 | 3/4 | Field inspection only with no records | Yes | Visual inspection at the meter pit | 04/17/2024 00:00:00 |  | Non-Lead | No | No | Not Applicable | Single Family Residence | Unknown | No | No |  |  | Non-Lead
6009 | 100 E GLORIETTA DR, HOBBS NM |  | No | No | Unknown - Unlikely Lead | Don't Know |  |  |  | No | Other |  | Will Inspect meter box at a later date | Unknown - Unlikely Lead |  |  |  | No | Other |  | Will Inspect meter box at a later date | Unknown | Don't Know | Don't Know |  | Building | Unknown | Unknown | No |  |  | Unknown |  | 32.733147 | -103.1359571
8713 | 1000 N MARLAND BLVD #59, HOBBS NM |  | No | No | Non-Lead - Plastic | Don't Know | 2003 | 3/4 | Field inspection only with no records | Yes | Visual inspection at the meter pit | 08/26/2024 00:00:00 |  | Non-Lead - Plastic | 2003 | 3/4 | Field inspection only with no records | Yes | Visual inspection at the meter pit | 08/26/2024 00:00:00 |  | Non-Lead | No | Don't Know |  | Single Family Residence |  | No | No |  |  | Non-Lead
4941 | 4011-A EL NIDO, HOBBS NM |  | No | No | Non-Lead - Plastic | No | 2015 | 1 | Field inspection only with no records | Yes | Visual inspection at the meter pit | 06/03/2024 00:00:00 |  | Non-Lead - Plastic | 2015 | 1 | Field inspection only with no records | Yes | Visual inspection at the meter pit | 06/03/2024 00:00:00 |  | Non-Lead | No | No |  | Single Family Residence |  | No | No |  |  | Non-Lead
5401 | 3112 GANTT AVE, HOBBS NM |  | No | No | Unknown - Unlikely Lead | Don't Know |  |  |  | No | Other |  | Will Inspect meter box at a later date | Unknown - Unlikely Lead |  |  |  | No | Other |  | Will Inspect meter box at a later date | Unknown | Don't Know | Don't Know |  | Building | Unknown | Unknown | No |  |  | Unknown
6605 | 1204 S HOUSTON ST, HOBBS NM |  | No | No | Unknown - Unlikely Lead | Don't Know |  |  |  | No | Other |  | Will Inspect meter box at a later date | Unknown - Unlikely Lead |  |  |  | No | Other |  | Will Inspect meter box at a later date | Unknown | Don't Know | Don't Know |  | Building | Unknown | Unknown | No |  |  | Unknown |  | 32.68849 | -103.130981
7566 | 819 W KIOWA AVE, HOBBS NM |  | No | No | Unknown - Unlikely Lead | Don't Know |  |  |  | No | Other |  | Will Inspect meter box at a later date | Unknown - Unlikely Lead |  |  |  | No | Other |  | Will Inspect meter box at a later date | Unknown | Don't Know | Don't Know |  | Building | Unknown | Unknown | No |  |  | Unknown |  | 32.73572 | -103.1460216
5422 | 1123 N GRAYSON ST, HOBBS NM |  | No | No | Unknown - Unlikely Lead | Don't Know |  |  |  | No | Other |  | Will Inspect meter box at a later date | Unknown - Unlikely Lead |  |  |  | No | Other |  | Will Inspect meter box at a later date | Unknown | Don't Know | Don't Know |  | Building | Unknown | Unknown | No |  |  | Unknown
5594 | 306 E GREEN ACRES DR, HOBBS NM |  | No | No | Unknown - Unlikely Lead | Don't Know |  |  |  | No | Other |  | Will Inspect meter box at a later date | Unknown - Unlikely Lead |  |  |  | No | Other |  | Will Inspect meter box at a later date | Unknown | Don't Know | Don't Know |  | Building | Unknown | Unknown | No |  |  | Unknown
6232 | 3601 N GRIMES ST SUITE 100, HOBBS NM |  | No | No | Non-Lead - Plastic | Don't Know |  | 1 | Field inspection only with no records | Yes | Visual inspection at the meter pit | 08/13/2024 00:00:00 |  | Non-Lead - Plastic | 2022 | 1 | Field inspection only with no records | Yes | Visual inspection at the meter pit | 08/13/2024 00:00:00 |  | Non-Lead | No | Don't Know |  | Building |  | No | No |  |  | Non-Lead |  | 32.7391037 | -103.1454682
7303 | 1732 N JEFFERSON ST, HOBBS NM |  | No | No | Unknown - Unlikely Lead | Don't Know |  |  |  | No | Other |  | Will Inspect meter box at a later date | Unknown - Unlikely Lead |  |  |  | No | Other |  | Will Inspect meter box at a later date | Unknown | Don't Know | Don't Know |  | Building | Unknown | Unknown | No |  |  | Unknown |  | 32.7195493 | -103.1230266
7553 | 915 W KIOWA AVE, HOBBS NM |  | No | No | Unknown - Unlikely Lead | Don't Know |  |  |  | No | Other |  | Will Inspect meter box at a later date | Unknown - Unlikely Lead |  |  |  | No | Other |  | Will Inspect meter box at a later date | Unknown | Don't Know | Don't Know |  | Building | Unknown | Unknown | No |  |  | Unknown |  | 32.7357684 | -103.1467557
938 | 404 S AVENUE B, HOBBS NM |  | No | No | Unknown - Unlikely Lead | Don't Know |  |  |  | No | Other |  | Will Inspect meter box at a later date | Unknown - Unlikely Lead |  |  |  | No | Other |  | Will Inspect meter box at a later date | Unknown | Don't Know | Don't Know |  | Building | Unknown | Unknown | No |  |  | Unknown |  | 32.6975279 | -103.1255205
5233 | 3500 N FOWLER ST #12, HOBBS NM |  | No | No | Unknown - Unlikely Lead | Don't Know |  |  |  | No | Other |  | Will Inspect meter box at a later date | Unknown - Unlikely Lead |  |  |  | No | Other |  | Will Inspect meter box at a later date | Unknown | Don't Know | Don't Know |  | Building | Unknown | Unknown | No |  |  | Unknown
9844 | 3529 N NORTHWEST DR, HOBBS NM |  | No | No | Unknown - Unlikely Lead | Don't Know |  |  |  | No | Other |  | Will Inspect meter box at a later date | Unknown - Unlikely Lead |  |  |  | No | Other |  | Will Inspect meter box at a later date | Unknown | Don't Know | Don't Know |  | Building | Unknown | Unknown | No |  |  | Unknown |  | 32.7384294 | -103.1571716
8519 | 2208 W MARLAND ST, HOBBS NM |  | No | No | Unknown - Unlikely Lead | Don't Know |  |  |  | No | Other |  | Will Inspect meter box at a later date | Unknown - Unlikely Lead |  |  |  | No | Other |  | Will Inspect meter box at a later date | Unknown | Don't Know | Don't Know |  | Building | Unknown | Unknown | No |  |  | Unknown |  | 32.69708 | -103.162444
7646 | 2020 N KINGSLEY DR, HOBBS NM |  | No | No | Unknown - Unlikely Lead | Don't Know |  |  |  | No | Other |  | Will Inspect meter box at a later date | Unknown - Unlikely Lead |  |  |  | No | Other |  | Will Inspect meter box at a later date | Unknown | Don't Know | Don't Know |  | Building | Unknown | Unknown | No |  |  | Unknown |  | 32.7228523 | -103.1417521
821 | 1021 W BERRY DR, HOBBS NM |  | No | No | Unknown - Unlikely Lead | Don't Know |  |  |  | No | Other |  | Will Inspect meter box at a later date | Unknown - Unlikely Lead |  |  |  | No | Other |  | Will Inspect meter box at a later date | Unknown | Don't Know | Don't Know |  | Building | Unknown | Unknown | No |  |  | Unknown |  | 32.7139015 | -103.1487133
5843 | 211 W GYPSY ST, HOBBS NM |  | No | No | Unknown - Unlikely Lead | Don't Know |  |  |  | No | Other |  | Will Inspect meter box at a later date | Unknown - Unlikely Lead |  |  |  | No | Other |  | Will Inspect meter box at a later date | Unknown | Don't Know | Don't Know |  | Building | Unknown | Unknown | No |  |  | Unknown
9588 | 804 W MACKENZIE DR, HOBBS NM |  | No | No | Unknown - Unlikely Lead | Don't Know |  |  |  | No | Other |  | Will Inspect meter box at a later date | Unknown - Unlikely Lead |  |  |  | No | Other |  | Will Inspect meter box at a later date | Unknown | Don't Know | Don't Know |  | Building | Unknown | Unknown | No |  |  | Unknown |  | 32.7135558 | -103.1453824
6923 | 2026 E HERITAGE LN, HOBBS NM |  | No | No | Non-Lead - Copper | No | 2007 | 3/4 | Field inspection only with no records | Yes | Visual inspection at the meter pit | 05/26/2024 00:00:00 |  | Non-Lead - Copper | 2007 | 3/4 | Installation date after lead ban | No | Visual inspection at the meter pit | 05/26/2024 00:00:00 |  | Non-Lead | No | No |  | Single Family Residence |  | No | No |  |  | Non-Lead |  | 32.7281035 | -103.1123721
8909 | 1308 E MIDWEST ST, HOBBS NM |  | No | No | Unknown - Unlikely Lead | Don't Know |  |  |  | No | Other |  | Will Inspect meter box at a later date | Unknown - Unlikely Lead |  |  |  | No | Other |  | Will Inspect meter box at a later date | Unknown | Don't Know | Don't Know |  | Building | Unknown | Unknown | No |  |  | Unknown |  | 32.6914668 | -103.1208287
7354 | 710 S JEFFERSON ST, HOBBS NM |  | No | No | Unknown - Unlikely Lead | Don't Know |  |  |  | No | Other |  | Will Inspect meter box at a later date | Unknown - Unlikely Lead |  |  |  | No | Other |  | Will Inspect meter box at a later date | Unknown | Don't Know | Don't Know |  | Building | Unknown | Unknown | No |  |  | Unknown |  | 32.6938709 | -103.1235733
8758 | 607 N MORRIS ST, HOBBS NM |  | No | No | Unknown - Unlikely Lead | Don't Know |  |  |  | No | Other |  | Will Inspect meter box at a later date | Unknown - Unlikely Lead |  |  |  | No | Other |  | Will Inspect meter box at a later date | Unknown | Don't Know | Don't Know |  | Building | Unknown | Unknown | No |  |  | Unknown |  | 32.706751 | -103.129079
5172 | 3100 N FOWLER ST, HOBBS NM |  | No | No | Unknown - Unlikely Lead | Don't Know |  |  |  | No | Other |  | Will Inspect meter box at a later date | Unknown - Unlikely Lead |  |  |  | No | Other |  | Will Inspect meter box at a later date | Unknown | Don't Know | Don't Know |  | Building | Unknown | Unknown | No |  |  | Unknown
4835 | 910 DESERT SAGE, HOBBS NM |  | No | No | Non-Lead - Plastic | No | 2005 | 3/4 | Field inspection only with no records | Yes | Visual inspection at the meter pit | 04/17/2024 00:00:00 |  | Non-Lead - Copper | 2005 | 3/4 | Field inspection only with no records | Yes | Visual inspection at the meter pit | 04/17/2024 00:00:00 |  | Non-Lead | No | No | Not Applicable | Single Family Residence | Unknown | No | No |  |  | Non-Lead
5146 | 911 N FOWLER ST, HOBBS NM |  | No | No | Unknown - Unlikely Lead | Don't Know |  |  |  | No | Other |  | Will Inspect meter box at a later date | Unknown - Unlikely Lead |  |  |  | No | Other |  | Will Inspect meter box at a later date | Unknown | Don't Know | Don't Know |  | Building | Unknown | Unknown | No |  |  | Unknown
9084 | 3006-A N MCKINLEY ST, HOBBS NM |  | No | No | Non-Lead - Plastic | Don't Know |  | 1 | Field inspection only with no records | Yes | Visual inspection at the meter pit | 08/19/2024 00:00:00 |  | Non-Lead - Plastic |  | 3/4 | Field inspection only with no records | Yes | Visual inspection at the meter pit | 08/19/2024 00:00:00 |  | Non-Lead | No | Don't Know |  | Single Family Residence |  | No | No |  |  | Non-Lead
9258 | 507 W MAIN ST, HOBBS NM |  | No | No | Unknown - Unlikely Lead | Don't Know |  |  |  | No | Other |  | Will Inspect meter box at a later date | Unknown - Unlikely Lead |  |  |  | No | Other |  | Will Inspect meter box at a later date | Unknown | Don't Know | Don't Know |  | Building | Unknown | Unknown | No |  |  | Unknown |  | 32.6921161 | -103.1418149
9683 | 2100 N MORA DR, HOBBS NM |  | No | No | Unknown - Unlikely Lead | Don't Know |  |  |  | No | Other |  | Will Inspect meter box at a later date | Unknown - Unlikely Lead |  |  |  | No | Other |  | Will Inspect meter box at a later date | Unknown | Don't Know | Don't Know |  | Building | Unknown | Unknown | No |  |  | Unknown |  | 32.7241682 | -103.1172
6797 | 1300 E HUMBLE ST, HOBBS NM |  | No | No | Unknown - Unlikely Lead | Don't Know |  |  |  | No | Other |  | Will Inspect meter box at a later date | Unknown - Unlikely Lead |  |  |  | No | Other |  | Will Inspect meter box at a later date | Unknown | Don't Know | Don't Know |  | Building | Unknown | Unknown | No |  |  | Unknown |  | 32.6937106 | -103.1211074
5335 | 34 FAIRMONT CT, HOBBS NM |  | No | No | Unknown - Unlikely Lead | Don't Know |  |  |  | No | Other |  | Will Inspect meter box at a later date | Unknown - Unlikely Lead |  |  |  | No | Other |  | Will Inspect meter box at a later date | Unknown | Don't Know | Don't Know |  | Building | Unknown | Unknown | No |  |  | Unknown
8885 | 1515 E MIDWEST ST, HOBBS NM |  | No | No | Unknown - Unlikely Lead | Don't Know |  |  |  | No | Other |  | Will Inspect meter box at a later date | Unknown - Unlikely Lead |  |  |  | No | Other |  | Will Inspect meter box at a later date | Unknown | Don't Know | Don't Know |  | Building | Unknown | Unknown | No |  |  | Unknown |  | 32.690948 | -103.1183267
8135 | 1216 S LEECH ST, HOBBS NM |  | No | No | Unknown - Unlikely Lead | Don't Know |  |  |  | No | Other |  | Will Inspect meter box at a later date | Unknown - Unlikely Lead |  |  |  | No | Other |  | Will Inspect meter box at a later date | Unknown | Don't Know | Don't Know |  | Building | Unknown | Unknown | No |  |  | Unknown |  | 32.6882497 | -103.142596
6645 | 5201 W HARDTACK RD, HOBBS NM |  | No | No | Non-Lead - Plastic | No | 2015 | 3/4 | Field inspection only with no records | Yes | Visual inspection at the meter pit | 05/26/2024 00:00:00 |  | Non-Lead - Plastic | 2015 | 3/4 | Installation date after lead ban | Yes | Visual inspection at the meter pit | 05/26/2024 00:00:00 |  | Non-Lead | No | No |  | Single Family Residence |  | No | No |  |  | Non-Lead |  | 32.751675 | -103.202081
5126 | 2030 N FOWLER ST, HOBBS NM |  | No | No | Unknown - Unlikely Lead | Don't Know |  |  |  | No | Other |  | Will Inspect meter box at a later date | Unknown - Unlikely Lead |  |  |  | No | Other |  | Will Inspect meter box at a later date | Unknown | Don't Know | Don't Know |  | Building | Unknown | Unknown | No |  |  | Unknown
7971 | 908 E LINCOLN RD, HOBBS NM |  | No | No | Unknown - Unlikely Lead | Don't Know |  |  |  | No | Other |  | Will Inspect meter box at a later date | Unknown - Unlikely Lead |  |  |  | No | Other |  | Will Inspect meter box at a later date | Unknown | Don't Know | Don't Know |  | Building | Unknown | Unknown | No |  |  | Unknown |  | 32.7200214 | -103.1255982
9712 | 1209 E MICHIGAN DR, HOBBS NM |  | No | No | Unknown - Unlikely Lead | Don't Know |  |  |  | No | Other |  | Will Inspect meter box at a later date | Unknown - Unlikely Lead |  |  |  | No | Other |  | Will Inspect meter box at a later date | Unknown | Don't Know | Don't Know |  | Building | Unknown | Unknown | No |  |  | Unknown |  | 32.7222681 | -103.1217136
4816 | 1536 N DENSON DR, HOBBS NM |  | No | No | Unknown - Unlikely Lead | Don't Know |  |  |  | No | Other |  | Will Inspect meter box at a later date | Unknown - Unlikely Lead |  |  |  | No | Other |  | Will Inspect meter box at a later date | Unknown | Don't Know | Don't Know |  | Building | Unknown | Unknown | No |  |  | Unknown
8923 | 106 E MIDWEST ST, HOBBS NM |  | No | No | Unknown - Unlikely Lead | Don't Know |  |  |  | No | Other |  | Will Inspect meter box at a later date | Unknown - Unlikely Lead |  |  |  | No | Other |  | Will Inspect meter box at a later date | Unknown | Don't Know | Don't Know |  | Building | Unknown | Unknown | No |  |  | Unknown |  | 32.6915216 | -103.1358517
8650 | 101 E MARLAND BLVD, HOBBS NM |  | No | No | Unknown - Unlikely Lead | Don't Know |  |  |  | No | Other |  | Will Inspect meter box at a later date | Unknown - Unlikely Lead |  |  |  | No | Other |  | Will Inspect meter box at a later date | Unknown | Don't Know | Don't Know |  | Building | Unknown | Unknown | No |  |  | Unknown |  | 32.696289 | -103.1358032
7436 | 1111 JICARILLA ST, HOBBS NM |  | No | No | Unknown - Unlikely Lead | Don't Know |  |  |  | No | Other |  | Will Inspect meter box at a later date | Unknown - Unlikely Lead |  |  |  | No | Other |  | Will Inspect meter box at a later date | Unknown | Don't Know | Don't Know |  | Building | Unknown | Unknown | No |  |  | Unknown |  | 32.7448866 | -103.14891
4968 | 1702 EL CENTRO, HOBBS NM |  | No | No | Non-Lead - Plastic | No | 2015 | 1 | Field inspection only with no records | Yes | Visual inspection at the meter pit | 06/03/2024 00:00:00 |  | Non-Lead - Plastic | 2015 | 1 | Field inspection only with no records | Yes | Visual inspection at the meter pit | 06/03/2024 00:00:00 |  | Non-Lead | No | No |  | Single Family Residence |  | No | No |  |  | Non-Lead
7187 | 1620 JUNE GRASS ROAD, HOBBS NM |  | No | No | Non-Lead - Plastic | No | 2024 | 1 | Field inspection only with no records | Yes | Visual inspection at the meter pit | 07/23/2024 00:00:00 |  | Non-Lead - Plastic | 2024 | 1 | Field inspection only with no records | Yes | Visual inspection at the meter pit | 07/23/2024 00:00:00 |  | Non-Lead | No | No |  | Single Family Residence | Unknown | No | No |  |  | Non-Lead |  | 32.568489 | -103.805898
5947 | 1207 N GULF ST, HOBBS NM |  | No | No | Unknown - Unlikely Lead | Don't Know |  |  |  | No | Other |  | Will Inspect meter box at a later date | Unknown - Unlikely Lead |  |  |  | No | Other |  | Will Inspect meter box at a later date | Unknown | Don't Know | Don't Know |  | Building | Unknown | Unknown | No |  |  | Unknown
5788 | 1127 N GILA DR, HOBBS NM |  | No | No | Unknown - Unlikely Lead | Don't Know |  |  |  | No | Other |  | Will Inspect meter box at a later date | Unknown - Unlikely Lead |  |  |  | No | Other |  | Will Inspect meter box at a later date | Unknown | Don't Know | Don't Know |  | Building | Unknown | Unknown | No |  |  | Unknown
7421 | 1007 E JACKSON RD, HOBBS NM |  | No | No | Unknown - Unlikely Lead | Don't Know |  |  |  | No | Other |  | Will Inspect meter box at a later date | Unknown - Unlikely Lead |  |  |  | No | Other |  | Will Inspect meter box at a later date | Unknown | Don't Know | Don't Know |  | Building | Unknown | Unknown | No |  |  | Unknown |  | 32.7205204 | -103.1240171
7666 | 2107 N KINGSLEY DR, HOBBS NM |  | No | No | Unknown - Unlikely Lead | Don't Know |  |  |  | No | Other |  | Will Inspect meter box at a later date | Unknown - Unlikely Lead |  |  |  | No | Other |  | Will Inspect meter box at a later date | Unknown | Don't Know | Don't Know |  | Building | Unknown | Unknown | No |  |  | Unknown |  | 32.7231634 | -103.1422077
8287 | 4620 N LOVINGTON HWY, HOBBS NM |  | No | No | Unknown - Unlikely Lead | Don't Know |  |  |  | No | Other |  | Will Inspect meter box at a later date | Unknown - Unlikely Lead |  |  |  | No | Other |  | Will Inspect meter box at a later date | Unknown | Don't Know | Don't Know |  | Building | Unknown | Unknown | No |  |  | Unknown |  | 32.7521011 | -103.1711869
5421 | 1119 N GRAYSON ST, HOBBS NM |  | No | No | Unknown - Unlikely Lead | Don't Know |  |  |  | No | Other |  | Will Inspect meter box at a later date | Unknown - Unlikely Lead |  |  |  | No | Other |  | Will Inspect meter box at a later date | Unknown | Don't Know | Don't Know |  | Building | Unknown | Unknown | No |  |  | Unknown
848 | 428 W BERRY DR, HOBBS NM |  | No | No | Unknown - Unlikely Lead | Don't Know |  |  |  | No | Other |  | Will Inspect meter box at a later date | Unknown - Unlikely Lead |  |  |  | No | Other |  | Will Inspect meter box at a later date | Unknown | Don't Know | Don't Know |  | Building | Unknown | Unknown | No |  |  | Unknown |  | 32.7144238 | -103.1406582
5902 | 911 E GYPSY ST, HOBBS NM |  | No | No | Unknown - Unlikely Lead | Don't Know |  |  |  | No | Other |  | Will Inspect meter box at a later date | Unknown - Unlikely Lead |  |  |  | No | Other |  | Will Inspect meter box at a later date | Unknown | Don't Know | Don't Know |  | Building | Unknown | Unknown | No |  |  | Unknown
8671 | 1000 N MARLAND BLVD # 36, HOBBS NM |  | No | No | Non-Lead - Plastic | Don't Know | 2003 | 3/4 | Field inspection only with no records | Yes | Visual inspection at the meter pit | 08/26/2024 00:00:00 |  | Non-Lead - Plastic | 2003 | 3/4 | Field inspection only with no records | Yes | Visual inspection at the meter pit | 08/26/2024 00:00:00 |  | Non-Lead | No | Don't Know |  | Single Family Residence |  | No | No |  |  | Non-Lead
8375 | 4900 N LOVINGTON HWY, HOBBS NM |  | No | No | Unknown - Unlikely Lead | Don't Know |  |  |  | No | Other |  | Will Inspect meter box at a later date | Unknown - Unlikely Lead |  |  |  | No | Other |  | Will Inspect meter box at a later date | Unknown | Don't Know | Don't Know |  | Building | Unknown | Unknown | No |  |  | Unknown |  | 32.755417 | -103.17294
9133 | 3309 N MCKINLEY ST 6A, HOBBS NM |  | No | No | Unknown - Unlikely Lead | Don't Know |  |  |  | No | Other |  | Will Inspect meter box at a later date | Unknown - Unlikely Lead |  |  |  | No | Other |  | Will Inspect meter box at a later date | Unknown | Don't Know | Don't Know |  | Building | Unknown | Unknown | No |  |  | Unknown |  | 32.7401504 | -103.1315127
5769 | 1112 N GILA DR, HOBBS NM |  | No | No | Unknown - Unlikely Lead | Don't Know |  |  |  | No | Other |  | Will Inspect meter box at a later date | Unknown - Unlikely Lead |  |  |  | No | Other |  | Will Inspect meter box at a later date | Unknown | Don't Know | Don't Know |  | Building | Unknown | Unknown | No |  |  | Unknown
5589 | 125 E GREEN ACRES DR, HOBBS NM |  | No | No | Unknown - Unlikely Lead | Don't Know |  |  |  | No | Other |  | Will Inspect meter box at a later date | Unknown - Unlikely Lead |  |  |  | No | Other |  | Will Inspect meter box at a later date | Unknown | Don't Know | Don't Know |  | Building | Unknown | Unknown | No |  |  | Unknown
6806 | 1000 E HUMBLE ST, HOBBS NM |  | No | No | Unknown - Unlikely Lead | Don't Know |  |  |  | No | Other |  | Will Inspect meter box at a later date | Unknown - Unlikely Lead |  |  |  | No | Other |  | Will Inspect meter box at a later date | Unknown | Don't Know | Don't Know |  | Building | Unknown | Unknown | No |  |  | Unknown |  | 32.6936255 | -103.1249342
5745 | 1700 N GILA DR, HOBBS NM |  | No | No | Unknown - Unlikely Lead | Don't Know |  |  |  | No | Other |  | Will Inspect meter box at a later date | Unknown - Unlikely Lead |  |  |  | No | Other |  | Will Inspect meter box at a later date | Unknown | Don't Know | Don't Know |  | Building | Unknown | Unknown | No |  |  | Unknown
7296 | 206 N JEFFERSON ST, HOBBS NM |  | No | No | Unknown - Unlikely Lead | Don't Know |  |  |  | No | Other |  | Will Inspect meter box at a later date | Unknown - Unlikely Lead |  |  |  | No | Other |  | Will Inspect meter box at a later date | Unknown | Don't Know | Don't Know |  | Building | Unknown | Unknown | No |  |  | Unknown |  | 32.7019486 | -103.1235344
6035 | 1023 E GLORIETTA C 103, HOBBS NM |  | No | No | Non-Lead - Plastic | No | 2019 | 1 | Field inspection only with no records | Yes | Visual inspection at the meter pit | 05/26/2024 00:00:00 |  | Non-Lead - Plastic | 2019 | 1 | Installation date after lead ban | Yes | Visual inspection at the meter pit | 05/26/2024 00:00:00 |  | Non-Lead | No | No |  | Single Family Residence |  | No | No |  |  | Non-Lead |  | 32.7322508 | -103.1251818
5149 | 1920 N FOWLER ST, HOBBS NM |  | No | No | Unknown - Unlikely Lead | Don't Know |  |  |  | No | Other |  | Will Inspect meter box at a later date | Unknown - Unlikely Lead |  |  |  | No | Other |  | Will Inspect meter box at a later date | Unknown | Don't Know | Don't Know |  | Building | Unknown | Unknown | No |  |  | Unknown
66 | 521 S 9TH ST, HOBBS NM |  | No | No | Unknown - Unlikely Lead | Don't Know |  |  |  | No | Other |  | Will Inspect meter box at a later date | Unknown - Unlikely Lead |  |  |  | No | Other |  | Will Inspect meter box at a later date | Unknown | Don't Know | Don't Know |  | Building | Unknown | Unknown | No |  |  | Unknown |  | 32.6956787 | -103.117981
5897 | 610 E GYPSY ST, HOBBS NM |  | No | No | Unknown - Unlikely Lead | Don't Know |  |  |  | No | Other |  | Will Inspect meter box at a later date | Unknown - Unlikely Lead |  |  |  | No | Other |  | Will Inspect meter box at a later date | Unknown | Don't Know | Don't Know |  | Building | Unknown | Unknown | No |  |  | Unknown
9438 | 3001 MONTGOMERY ST, HOBBS NM |  | No | No | Unknown - Unlikely Lead | Don't Know |  |  |  | No | Other |  | Will Inspect meter box at a later date | Unknown - Unlikely Lead |  |  |  | No | Other |  | Will Inspect meter box at a later date | Unknown | Don't Know | Don't Know |  | Building | Unknown | Unknown | No |  |  | Unknown |  | 32.733142 | -103.133142
9572 | 51 MIGHTY ATOM CIRCLE, HOBBS NM |  | No | No | Non-Lead - Plastic | No | 2020 | 1 | Field inspection only with no records | Yes | Visual inspection at the meter pit | 06/03/2024 00:00:00 |  | Non-Lead - Plastic | 2020 | 1 | Field inspection only with no records | Yes | Visual inspection at the meter pit | 06/03/2024 00:00:00 |  | Non-Lead | No | No |  | Single Family Residence |  | No | No |  |  | Non-Lead |  | 32.74706 | -103.198767
6116 | 2536 GREENVALLEY TRAIL, HOBBS NM |  | No | No | Non-Lead - Copper | No | 2007 | 3/4 | Field inspection only with no records | Yes | Visual inspection at the meter pit | 05/26/2024 00:00:00 |  | Non-Lead - Copper | 2007 | 3/4 | Installation date after lead ban | Yes | Visual inspection at the meter pit | 05/26/2024 00:00:00 |  | Non-Lead | No | No |  | Single Family Residence |  | No | No |  |  | Non-Lead |  | 32.7289478 | -103.112936
5614 | 1230 N GREEN ACRES DR, HOBBS NM |  | No | No | Unknown - Unlikely Lead | Don't Know |  |  |  | No | Other |  | Will Inspect meter box at a later date | Unknown - Unlikely Lead |  |  |  | No | Other |  | Will Inspect meter box at a later date | Unknown | Don't Know | Don't Know |  | Building | Unknown | Unknown | No |  |  | Unknown
6713 | 108 S HALLAM ST, HOBBS NM |  | No | No | Unknown - Unlikely Lead | Don't Know |  |  |  | No | Other |  | Will Inspect meter box at a later date | Unknown - Unlikely Lead |  |  |  | No | Other |  | Will Inspect meter box at a later date | Unknown | Don't Know | Don't Know |  | Building | Unknown | Unknown | No |  |  | Unknown |  | 32.7002055 | -103.1118555
5378 | 1418 W FROG LEAP CT, HOBBS NM |  | No | No | Non-Lead - Plastic | No | 2019 | 1 | Installation date after lead ban | No | Other |  | Newer Construction, verified by GIS Mapping | Non-Lead - Plastic | 2008 | 1 | Installation date after lead ban | No | Other |  | Newer Construction, verified by GIS Mapping |  | No | No |  | Single Family Residence | Unknown | No | No |  |  | Non-Lead
9512 | 1724 MARQUIS LN, HOBBS NM |  | No | No | Unknown - Unlikely Lead | Don't Know |  |  |  | No | Other |  | Will Inspect meter box at a later date | Unknown - Unlikely Lead |  |  |  | No | Other |  | Will Inspect meter box at a later date | Unknown | Don't Know | Don't Know |  | Building | Unknown | Unknown | No |  |  | Unknown |  | 32.7400144 | -103.157683
8254 | 4800 W LONGTAIL RD, HOBBS NM |  | No | No | Non-Lead - Plastic | No | 2020 | 1 | Field inspection only with no records | Yes | Visual inspection at the meter pit | 09/30/2024 00:00:00 |  | Non-Lead - Plastic | 2020 | 3/4 | Field inspection only with no records | Yes | Visual inspection at the meter pit | 09/30/2024 00:00:00 |  | Non-Lead | No | No |  | Single Family Residence | Unknown | No | No |  |  | Non-Lead |  | 32.7506843 | -103.1976753
5979 | 1211 N GULF ST, HOBBS NM |  | No | No | Unknown - Unlikely Lead | Don't Know |  |  |  | No | Other |  | Will Inspect meter box at a later date | Unknown - Unlikely Lead |  |  |  | No | Other |  | Will Inspect meter box at a later date | Unknown | Don't Know | Don't Know |  | Building | Unknown | Unknown | No |  |  | Unknown |  | 32.7125697 | -103.1532323
8384 | 6501 N LOVINGTON HWY, HOBBS NM |  | No | No | Unknown - Unlikely Lead | Don't Know |  |  |  | No | Other |  | Will Inspect meter box at a later date | Unknown - Unlikely Lead |  |  |  | No | Other |  | Will Inspect meter box at a later date | Unknown | Don't Know | Don't Know |  | Building | Unknown | Unknown | No |  |  | Unknown |  | 32.7738405 | -103.1937924
7314 | 2623 N JEFFERSON ST, HOBBS NM |  | No | No | Unknown - Unlikely Lead | Don't Know |  |  |  | No | Other |  | Will Inspect meter box at a later date | Unknown - Unlikely Lead |  |  |  | No | Other |  | Will Inspect meter box at a later date | Unknown | Don't Know | Don't Know |  | Building | Unknown | Unknown | No |  |  | Unknown |  | 32.7292151 | -103.123298
8381 | 2806 N LOVINGTON HWY, HOBBS NM |  | No | No | Unknown - Unlikely Lead | Don't Know |  |  |  | No | Other |  | Will Inspect meter box at a later date | Unknown - Unlikely Lead |  |  |  | No | Other |  | Will Inspect meter box at a later date | Unknown | Don't Know | Don't Know |  | Building | Unknown | Unknown | No |  |  | Unknown |  | 32.7314596 | -103.1510746
6253 | 3501 N GRIMES ST, HOBBS NM |  | No | No | Unknown - Unlikely Lead | Don't Know |  |  |  | No | Other |  | Will Inspect meter box at a later date | Unknown - Unlikely Lead |  |  |  | No | Other |  | Will Inspect meter box at a later date | Unknown | Don't Know | Don't Know |  | Building | Unknown | Unknown | No |  |  | Unknown |  | 32.738625 | -103.1449486
7642 | 2230 N KINGSLEY DR, HOBBS NM |  | No | No | Unknown - Unlikely Lead | Don't Know |  |  |  | No | Other |  | Will Inspect meter box at a later date | Unknown - Unlikely Lead |  |  |  | No | Other |  | Will Inspect meter box at a later date | Unknown | Don't Know | Don't Know |  | Building | Unknown | Unknown | No |  |  | Unknown |  | 32.7251074 | -103.1417411
6984 | 4217 HERMOSA ST, HOBBS NM |  | No | No | Unknown - Unlikely Lead | Don't Know |  |  |  | No | Other |  | Will Inspect meter box at a later date | Unknown - Unlikely Lead |  |  |  | No | Other |  | Will Inspect meter box at a later date | Unknown | Don't Know | Don't Know |  | Building | Unknown | Unknown | No |  |  | Unknown |  | 32.7468823 | -103.1470875
8217 | 1120 W LAUGHLIN DR, HOBBS NM |  | No | No | Unknown - Unlikely Lead | Don't Know |  |  |  | No | Other |  | Will Inspect meter box at a later date | Unknown - Unlikely Lead |  |  |  | No | Other |  | Will Inspect meter box at a later date | Unknown | Don't Know | Don't Know |  | Building | Unknown | Unknown | No |  |  | Unknown |  | 32.712718 | -103.1502427
5544 | 602 E GREEN ACRES DR, HOBBS NM |  | No | No | Unknown - Unlikely Lead | Don't Know |  |  |  | No | Other |  | Will Inspect meter box at a later date | Unknown - Unlikely Lead |  |  |  | No | Other |  | Will Inspect meter box at a later date | Unknown | Don't Know | Don't Know |  | Building | Unknown | Unknown | No |  |  | Unknown
6540 | 2424 N HOUSTON ST, HOBBS NM |  | No | No | Unknown - Unlikely Lead | Don't Know |  |  |  | No | Other |  | Will Inspect meter box at a later date | Unknown - Unlikely Lead |  |  |  | No | Other |  | Will Inspect meter box at a later date | Unknown | Don't Know | Don't Know |  | Building | Unknown | Unknown | No |  |  | Unknown |  | 32.7280415 | -103.13241
9317 | 1109 W MESA VERDE DR, HOBBS NM |  | No | No | Unknown - Unlikely Lead | Don't Know |  |  |  | No | Other |  | Will Inspect meter box at a later date | Unknown - Unlikely Lead |  |  |  | No | Other |  | Will Inspect meter box at a later date | Unknown | Don't Know | Don't Know |  | Building | Unknown | Unknown | No |  |  | Unknown |  | 32.7457159 | -103.1491111
8920 | 813 E MIDWEST ST, HOBBS NM |  | No | No | Unknown - Unlikely Lead | Don't Know |  |  |  | No | Other |  | Will Inspect meter box at a later date | Unknown - Unlikely Lead |  |  |  | No | Other |  | Will Inspect meter box at a later date | Unknown | Don't Know | Don't Know |  | Building | Unknown | Unknown | No |  |  | Unknown |  | 32.6910745 | -103.1268872
647 | 223 E ASPEN ST, HOBBS NM |  | No | No | Unknown - Unlikely Lead | Don't Know |  |  |  | No | Other |  | Will Inspect meter box at a later date | Unknown - Unlikely Lead |  |  |  | No | Other |  | Will Inspect meter box at a later date | Unknown | Don't Know | Don't Know |  | Building | Unknown | Unknown | No |  |  | Unknown |  | 32.7353516 | -103.1342015
6789 | 914 E HUMBLE ST, HOBBS NM |  | No | No | Unknown - Unlikely Lead | Don't Know |  |  |  | No | Other |  | Will Inspect meter box at a later date | Unknown - Unlikely Lead |  |  |  | No | Other |  | Will Inspect meter box at a later date | Unknown | Don't Know | Don't Know |  | Building | Unknown | Unknown | No |  |  | Unknown |  | 32.6936282 | -103.1258859
8961 | 207 W MIDWEST ST, HOBBS NM |  | No | No | Unknown - Unlikely Lead | Don't Know |  |  |  | No | Other |  | Will Inspect meter box at a later date | Unknown - Unlikely Lead |  |  |  | No | Other |  | Will Inspect meter box at a later date | Unknown | Don't Know | Don't Know |  | Building | Unknown | Unknown | No |  |  | Unknown |  | 32.6909566 | -103.1382112
8407 | 2101 W LAKEVIEW DR, HOBBS NM |  | No | No | Unknown - Unlikely Lead | Don't Know |  |  |  | No | Other |  | Will Inspect meter box at a later date | Unknown - Unlikely Lead |  |  |  | No | Other |  | Will Inspect meter box at a later date | Unknown | Don't Know | Don't Know |  | Building | Unknown | Unknown | No |  |  | Unknown |  | 32.750262 | -103.164073
775 | 2102 E ARBORS AVE, HOBBS NM |  | No | No | Non-Lead - Copper | No | 2007 | 3/4 | Field inspection only with no records | Yes | Visual inspection at the meter pit | 05/26/2024 00:00:00 |  | Non-Lead - Plastic | 2007 | 3/4 | Installation date after lead ban | Yes | Visual inspection at the meter pit | 05/26/2024 00:00:00 |  | Non-Lead | No | No |  | Single Family Residence |  | No | No |  |  | Non-Lead |  | 32.7274017 | -103.1117543
4846 | 1201 DESERT SAGE, HOBBS NM |  | No | No | Non-Lead - Plastic | No | 2005 | 3/4 | Field inspection only with no records | Yes | Visual inspection at the meter pit | 04/17/2024 00:00:00 |  | Non-Lead - Copper | 2005 | 3/4 | Field inspection only with no records | Yes | Visual inspection at the meter pit | 04/17/2024 00:00:00 |  | Non-Lead | No | No | Not Applicable | Single Family Residence | Unknown | No | No |  |  | Non-Lead
9040 | 1237 S MCKINLEY ST, HOBBS NM |  | No | No | Unknown - Unlikely Lead | Don't Know |  |  |  | No | Other |  | Will Inspect meter box at a later date | Unknown - Unlikely Lead |  |  |  | No | Other |  | Will Inspect meter box at a later date | Unknown | Don't Know | Don't Know |  | Building | Unknown | Unknown | No |  |  | Unknown |  | 32.686221 | -103.1333472
4979 | 1708 EL CENTRO, HOBBS NM |  | No | No | Non-Lead - Plastic | No | 2015 | 1 | Field inspection only with no records | Yes | Visual inspection at the meter pit | 06/03/2024 00:00:00 |  | Non-Lead - Plastic | 2015 | 1 | Field inspection only with no records | Yes | Visual inspection at the meter pit | 06/03/2024 00:00:00 |  | Non-Lead | No | No |  | Single Family Residence |  | No | No |  |  | Non-Lead
8071 | 6412 LILY POND RD, HOBBS NM |  | No | No | Non-Lead - Plastic | No | 2022 | 1 | Field inspection only with no records | Yes | Visual inspection at the meter pit | 07/23/2024 00:00:00 |  | Non-Lead - Plastic | 2022 | 1 | Field inspection only with no records | Yes | Visual inspection at the meter pit | 07/23/2024 00:00:00 |  | Non-Lead | No | No |  | Single Family Residence | Unknown | No | No |  |  | Non-Lead |  | 32.7728795 | -103.1563812
8826 | 620 S MORRIS ST, HOBBS NM |  | No | No | Unknown - Unlikely Lead | Don't Know |  |  |  | No | Other |  | Will Inspect meter box at a later date | Unknown - Unlikely Lead |  |  |  | No | Other |  | Will Inspect meter box at a later date | Unknown | Don't Know | Don't Know |  | Building | Unknown | Unknown | No |  |  | Unknown |  | 32.6953229 | -103.128753
549 | 207 N AVENUE A, HOBBS NM |  | No | No | Unknown - Unlikely Lead | Don't Know |  |  |  | No | Other |  | Will Inspect meter box at a later date | Unknown - Unlikely Lead |  |  |  | No | Other |  | Will Inspect meter box at a later date | Unknown | Don't Know | Don't Know |  | Building | Unknown | Unknown | No |  |  | Unknown
8503 | 2906 W MARLAND, HOBBS NM |  | No | No | Unknown - Unlikely Lead | Don't Know |  |  |  | No | Other |  | Will Inspect meter box at a later date | Unknown - Unlikely Lead |  |  |  | No | Other |  | Will Inspect meter box at a later date | Unknown | Don't Know | Don't Know |  | Building | Unknown | Unknown | No |  |  | Unknown |  | 32.6969939 | -103.1736296
5603 | 301 E GREEN ACRES DR, HOBBS NM |  | No | No | Unknown - Unlikely Lead | Don't Know |  |  |  | No | Other |  | Will Inspect meter box at a later date | Unknown - Unlikely Lead |  |  |  | No | Other |  | Will Inspect meter box at a later date | Unknown | Don't Know | Don't Know |  | Building | Unknown | Unknown | No |  |  | Unknown
6175 | 1400 N GRIMES ST, HOBBS NM |  | No | No | Unknown - Unlikely Lead | Don't Know |  |  |  | No | Other |  | Will Inspect meter box at a later date | Unknown - Unlikely Lead |  |  |  | No | Other |  | Will Inspect meter box at a later date | Unknown | Don't Know | Don't Know |  | Building | Unknown | Unknown | No |  |  | Unknown |  | 32.7143211 | -103.1444287
6896 | 1723 S HEIZER PARKWAY, HOBBS NM |  | No | No | Non-Lead - Copper | No |  | 3/4 | Field inspection only with no records | Yes | Visual inspection at the meter pit | 09/02/2024 00:00:00 |  | Non-Lead - Copper |  | 3/4 | Installation date after lead ban | No | Visual inspection at the meter pit | 09/02/2024 00:00:00 |  | Non-Lead | No | No |  | Single Family Residence |  | No | No |  |  | Non-Lead |  | 32.683133 | -103.1363542
5804 | 1530 N GILA DR, HOBBS NM |  | No | No | Unknown - Unlikely Lead | Don't Know |  |  |  | No | Other |  | Will Inspect meter box at a later date | Unknown - Unlikely Lead |  |  |  | No | Other |  | Will Inspect meter box at a later date | Unknown | Don't Know | Don't Know |  | Building | Unknown | Unknown | No |  |  | Unknown
6598 | 212 S HOUSTON ST, HOBBS NM |  | No | No | Unknown - Unlikely Lead | Don't Know |  |  |  | No | Other |  | Will Inspect meter box at a later date | Unknown - Unlikely Lead |  |  |  | No | Other |  | Will Inspect meter box at a later date | Unknown | Don't Know | Don't Know |  | Building | Unknown | Unknown | No |  |  | Unknown |  | 32.6993094 | -103.1310759
6699 | 5314 W HARDTACK RD, HOBBS NM |  | No | No | Non-Lead - Plastic | No | 2015 | 3/4 | Field inspection only with no records | Yes | Visual inspection at the meter pit | 05/26/2024 00:00:00 |  | Non-Lead - Plastic | 2015 | 3/4 | Installation date after lead ban | Yes | Visual inspection at the meter pit | 05/26/2024 00:00:00 |  | Non-Lead | No | No |  | Single Family Residence |  | No | No |  |  | Non-Lead |  | 32.752113 | -103.203888
5322 | 1431 W FOX FIRE CT, HOBBS NM |  | No | No | Non-Lead - Plastic | No | 2020 | 1 | Installation date after lead ban | No | Other |  | Newer Construction, verified by GIS Mapping | Non-Lead - Plastic | 2020 | 1 | Installation date after lead ban | No | Other |  | Newer Construction, verified by GIS Mapping |  | No | No |  | Single Family Residence | Unknown | No | No |  |  | Non-Lead
5509 | 327 E GREEN ACRES DR, HOBBS NM |  | No | No | Unknown - Unlikely Lead | Don't Know |  |  |  | No | Other |  | Will Inspect meter box at a later date | Unknown - Unlikely Lead |  |  |  | No | Other |  | Will Inspect meter box at a later date | Unknown | Don't Know | Don't Know |  | Building | Unknown | Unknown | No |  |  | Unknown
876 | 102 W BERRY DR, HOBBS NM |  | No | No | Unknown - Unlikely Lead | Don't Know |  |  |  | No | Other |  | Will Inspect meter box at a later date | Unknown - Unlikely Lead |  |  |  | No | Other |  | Will Inspect meter box at a later date | Unknown | Don't Know | Don't Know |  | Building | Unknown | Unknown | No |  |  | Unknown |  | 32.7160535 | -103.1357794
7230 | 424 E JEMEZ RD, HOBBS NM |  | No | No | Unknown - Unlikely Lead | Don't Know |  |  |  | No | Other |  | Will Inspect meter box at a later date | Unknown - Unlikely Lead |  |  |  | No | Other |  | Will Inspect meter box at a later date | Unknown | Don't Know | Don't Know |  | Building | Unknown | Unknown | No |  |  | Unknown |  | 35.867142 | -106.272952
8594 | 1709 E MARLAND ST, HOBBS NM |  | No | No | Unknown - Unlikely Lead | Don't Know |  |  |  | No | Other |  | Will Inspect meter box at a later date | Unknown - Unlikely Lead |  |  |  | No | Other |  | Will Inspect meter box at a later date | Unknown | Don't Know | Don't Know |  | Building | Unknown | Unknown | No |  |  | Unknown |  | 32.6963508 | -103.1138983
8438 | 602 E MESQUITE DR, HOBBS NM |  | No | No | Unknown - Unlikely Lead | Don't Know |  |  |  | No | Other |  | Will Inspect meter box at a later date | Unknown - Unlikely Lead |  |  |  | No | Other |  | Will Inspect meter box at a later date | Unknown | Don't Know | Don't Know |  | Building | Unknown | Unknown | No |  |  | Unknown |  | 32.6885696 | -103.1295621
5099 | 1111 ELM BLVD, HOBBS NM |  | No | No | Unknown - Unlikely Lead | Don't Know |  |  |  | No | Other |  | Will Inspect meter box at a later date | Unknown - Unlikely Lead |  |  |  | No | Other |  | Will Inspect meter box at a later date | Unknown | Don't Know | Don't Know |  | Building | Unknown | Unknown | No |  |  | Unknown
8905 | 320 E MIDWEST ST, HOBBS NM |  | No | No | Unknown - Unlikely Lead | Don't Know |  |  |  | No | Other |  | Will Inspect meter box at a later date | Unknown - Unlikely Lead |  |  |  | No | Other |  | Will Inspect meter box at a later date | Unknown | Don't Know | Don't Know |  | Building | Unknown | Unknown | No |  |  | Unknown |  | 32.6914758 | -103.1329917
7906 | 811 E LLANO DR, HOBBS NM |  | No | No | Unknown - Unlikely Lead | Don't Know |  |  |  | No | Other |  | Will Inspect meter box at a later date | Unknown - Unlikely Lead |  |  |  | No | Other |  | Will Inspect meter box at a later date | Unknown | Don't Know | Don't Know |  | Building | Unknown | Unknown | No |  |  | Unknown |  | 32.7141107 | -103.1269829
8374 | 4900 N LOVINGTON HWY, HOBBS NM |  | No | No | Non-Lead - Plastic | No |  | 1 | Field inspection only with no records | Yes | Visual inspection at the meter pit | 09/02/2024 00:00:00 |  | Non-Lead - Plastic |  | 1 | Installation date after lead ban | Yes | Visual inspection at the meter pit | 09/02/2024 00:00:00 |  | Non-Lead | No | No |  | Single Family Residence |  | No | No |  |  | Non-Lead |  | 32.755417 | -103.17294
6092 | 409 E GLORIETTA DR, HOBBS NM |  | No | No | Unknown - Unlikely Lead | Don't Know |  |  |  | No | Other |  | Will Inspect meter box at a later date | Unknown - Unlikely Lead |  |  |  | No | Other |  | Will Inspect meter box at a later date | Unknown | Don't Know | Don't Know |  | Building | Unknown | Unknown | No |  |  | Unknown |  | 32.73278 | -103.132624
9288 | 503 N MURRAY ST, HOBBS NM |  | No | No | Unknown - Unlikely Lead | Don't Know |  |  |  | No | Other |  | Will Inspect meter box at a later date | Unknown - Unlikely Lead |  |  |  | No | Other |  | Will Inspect meter box at a later date | Unknown | Don't Know | Don't Know |  | Building | Unknown | Unknown | No |  |  | Unknown |  | 32.7051808 | -103.1220023
6239 | 3601 N GRIMES ST SUITE 500, HOBBS NM |  | No | No | Non-Lead - Plastic | Don't Know |  | 1 | Field inspection only with no records | Yes | Visual inspection at the meter pit | 08/13/2024 00:00:00 |  | Non-Lead - Plastic | 2022 | 1 | Field inspection only with no records | Yes | Visual inspection at the meter pit | 08/13/2024 00:00:00 |  | Non-Lead | No | Don't Know |  | Building |  | No | No |  |  | Non-Lead |  | 32.7391037 | -103.1454682
6736 | 2025 N HOMESTEAD DR, HOBBS NM |  | No | No | Non-Lead - Plastic | No | 2019 | 1 | Field inspection only with no records | Yes | Visual inspection at the meter pit | 09/02/2024 00:00:00 |  | Non-Lead - Plastic | 2019 | 1 | Installation date after lead ban | Yes | Visual inspection at the meter pit | 09/02/2024 00:00:00 |  | Non-Lead | No | No |  | Single Family Residence |  | No | No |  |  | Non-Lead |  | 32.722836 | -103.11148
7135 | 1350 W JOE HARVEY BLVD, HOBBS NM |  | No | No | Unknown - Unlikely Lead | Don't Know |  |  |  | No | Other |  | Will Inspect meter box at a later date | Unknown - Unlikely Lead |  |  |  | No | Other |  | Will Inspect meter box at a later date | Unknown | Don't Know | Don't Know |  | Building | Unknown | Unknown | No |  |  | Unknown |  | 32.7408434 | -103.1530898
960 | 322 N AVENUE B, HOBBS NM |  | No | No | Unknown - Unlikely Lead | Don't Know |  |  |  | No | Other |  | Will Inspect meter box at a later date | Unknown - Unlikely Lead |  |  |  | No | Other |  | Will Inspect meter box at a later date | Unknown | Don't Know | Don't Know |  | Building | Unknown | Unknown | No |  |  | Unknown |  | 32.7037419 | -103.125451
7675 | 6101 N LOBO CT, HOBBS NM |  | No | No | Unknown - Unlikely Lead | Don't Know |  |  |  | No | Other |  | Will Inspect meter box at a later date | Unknown - Unlikely Lead |  |  |  | No | Other |  | Will Inspect meter box at a later date | Unknown | Don't Know | Don't Know |  | Building | Unknown | Unknown | No |  |  | Unknown |  | 32.7695573 | -103.1802261
5616 | 1122 N GREEN ACRES DR, HOBBS NM |  | No | No | Unknown - Unlikely Lead | Don't Know |  |  |  | No | Other |  | Will Inspect meter box at a later date | Unknown - Unlikely Lead |  |  |  | No | Other |  | Will Inspect meter box at a later date | Unknown | Don't Know | Don't Know |  | Building | Unknown | Unknown | No |  |  | Unknown
80 | 16 ACOMA CT, HOBBS NM |  | No | No | Unknown - Unlikely Lead | Don't Know |  |  |  | No | Other |  | Will Inspect meter box at a later date | Unknown - Unlikely Lead |  |  |  | No | Other |  | Will Inspect meter box at a later date | Unknown | Don't Know | Don't Know |  | Building | Unknown | Unknown | No |  |  | Unknown |  | 32.7364375 | -103.1389945
4953 | 4121 EL NIDO, HOBBS NM |  | No | No | Non-Lead - Plastic | No | 2015 | 1 | Field inspection only with no records | Yes | Visual inspection at the meter pit | 06/03/2024 00:00:00 |  | Non-Lead - Plastic | 2015 | 1 | Field inspection only with no records | Yes | Visual inspection at the meter pit | 06/03/2024 00:00:00 |  | Non-Lead | No | No |  | Single Family Residence |  | No | No |  |  | Non-Lead
4867 | 2315 N DESERT WILLOW LN, HOBBS NM |  | No | No | Non-Lead - Plastic | No | 2007 | 1 | Field inspection only with no records | Yes | Visual inspection at the meter pit | 06/03/2024 00:00:00 |  | Non-Lead - Plastic | 2007 | 1 | Field inspection only with no records | Yes | Visual inspection at the meter pit | 06/03/2024 00:00:00 |  | Non-Lead | No | No |  | Single Family Residence |  | No | No |  |  | Non-Lead
7287 | 215 N JEFFERSON ST, HOBBS NM |  | No | No | Unknown - Unlikely Lead | Don't Know |  |  |  | No | Other |  | Will Inspect meter box at a later date | Unknown - Unlikely Lead |  |  |  | No | Other |  | Will Inspect meter box at a later date | Unknown | Don't Know | Don't Know |  | Building | Unknown | Unknown | No |  |  | Unknown |  | 32.7025111 | -103.1241256
5682 | 1013 W GOLD AVE, HOBBS NM |  | No | No | Unknown - Unlikely Lead | Don't Know |  |  |  | No | Other |  | Will Inspect meter box at a later date | Unknown - Unlikely Lead |  |  |  | No | Other |  | Will Inspect meter box at a later date | Unknown | Don't Know | Don't Know |  | Building | Unknown | Unknown | No |  |  | Unknown
758 | 2110 E ARBORS AVE, HOBBS NM |  | No | No | Non-Lead - Copper | No | 2007 | 3/4 | Field inspection only with no records | Yes | Visual inspection at the meter pit | 05/26/2024 00:00:00 |  | Non-Lead - Plastic | 2007 | 3/4 | Installation date after lead ban | Yes | Visual inspection at the meter pit | 05/26/2024 00:00:00 |  | Non-Lead | No | No |  | Single Family Residence |  | No | No |  |  | Non-Lead |  | 32.727396 | -103.1113292
745 | 2828 N AMOR AVE, HOBBS NM |  | No | No | Non-Lead - Copper | No | 2020 | 3/4 | Field inspection only with no records | Yes | Visual inspection at the meter pit | 05/26/2024 00:00:00 |  | Non-Lead - Plastic | 2020 | 3/4 | Installation date after lead ban | Yes | Visual inspection at the meter pit | 05/26/2024 00:00:00 |  | Non-Lead | No | No |  | Building | [5 empty] | Non-Lead |  | 32.731907 | -103.114372
6688 | 5208 W HARDTACK RD, HOBBS NM |  | No | No | Non-Lead - Plastic | No | 2015 | 3/4 | Field inspection only with no records | Yes | Visual inspection at the meter pit | 05/26/2024 00:00:00 |  | Non-Lead - Plastic | 2015 | 3/4 | Installation date after lead ban | Yes | Visual inspection at the meter pit | 05/26/2024 00:00:00 |  | Non-Lead | No | No |  | Single Family Residence |  | No | No |  |  | Non-Lead |  | 32.752109 | -103.2024519
926 | 206 S AVENUE B, HOBBS NM |  | No | No | Unknown - Unlikely Lead | Don't Know |  |  |  | No | Other |  | Will Inspect meter box at a later date | Unknown - Unlikely Lead |  |  |  | No | Other |  | Will Inspect meter box at a later date | Unknown | Don't Know | Don't Know |  | Building | Unknown | Unknown | No |  |  | Unknown |  | 32.699415 | -103.1255487
8998 | 2500 1/2 W MIDWEST ST, HOBBS NM |  | No | No | Unknown - Unlikely Lead | Don't Know |  |  |  | No | Other |  | Will Inspect meter box at a later date | Unknown - Unlikely Lead |  |  |  | No | Other |  | Will Inspect meter box at a later date | Unknown | Don't Know | Don't Know |  | Building | Unknown | Unknown | No |  |  | Unknown
8448 | 307 W MESQUITE DR, HOBBS NM |  | No | No | Unknown - Unlikely Lead | Don't Know |  |  |  | No | Other |  | Will Inspect meter box at a later date | Unknown - Unlikely Lead |  |  |  | No | Other |  | Will Inspect meter box at a later date | Unknown | Don't Know | Don't Know |  | Building | Unknown | Unknown | No |  |  | Unknown |  | 32.68898 | -103.1395657
5317 | 1522 W FOX FIRE CT, HOBBS NM |  | No | No | Non-Lead - Plastic | No | 2020 | 1 | Installation date after lead ban | No | Other |  | Newer Construction, verified by GIS Mapping | Non-Lead - Plastic | 2020 | 1 | Installation date after lead ban | No | Other |  | Newer Construction, verified by GIS Mapping |  | No | No |  | Single Family Residence | Unknown | No | No |  |  | Non-Lead
7321 | 2335 N JEFFERSON ST, HOBBS NM |  | No | No | Unknown - Unlikely Lead | Don't Know |  |  |  | No | Other |  | Will Inspect meter box at a later date | Unknown - Unlikely Lead |  |  |  | No | Other |  | Will Inspect meter box at a later date | Unknown | Don't Know | Don't Know |  | Building | Unknown | Unknown | No |  |  | Unknown |  | 32.7269884 | -103.1236383
9807 | 3044 N NORTHWEST DR, HOBBS NM |  | No | No | Unknown - Unlikely Lead | Don't Know |  |  |  | No | Other |  | Will Inspect meter box at a later date | Unknown - Unlikely Lead |  |  |  | No | Other |  | Will Inspect meter box at a later date | Unknown | Don't Know | Don't Know |  | Building | Unknown | Unknown | No |  |  | Unknown |  | 32.7336685 | -103.1517431
6898 | 1721 S HEIZER PKWY, HOBBS NM |  | No | No | Non-Lead - Copper | No |  | 3/4 | Field inspection only with no records | Yes | Visual inspection at the meter pit | 09/02/2024 00:00:00 |  | Non-Lead - Copper |  | 3/4 | Installation date after lead ban | No | Visual inspection at the meter pit | 09/02/2024 00:00:00 |  | Non-Lead | No | No |  | Single Family Residence |  | No | No |  |  | Non-Lead |  | 32.6832394 | -103.1363482
685 | 201 E ASPEN ST, HOBBS NM |  | No | No | Unknown - Unlikely Lead | Don't Know |  |  |  | No | Other |  | Will Inspect meter box at a later date | Unknown - Unlikely Lead |  |  |  | No | Other |  | Will Inspect meter box at a later date | Unknown | Don't Know | Don't Know |  | Building | Unknown | Unknown | No |  |  | Unknown |  | 32.735354 | -103.135094
972 | 410 E BAJA DR, HOBBS NM |  | No | No | Unknown - Unlikely Lead | Don't Know |  |  |  | No | Other |  | Will Inspect meter box at a later date | Unknown - Unlikely Lead |  |  |  | No | Other |  | Will Inspect meter box at a later date | Unknown | Don't Know | Don't Know |  | Building | Unknown | Unknown | No |  |  | Unknown |  | 32.7197509 | -103.132602
7552 | 1110 W KIOWA AVE, HOBBS NM |  | No | No | Unknown - Unlikely Lead | Don't Know |  |  |  | No | Other |  | Will Inspect meter box at a later date | Unknown - Unlikely Lead |  |  |  | No | Other |  | Will Inspect meter box at a later date | Unknown | Don't Know | Don't Know |  | Building | Unknown | Unknown | No |  |  | Unknown |  | 32.736224 | -103.1487511
8443 | 404 W MESQUITE DR, HOBBS NM |  | No | No | Unknown - Unlikely Lead | Don't Know |  |  |  | No | Other |  | Will Inspect meter box at a later date | Unknown - Unlikely Lead |  |  |  | No | Other |  | Will Inspect meter box at a later date | Unknown | Don't Know | Don't Know |  | Building | Unknown | Unknown | No |  |  | Unknown |  | 32.6886323 | -103.1405549
7704 | 600 E LEA ST, HOBBS NM |  | No | No | Unknown - Unlikely Lead | Don't Know |  |  |  | No | Other |  | Will Inspect meter box at a later date | Unknown - Unlikely Lead |  |  |  | No | Other |  | Will Inspect meter box at a later date | Unknown | Don't Know | Don't Know |  | Building | Unknown | Unknown | No |  |  | Unknown |  | 32.7094485 | -103.1298039
7339 | 110 JEFFERSON PL, HOBBS NM |  | No | No | Unknown - Unlikely Lead | Don't Know |  |  |  | No | Other |  | Will Inspect meter box at a later date | Unknown - Unlikely Lead |  |  |  | No | Other |  | Will Inspect meter box at a later date | Unknown | Don't Know | Don't Know |  | Building | Unknown | Unknown | No |  |  | Unknown |  | 32.7153491 | -103.125212
7007 | 1508 HONEYSUCKLE CT, HOBBS NM |  | No | No | Non-Lead - Plastic | No | 2021 | 1 | Installation date after lead ban | No | Other |  | GIS verfied because of being built after ban | Non-Lead - Plastic | 2021 | 1 | Installation date after lead ban | No | Other |  | Newer Construction, verified by GIS Mapping |  | No | No |  | Single Family Residence | Unknown | No | No |  |  | Non-Lead |  | 32.773924 | -103.154673
5186 | 2108 N FOWLER ST, HOBBS NM |  | No | No | Unknown - Unlikely Lead | Don't Know |  |  |  | No | Other |  | Will Inspect meter box at a later date | Unknown - Unlikely Lead |  |  |  | No | Other |  | Will Inspect meter box at a later date | Unknown | Don't Know | Don't Know |  | Building | Unknown | Unknown | No |  |  | Unknown
9004 | 711 S MCKINLEY ST, HOBBS NM |  | No | No | Unknown - Unlikely Lead | Don't Know |  |  |  | No | Other |  | Will Inspect meter box at a later date | Unknown - Unlikely Lead |  |  |  | No | Other |  | Will Inspect meter box at a later date | Unknown | Don't Know | Don't Know |  | Building | Unknown | Unknown | No |  |  | Unknown |  | 32.6939141 | -103.1328762
5370 | 2125 N FRENCH DR, HOBBS NM |  | No | No | Unknown - Unlikely Lead | Don't Know |  |  |  | No | Other |  | Will Inspect meter box at a later date | Unknown - Unlikely Lead |  |  |  | No | Other |  | Will Inspect meter box at a later date | Unknown | Don't Know | Don't Know |  | Building | Unknown | Unknown | No |  |  | Unknown
683 | 718 E ASPEN ST, HOBBS NM |  | No | No | Unknown - Unlikely Lead | Don't Know |  |  |  | No | Other |  | Will Inspect meter box at a later date | Unknown - Unlikely Lead |  |  |  | No | Other |  | Will Inspect meter box at a later date | Unknown | Don't Know | Don't Know |  | Building | Unknown | Unknown | No |  |  | Unknown |  | 32.7355427 | -103.1292708
5142 | 1928 N FOWLER ST, HOBBS NM |  | No | No | Unknown - Unlikely Lead | Don't Know |  |  |  | No | Other |  | Will Inspect meter box at a later date | Unknown - Unlikely Lead |  |  |  | No | Other |  | Will Inspect meter box at a later date | Unknown | Don't Know | Don't Know |  | Building | Unknown | Unknown | No |  |  | Unknown
7710 | 408 E LEA ST, HOBBS NM |  | No | No | Unknown - Unlikely Lead | Don't Know |  |  |  | No | Other |  | Will Inspect meter box at a later date | Unknown - Unlikely Lead |  |  |  | No | Other |  | Will Inspect meter box at a later date | Unknown | Don't Know | Don't Know |  | Building | Unknown | Unknown | No |  |  | Unknown |  | 32.7094493 | -103.1319532
8074 | 6321 N LILY POND RD, HOBBS NM |  | No | No | Non-Lead - Plastic | No | 2022 | 1 | Field inspection only with no records | Yes | Visual inspection at the meter pit | 07/23/2024 00:00:00 |  | Non-Lead - Plastic | 2022 | 1 | Field inspection only with no records | Yes | Visual inspection at the meter pit | 07/23/2024 00:00:00 |  | Non-Lead | No | No |  | Single Family Residence | Unknown | No | No |  |  | Non-Lead |  | 32.7725474 | -103.1566663
9241 | 405 E MAIN ST, HOBBS NM |  | No | No | Unknown - Unlikely Lead | Don't Know |  |  |  | No | Other |  | Will Inspect meter box at a later date | Unknown - Unlikely Lead |  |  |  | No | Other |  | Will Inspect meter box at a later date | Unknown | Don't Know | Don't Know |  | Building | Unknown | Unknown | No |  |  | Unknown |  | 32.6920935 | -103.132186
6077 | 809 E GLORIETTA DR, HOBBS NM |  | No | No | Non-Lead - Plastic | No | 2020 | 1 | Field inspection only with no records | Yes | Visual inspection at the meter pit | 05/26/2024 00:00:00 |  | Non-Lead - Plastic | 2020 | 1 | Installation date after lead ban | Yes | Visual inspection at the meter pit | 05/26/2024 00:00:00 |  | Non-Lead | No | No |  | Single Family Residence |  | No | No |  |  | Non-Lead |  | 32.732663 | -103.127273
8991 | 317 W MIDWEST ST, HOBBS NM |  | No | No | Unknown - Unlikely Lead | Don't Know |  |  |  | No | Other |  | Will Inspect meter box at a later date | Unknown - Unlikely Lead |  |  |  | No | Other |  | Will Inspect meter box at a later date | Unknown | Don't Know | Don't Know |  | Building | Unknown | Unknown | No |  |  | Unknown |  | 32.6912438 | -103.1398553
7435 | 927 JICARILLA ST, HOBBS NM |  | No | No | Unknown - Unlikely Lead | Don't Know |  |  |  | No | Other |  | Will Inspect meter box at a later date | Unknown - Unlikely Lead |  |  |  | No | Other |  | Will Inspect meter box at a later date | Unknown | Don't Know | Don't Know |  | Building | Unknown | Unknown | No |  |  | Unknown |  | 32.744988 | -103.1472269
4794 | 1535 N DENSON DR, HOBBS NM |  | No | No | Unknown - Unlikely Lead | Don't Know |  |  |  | No | Other |  | Will Inspect meter box at a later date | Unknown - Unlikely Lead |  |  |  | No | Other |  | Will Inspect meter box at a later date | Unknown | Don't Know | Don't Know |  | Building | Unknown | Unknown | No |  |  | Unknown
9646 | 2322 N MULBERRY LN, HOBBS NM |  | No | No | Non-Lead - Plastic | No | 2020 | 1 | Field inspection only with no records | Yes | Visual inspection at the meter pit | 06/03/2024 00:00:00 |  | Non-Lead - Plastic | 2020 | 1 | Field inspection only with no records | Yes | Visual inspection at the meter pit | 06/03/2024 00:00:00 |  | Non-Lead | No | No |  | Single Family Residence |  | No | No |  |  | Non-Lead |  | 32.7268144 | -103.1106986
9903 | 501 E NAVAJO DR, HOBBS NM |  | No | No | Unknown - Unlikely Lead | Don't Know |  |  |  | No | Other |  | Will Inspect meter box at a later date | Unknown - Unlikely Lead |  |  |  | No | Other |  | Will Inspect meter box at a later date | Unknown | Don't Know | Don't Know |  | Building | Unknown | Unknown | No |  |  | Unknown |  | 32.7398106 | -103.1317735
6098 | 2542 N GREEN VALLEY TRAIL, HOBBS NM |  | No | No | Non-Lead - Copper | No | 2007 | 3/4 | Field inspection only with no records | Yes | Visual inspection at the meter pit | 05/26/2024 00:00:00 |  | Non-Lead - Copper | 2007 | 3/4 | Installation date after lead ban | Yes | Visual inspection at the meter pit | 05/26/2024 00:00:00 |  | Non-Lead | No | No |  | Single Family Residence |  | No | No |  |  | Non-Lead |  | 32.7291259 | -103.112915
6101 | 2507 N GREEN VALLEY TRAIL, HOBBS NM |  | No | No | Non-Lead - Copper | No | 2007 | 3/4 | Field inspection only with no records | Yes | Visual inspection at the meter pit | 05/26/2024 00:00:00 |  | Non-Lead - Copper | 2007 | 3/4 | Installation date after lead ban | Yes | Visual inspection at the meter pit | 05/26/2024 00:00:00 |  | Non-Lead | No | No |  | Single Family Residence |  | No | No |  |  | Non-Lead |  | 32.7280927 | -103.1134541
7343 | 106 JEFFERSON PL, HOBBS NM |  | No | No | Unknown - Unlikely Lead | Don't Know |  |  |  | No | Other |  | Will Inspect meter box at a later date | Unknown - Unlikely Lead |  |  |  | No | Other |  | Will Inspect meter box at a later date | Unknown | Don't Know | Don't Know |  | Building | Unknown | Unknown | No |  |  | Unknown |  | 32.7149907 | -103.1249278
9394 | 103 W MESA DR, HOBBS NM |  | No | No | Unknown - Unlikely Lead | Don't Know |  |  |  | No | Other |  | Will Inspect meter box at a later date | Unknown - Unlikely Lead |  |  |  | No | Other |  | Will Inspect meter box at a later date | Unknown | Don't Know | Don't Know |  | Building | Unknown | Unknown | No |  |  | Unknown |  | 32.7171188 | -103.1358123
727 | 2227 N ADOBE DR, HOBBS NM |  | No | No | Unknown - Unlikely Lead | Don't Know |  |  |  | No | Other |  | Will Inspect meter box at a later date | Unknown - Unlikely Lead |  |  |  | No | Other |  | Will Inspect meter box at a later date | Unknown | Don't Know | Don't Know |  | Building | Unknown | Unknown | No |  |  | Unknown |  | 32.724983 | -103.1402542
6689 | 5103 W HARDTACK RD, HOBBS NM |  | No | No | Non-Lead - Plastic | No | 2015 | 3/4 | Field inspection only with no records | Yes | Visual inspection at the meter pit | 05/26/2024 00:00:00 |  | Non-Lead - Plastic | 2015 | 3/4 | Installation date after lead ban | Yes | Visual inspection at the meter pit | 05/26/2024 00:00:00 |  | Non-Lead | No | No |  | Single Family Residence |  | No | No |  |  | Non-Lead |  | 32.751676 | -103.201109
6532 | 3011 N HOUSTON ST, HOBBS NM |  | No | No | Unknown - Unlikely Lead | Don't Know |  |  |  | No | Other |  | Will Inspect meter box at a later date | Unknown - Unlikely Lead |  |  |  | No | Other |  | Will Inspect meter box at a later date | Unknown | Don't Know | Don't Know |  | Building | Unknown | Unknown | No |  |  | Unknown |  | 32.7335416 | -103.1322147
4869 | 2322 N DESERT WILLOW LN, HOBBS NM |  | No | No | Non-Lead - Plastic | No | 2007 | 1 | Field inspection only with no records | Yes | Visual inspection at the meter pit | 06/03/2024 00:00:00 |  | Non-Lead - Plastic | 2007 | 1 | Field inspection only with no records | Yes | Visual inspection at the meter pit | 06/03/2024 00:00:00 |  | Non-Lead | No | No |  | Single Family Residence |  | No | No |  |  | Non-Lead
9180 | 1423 E MAIN ST, HOBBS NM |  | No | No | Unknown - Unlikely Lead | Don't Know |  |  |  | No | Other |  | Will Inspect meter box at a later date | Unknown - Unlikely Lead |  |  |  | No | Other |  | Will Inspect meter box at a later date | Unknown | Don't Know | Don't Know |  | Building | Unknown | Unknown | No |  |  | Unknown |  | 32.6920301 | -103.1190426
7637 | 4813 W KING KELLY RD, HOBBS NM |  | No | No | Non-Lead - Plastic | No | 2021 | 1 | Field inspection only with no records | Yes | Visual inspection at the meter pit | 09/30/2024 00:00:00 |  | Non-Lead - Plastic | 2021 | 3/4 | Field inspection only with no records | Yes | Visual inspection at the meter pit | 09/30/2024 00:00:00 |  | Non-Lead | No | No |  | Single Family Residence |  | No | No |  |  | Non-Lead |  | 32.748804 | -103.198117
4971 | 1609 EL CENTRO, HOBBS NM |  | No | No | Non-Lead - Plastic | No | 2015 | 1 | Field inspection only with no records | Yes | Visual inspection at the meter pit | 06/03/2024 00:00:00 |  | Non-Lead - Plastic | 2015 | 1 | Field inspection only with no records | Yes | Visual inspection at the meter pit | 06/03/2024 00:00:00 |  | Non-Lead | No | No |  | Single Family Residence |  | No | No |  |  | Non-Lead
8451 | 702 E MESQUITE DR, HOBBS NM |  | No | No | Unknown - Unlikely Lead | Don't Know |  |  |  | No | Other |  | Will Inspect meter box at a later date | Unknown - Unlikely Lead |  |  |  | No | Other |  | Will Inspect meter box at a later date | Unknown | Don't Know | Don't Know |  | Building | Unknown | Unknown | No |  |  | Unknown |  | 32.6885351 | -103.1285206
514 | 4124 N APODACA ST, HOBBS NM |  | No | No | Unknown - Unlikely Lead | Don't Know |  |  |  | No | Other |  | Will Inspect meter box at a later date | Unknown - Unlikely Lead |  |  |  | No | Other |  | Will Inspect meter box at a later date | Unknown | Don't Know | Don't Know |  | Building | Unknown | Unknown | No |  |  | Unknown
5229 | 3500 N FOWLER ST #7, HOBBS NM |  | No | No | Unknown - Unlikely Lead | Don't Know |  |  |  | No | Other |  | Will Inspect meter box at a later date | Unknown - Unlikely Lead |  |  |  | No | Other |  | Will Inspect meter box at a later date | Unknown | Don't Know | Don't Know |  | Building | Unknown | Unknown | No |  |  | Unknown
916 | 405 S AVENUE B, HOBBS NM |  | No | No | Unknown - Unlikely Lead | Don't Know |  |  |  | No | Other |  | Will Inspect meter box at a later date | Unknown - Unlikely Lead |  |  |  | No | Other |  | Will Inspect meter box at a later date | Unknown | Don't Know | Don't Know |  | Building | Unknown | Unknown | No |  |  | Unknown |  | 32.6975787 | -103.1259479
700 | 308 E ASPEN ST, HOBBS NM |  | No | No | Unknown - Unlikely Lead | Don't Know |  |  |  | No | Other |  | Will Inspect meter box at a later date | Unknown - Unlikely Lead |  |  |  | No | Other |  | Will Inspect meter box at a later date | Unknown | Don't Know | Don't Know |  | Building | Unknown | Unknown | No |  |  | Unknown |  | 32.7357518 | -103.1336056
8596 | 2112 E MARLAND ST, HOBBS NM |  | No | No | Unknown - Unlikely Lead | Don't Know |  |  |  | No | Other |  | Will Inspect meter box at a later date | Unknown - Unlikely Lead |  |  |  | No | Other |  | Will Inspect meter box at a later date | Unknown | Don't Know | Don't Know |  | Building | Unknown | Unknown | No |  |  | Unknown |  | 32.6969971 | -103.1106928
7249 | 300 E JEMEZ RD, HOBBS NM |  | No | No | Unknown - Unlikely Lead | Don't Know |  |  |  | No | Other |  | Will Inspect meter box at a later date | Unknown - Unlikely Lead |  |  |  | No | Other |  | Will Inspect meter box at a later date | Unknown | Don't Know | Don't Know |  | Building | Unknown | Unknown | No |  |  | Unknown |  | 35.867142 | -106.272952
8346 | 4630 N LOVINGTON HWY, HOBBS NM |  | No | No | Unknown - Unlikely Lead | Don't Know |  |  |  | No | Other |  | Will Inspect meter box at a later date | Unknown - Unlikely Lead |  |  |  | No | Other |  | Will Inspect meter box at a later date | Unknown | Don't Know | Don't Know |  | Building | Unknown | Unknown | No |  |  | Unknown |  | 32.7527369 | -103.1719816
653 | 614 E ASPEN ST, HOBBS NM |  | No | No | Unknown - Unlikely Lead | Don't Know |  |  |  | No | Other |  | Will Inspect meter box at a later date | Unknown - Unlikely Lead |  |  |  | No | Other |  | Will Inspect meter box at a later date | Unknown | Don't Know | Don't Know |  | Building | Unknown | Unknown | No |  |  | Unknown |  | 32.7356285 | -103.1308408
8248 | 4819 W LONGTAIL RD, HOBBS NM |  | No | No | Non-Lead - Plastic | No | 2020 | 1 | Field inspection only with no records | Yes | Visual inspection at the meter pit | 09/30/2024 00:00:00 |  | Non-Lead - Plastic | 2020 | 3/4 | Field inspection only with no records | Yes | Visual inspection at the meter pit | 09/30/2024 00:00:00 |  | Non-Lead | No | No |  | Single Family Residence | Unknown | No | No |  |  | Non-Lead |  | 32.750286 | -103.198334
4901 | 1620 1/2 E DUNN ST, HOBBS NM |  | No | No | Unknown - Unlikely Lead | Don't Know |  |  |  | No | Other |  | Will Inspect meter box at a later date | Unknown - Unlikely Lead |  |  |  | No | Other |  | Will Inspect meter box at a later date | Unknown | Don't Know | Don't Know |  | Building | Unknown | Unknown | No |  |  | Unknown
8452 | 110 E MESQUITE DR, HOBBS NM |  | No | No | Unknown - Unlikely Lead | Don't Know |  |  |  | No | Other |  | Will Inspect meter box at a later date | Unknown - Unlikely Lead |  |  |  | No | Other |  | Will Inspect meter box at a later date | Unknown | Don't Know | Don't Know |  | Building | Unknown | Unknown | No |  |  | Unknown |  | 32.6885613 | -103.1333769
9226 | 2111 E MAIN ST, HOBBS NM |  | No | No | Unknown - Unlikely Lead | Don't Know |  |  |  | No | Other |  | Will Inspect meter box at a later date | Unknown - Unlikely Lead |  |  |  | No | Other |  | Will Inspect meter box at a later date | Unknown | Don't Know | Don't Know |  | Building | Unknown | Unknown | No |  |  | Unknown |  | 32.6907173 | -103.1114185
6375 | 4911 W GREY GHOST RD, HOBBS NM |  | No | No | Non-Lead - Plastic | No | 2017 | 3/4 | Field inspection only with no records | Yes | Visual inspection at the meter pit | 05/26/2024 00:00:00 |  | Non-Lead - Plastic | 2017 | 3/4 | Installation date after lead ban | Yes | Visual inspection at the meter pit | 05/26/2024 00:00:00 |  | Non-Lead | No | No |  | Single Family Residence |  | No | No |  |  | Non-Lead |  | 32.749567 | -103.199164
9039 | 1236 S MCKINLEY ST, HOBBS NM |  | No | No | Unknown - Unlikely Lead | Don't Know |  |  |  | No | Other |  | Will Inspect meter box at a later date | Unknown - Unlikely Lead |  |  |  | No | Other |  | Will Inspect meter box at a later date | Unknown | Don't Know | Don't Know |  | Building | Unknown | Unknown | No |  |  | Unknown |  | 32.6862156 | -103.1328351
7490 | 530 E KIVA DR, HOBBS NM |  | No | No | Unknown - Unlikely Lead | Don't Know |  |  |  | No | Other |  | Will Inspect meter box at a later date | Unknown - Unlikely Lead |  |  |  | No | Other |  | Will Inspect meter box at a later date | Unknown | Don't Know | Don't Know |  | Building | Unknown | Unknown | No |  |  | Unknown |  | 32.7334959 | -103.1305504
5101 | 1206 EL CAMINITO DR, HOBBS NM |  | No | No | Unknown - Unlikely Lead | Don't Know |  |  |  | No | Other |  | Will Inspect meter box at a later date | Unknown - Unlikely Lead |  |  |  | No | Other |  | Will Inspect meter box at a later date | Unknown | Don't Know | Don't Know |  | Building | Unknown | Unknown | No |  |  | Unknown
7264 | 901 N JEFFERSON ST, HOBBS NM |  | No | No | Unknown - Unlikely Lead | Don't Know |  |  |  | No | Other |  | Will Inspect meter box at a later date | Unknown - Unlikely Lead |  |  |  | No | Other |  | Will Inspect meter box at a later date | Unknown | Don't Know | Don't Know |  | Building | Unknown | Unknown | No |  |  | Unknown |  | 32.7091238 | -103.1236203
8922 | 209 E MIDWEST ST, HOBBS NM |  | No | No | Unknown - Unlikely Lead | Don't Know |  |  |  | No | Other |  | Will Inspect meter box at a later date | Unknown - Unlikely Lead |  |  |  | No | Other |  | Will Inspect meter box at a later date | Unknown | Don't Know | Don't Know |  | Building | Unknown | Unknown | No |  |  | Unknown |  | 32.6910605 | -103.1344642
6416 | 920 E HIGHLAND DR, HOBBS NM |  | No | No | Unknown - Unlikely Lead | Don't Know |  |  |  | No | Other |  | Will Inspect meter box at a later date | Unknown - Unlikely Lead |  |  |  | No | Other |  | Will Inspect meter box at a later date | Unknown | Don't Know | Don't Know |  | Building | Unknown | Unknown | No |  |  | Unknown |  | 32.7297287 | -103.1251966
8571 | 817 1/2 W MARLAND #1, HOBBS NM |  | No | No | Unknown - Unlikely Lead | Don't Know |  |  |  | No | Other |  | Will Inspect meter box at a later date | Unknown - Unlikely Lead |  |  |  | No | Other |  | Will Inspect meter box at a later date | Unknown | Don't Know | Don't Know |  | Building | Unknown | Unknown | No |  |  | Unknown
7606 | 1415 W KIOWA AVE, HOBBS NM |  | No | No | Unknown - Unlikely Lead | Don't Know |  |  |  | No | Other |  | Will Inspect meter box at a later date | Unknown - Unlikely Lead |  |  |  | No | Other |  | Will Inspect meter box at a later date | Unknown | Don't Know | Don't Know |  | Building | Unknown | Unknown | No |  |  | Unknown |  | 32.7356383 | -103.1526188
9120 | 3119 N MCKINLEY ST, HOBBS NM |  | No | No | Unknown - Unlikely Lead | Don't Know |  |  |  | No | Other |  | Will Inspect meter box at a later date | Unknown - Unlikely Lead |  |  |  | No | Other |  | Will Inspect meter box at a later date | Unknown | Don't Know | Don't Know |  | Building | Unknown | Unknown | No |  |  | Unknown |  | 32.7342243 | -103.1339771
5417 | 1912 N GRAYSON ST, HOBBS NM |  | No | No | Unknown - Unlikely Lead | Don't Know |  |  |  | No | Other |  | Will Inspect meter box at a later date | Unknown - Unlikely Lead |  |  |  | No | Other |  | Will Inspect meter box at a later date | Unknown | Don't Know | Don't Know |  | Building | Unknown | Unknown | No |  |  | Unknown
7826 | 1217 E LLANO DR, HOBBS NM |  | No | No | Unknown - Unlikely Lead | Don't Know |  |  |  | No | Other |  | Will Inspect meter box at a later date | Unknown - Unlikely Lead |  |  |  | No | Other |  | Will Inspect meter box at a later date | Unknown | Don't Know | Don't Know |  | Building | Unknown | Unknown | No |  |  | Unknown |  | 32.7141177 | -103.1211558
7509 | 1504 W KYLEIGH, HOBBS NM |  | No | No | Non-Lead - Plastic | No | 2008 | 1 | Installation date after lead ban | Yes | Visual inspection at the meter pit | 09/30/2024 00:00:00 |  | Non-Lead - Plastic | 2008 |  | Field inspection only with no records | Yes | Visual inspection at the meter pit | 09/30/2024 00:00:00 |  | Non-Lead | No | No |  | Single Family Residence | Unknown | No | No |  |  | Non-Lead |  | 32.7573089 | -103.1541524
8748 | 402 N MORRIS ST, HOBBS NM |  | No | No | Unknown - Unlikely Lead | Don't Know |  |  |  | No | Other |  | Will Inspect meter box at a later date | Unknown - Unlikely Lead |  |  |  | No | Other |  | Will Inspect meter box at a later date | Unknown | Don't Know | Don't Know |  | Building | Unknown | Unknown | No |  |  | Unknown |  | 32.7041741 | -103.1285382
9033 | 704 S MCKINLEY ST, HOBBS NM |  | No | No | Unknown - Unlikely Lead | Don't Know |  |  |  | No | Other |  | Will Inspect meter box at a later date | Unknown - Unlikely Lead |  |  |  | No | Other |  | Will Inspect meter box at a later date | Unknown | Don't Know | Don't Know |  | Building | Unknown | Unknown | No |  |  | Unknown |  | 32.6941617 | -103.1321728
5780 | 1201 N GILA DR, HOBBS NM |  | No | No | Unknown - Unlikely Lead | Don't Know |  |  |  | No | Other |  | Will Inspect meter box at a later date | Unknown - Unlikely Lead |  |  |  | No | Other |  | Will Inspect meter box at a later date | Unknown | Don't Know | Don't Know |  | Building | Unknown | Unknown | No |  |  | Unknown
8939 | 118 W MIDWEST ST, HOBBS NM |  | No | No | Unknown - Unlikely Lead | Don't Know |  |  |  | No | Other |  | Will Inspect meter box at a later date | Unknown - Unlikely Lead |  |  |  | No | Other |  | Will Inspect meter box at a later date | Unknown | Don't Know | Don't Know |  | Building | Unknown | Unknown | No |  |  | Unknown |  | 32.6915119 | -103.1372556
7908 | 910 E LLANO DR, HOBBS NM |  | No | No | Unknown - Unlikely Lead | Don't Know |  |  |  | No | Other |  | Will Inspect meter box at a later date | Unknown - Unlikely Lead |  |  |  | No | Other |  | Will Inspect meter box at a later date | Unknown | Don't Know | Don't Know |  | Building | Unknown | Unknown | No |  |  | Unknown |  | 32.7145532 | -103.1253662
607 | 2211 E ALAMEDA ST, HOBBS NM |  | No | No | Unknown - Unlikely Lead | Don't Know |  |  |  | No | Other |  | Will Inspect meter box at a later date | Unknown - Unlikely Lead |  |  |  | No | Other |  | Will Inspect meter box at a later date | Unknown | Don't Know | Don't Know |  | Building | Unknown | Unknown | No |  |  | Unknown |  | 32.702328 | -103.1108555
6235 | 3907 N GRIMES ST, HOBBS NM |  | No | No | Unknown - Unlikely Lead | Don't Know |  |  |  | No | Other |  | Will Inspect meter box at a later date | Unknown - Unlikely Lead |  |  |  | No | Other |  | Will Inspect meter box at a later date | Unknown | Don't Know | Don't Know |  | Building | Unknown | Unknown | No |  |  | Unknown |  | 32.742998 | -103.1453605
7564 | 1318 W KIOWA AVE, HOBBS NM |  | No | No | Unknown - Unlikely Lead | Don't Know |  |  |  | No | Other |  | Will Inspect meter box at a later date | Unknown - Unlikely Lead |  |  |  | No | Other |  | Will Inspect meter box at a later date | Unknown | Don't Know | Don't Know |  | Building | Unknown | Unknown | No |  |  | Unknown |  | 32.7365112 | -103.151419
8157 | 715 S LEECH ST, HOBBS NM |  | No | No | Unknown - Unlikely Lead | Don't Know |  |  |  | No | Other |  | Will Inspect meter box at a later date | Unknown - Unlikely Lead |  |  |  | No | Other |  | Will Inspect meter box at a later date | Unknown | Don't Know | Don't Know |  | Building | Unknown | Unknown | No |  |  | Unknown |  | 32.6938516 | -103.1429725
6464 | 2031 E HIGHLAND DR, HOBBS NM |  | No | No | Non-Lead - Copper | No | 2007 | 3/4 | Field inspection only with no records | Yes | Visual inspection at the meter pit | 05/26/2024 00:00:00 |  | Non-Lead - Copper | 2007 | 3/4 | Installation date after lead ban | Yes | Visual inspection at the meter pit | 05/26/2024 00:00:00 |  | Non-Lead | No | No |  | Single Family Residence |  | No | No |  |  | Non-Lead |  | 32.7292311 | -103.1121289
6132 | 805 S GIBBS ST, HOBBS NM |  | No | No | Unknown - Unlikely Lead | Don't Know |  |  |  | No | Other |  | Will Inspect meter box at a later date | Unknown - Unlikely Lead |  |  |  | No | Other |  | Will Inspect meter box at a later date | Unknown | Don't Know | Don't Know |  | Building | Unknown | Unknown | No |  |  | Unknown |  | 32.6935235 | -103.1719076
5358 | 2113 N FRENCH DR, HOBBS NM |  | No | No | Unknown - Unlikely Lead | Don't Know |  |  |  | No | Other |  | Will Inspect meter box at a later date | Unknown - Unlikely Lead |  |  |  | No | Other |  | Will Inspect meter box at a later date | Unknown | Don't Know | Don't Know |  | Building | Unknown | Unknown | No |  |  | Unknown
7996 | 907 E LINCOLN RD, HOBBS NM |  | No | No | Unknown - Unlikely Lead | Don't Know |  |  |  | No | Other |  | Will Inspect meter box at a later date | Unknown - Unlikely Lead |  |  |  | No | Other |  | Will Inspect meter box at a later date | Unknown | Don't Know | Don't Know |  | Building | Unknown | Unknown | No |  |  | Unknown |  | 32.7195278 | -103.1256245
9778 | 2810 N NORTHWEST DR, HOBBS NM |  | No | No | Unknown - Unlikely Lead | Don't Know |  |  |  | No | Other |  | Will Inspect meter box at a later date | Unknown - Unlikely Lead |  |  |  | No | Other |  | Will Inspect meter box at a later date | Unknown | Don't Know | Don't Know |  | Building | Unknown | Unknown | No |  |  | Unknown |  | 32.7309819 | -103.1491128
9666 | 2306 N MIMOSA LN, HOBBS NM |  | No | No | Non-Lead - Plastic | No | 2007 | 1 | Field inspection only with no records | Yes | Visual inspection at the meter pit | 06/03/2024 00:00:00 |  | Non-Lead - Plastic | 2007 | 1 | Field inspection only with no records | Yes | Visual inspection at the meter pit | 06/03/2024 00:00:00 |  | Non-Lead | No | No |  | Single Family Residence |  | No | No |  |  | Non-Lead |  | 32.7262421 | -103.1131361
502 | 4149 N APODACA ST, HOBBS NM |  | No | No | Unknown - Unlikely Lead | Don't Know |  |  |  | No | Other |  | Will Inspect meter box at a later date | Unknown - Unlikely Lead |  |  |  | No | Other |  | Will Inspect meter box at a later date | Unknown | Don't Know | Don't Know |  | Building | Unknown | Unknown | No |  |  | Unknown
7517 | 1217 W KIOWA AVE, HOBBS NM |  | No | No | Unknown - Unlikely Lead | Don't Know |  |  |  | No | Other |  | Will Inspect meter box at a later date | Unknown - Unlikely Lead |  |  |  | No | Other |  | Will Inspect meter box at a later date | Unknown | Don't Know | Don't Know |  | Building | Unknown | Unknown | No |  |  | Unknown |  | 32.7358854 | -103.1500888
7212 | 619 E JEMEZ RD, HOBBS NM |  | No | No | Unknown - Unlikely Lead | Don't Know |  |  |  | No | Other |  | Will Inspect meter box at a later date | Unknown - Unlikely Lead |  |  |  | No | Other |  | Will Inspect meter box at a later date | Unknown | Don't Know | Don't Know |  | Building | Unknown | Unknown | No |  |  | Unknown |  | 35.867142 | -106.272952
8017 | 316 N LINAM ST, HOBBS NM |  | No | No | Unknown - Unlikely Lead | Don't Know |  |  |  | No | Other |  | Will Inspect meter box at a later date | Unknown - Unlikely Lead |  |  |  | No | Other |  | Will Inspect meter box at a later date | Unknown | Don't Know | Don't Know |  | Building | Unknown | Unknown | No |  |  | Unknown |  | 32.7034072 | -103.1383558
5693 | 909 E GOLD AVE, HOBBS NM |  | No | No | Unknown - Unlikely Lead | Don't Know |  |  |  | No | Other |  | Will Inspect meter box at a later date | Unknown - Unlikely Lead |  |  |  | No | Other |  | Will Inspect meter box at a later date | Unknown | Don't Know | Don't Know |  | Building | Unknown | Unknown | No |  |  | Unknown
4799 | 1520 N DENSON DR, HOBBS NM |  | No | No | Unknown - Unlikely Lead | Don't Know |  |  |  | No | Other |  | Will Inspect meter box at a later date | Unknown - Unlikely Lead |  |  |  | No | Other |  | Will Inspect meter box at a later date | Unknown | Don't Know | Don't Know |  | Building | Unknown | Unknown | No |  |  | Unknown
681 | 207 E ASPEN ST, HOBBS NM |  | No | No | Unknown - Unlikely Lead | Don't Know |  |  |  | No | Other |  | Will Inspect meter box at a later date | Unknown - Unlikely Lead |  |  |  | No | Other |  | Will Inspect meter box at a later date | Unknown | Don't Know | Don't Know |  | Building | Unknown | Unknown | No |  |  | Unknown |  | 32.7353577 | -103.134887
8946 | 421 W MIDWEST ST, HOBBS NM |  | No | No | Unknown - Unlikely Lead | Don't Know |  |  |  | No | Other |  | Will Inspect meter box at a later date | Unknown - Unlikely Lead |  |  |  | No | Other |  | Will Inspect meter box at a later date | Unknown | Don't Know | Don't Know |  | Building | Unknown | Unknown | No |  |  | Unknown |  | 32.6910511 | -103.1409701
8335 | 6401 N LOVINGTON HWY, HOBBS NM |  | No | No | Unknown - Unlikely Lead | Don't Know |  |  |  | No | Other |  | Will Inspect meter box at a later date | Unknown - Unlikely Lead |  |  |  | No | Other |  | Will Inspect meter box at a later date | Unknown | Don't Know | Don't Know |  | Building | Unknown | Unknown | No |  |  | Unknown |  | 32.7723654 | -103.1935576
8543 | 314 W MARLAND ST, HOBBS NM |  | No | No | Unknown - Unlikely Lead | Don't Know |  |  |  | No | Other |  | Will Inspect meter box at a later date | Unknown - Unlikely Lead |  |  |  | No | Other |  | Will Inspect meter box at a later date | Unknown | Don't Know | Don't Know |  | Building | Unknown | Unknown | No |  |  | Unknown |  | 32.6968894 | -103.1393074
8759 | 2905 N MORRIS DR, HOBBS NM |  | No | No | Unknown - Unlikely Lead | Don't Know |  |  |  | No | Other |  | Will Inspect meter box at a later date | Unknown - Unlikely Lead |  |  |  | No | Other |  | Will Inspect meter box at a later date | Unknown | Don't Know | Don't Know |  | Building | Unknown | Unknown | No |  |  | Unknown |  | 32.7321721 | -103.1296762
9072 | 3007 N MCKINLEY ST, HOBBS NM |  | No | No | Unknown - Unlikely Lead | Don't Know |  |  |  | No | Other |  | Will Inspect meter box at a later date | Unknown - Unlikely Lead |  |  |  | No | Other |  | Will Inspect meter box at a later date | Unknown | Don't Know | Don't Know |  | Building | Unknown | Unknown | No |  |  | Unknown |  | 32.7334519 | -103.1342717
957 | 211 N AVENUE B, HOBBS NM |  | No | No | Unknown - Unlikely Lead | Don't Know |  |  |  | No | Other |  | Will Inspect meter box at a later date | Unknown - Unlikely Lead |  |  |  | No | Other |  | Will Inspect meter box at a later date | Unknown | Don't Know | Don't Know |  | Building | Unknown | Unknown | No |  |  | Unknown |  | 32.7022988 | -103.1260813
9292 | 1117 W MESA VERDE DR, HOBBS NM |  | No | No | Unknown - Unlikely Lead | Don't Know |  |  |  | No | Other |  | Will Inspect meter box at a later date | Unknown - Unlikely Lead |  |  |  | No | Other |  | Will Inspect meter box at a later date | Unknown | Don't Know | Don't Know |  | Building | Unknown | Unknown | No |  |  | Unknown |  | 32.7460721 | -103.1493031
6248 | 3130 N GRIMES ST, HOBBS NM |  | No | No | Unknown - Unlikely Lead | Don't Know |  |  |  | No | Other |  | Will Inspect meter box at a later date | Unknown - Unlikely Lead |  |  |  | No | Other |  | Will Inspect meter box at a later date | Unknown | Don't Know | Don't Know |  | Building | Unknown | Unknown | No |  |  | Unknown |  | 32.7345046 | -103.1445023
8456 | 415 W MARLAND ST, HOBBS NM |  | No | No | Unknown - Unlikely Lead | Don't Know |  |  |  | No | Other |  | Will Inspect meter box at a later date | Unknown - Unlikely Lead |  |  |  | No | Other |  | Will Inspect meter box at a later date | Unknown | Don't Know | Don't Know |  | Building | Unknown | Unknown | No |  |  | Unknown |  | 32.6963692 | -103.1407222
5579 | 905 E GREEN ACRES DR, HOBBS NM |  | No | No | Unknown - Unlikely Lead | Don't Know |  |  |  | No | Other |  | Will Inspect meter box at a later date | Unknown - Unlikely Lead |  |  |  | No | Other |  | Will Inspect meter box at a later date | Unknown | Don't Know | Don't Know |  | Building | Unknown | Unknown | No |  |  | Unknown
5536 | 321 E GREEN ACRES DR, HOBBS NM |  | No | No | Unknown - Unlikely Lead | Don't Know |  |  |  | No | Other |  | Will Inspect meter box at a later date | Unknown - Unlikely Lead |  |  |  | No | Other |  | Will Inspect meter box at a later date | Unknown | Don't Know | Don't Know |  | Building | Unknown | Unknown | No |  |  | Unknown
5622 | 501 W GOLD AVE, HOBBS NM |  | No | No | Unknown - Unlikely Lead | Don't Know |  |  |  | No | Other |  | Will Inspect meter box at a later date | Unknown - Unlikely Lead |  |  |  | No | Other |  | Will Inspect meter box at a later date | Unknown | Don't Know | Don't Know |  | Building | Unknown | Unknown | No |  |  | Unknown
9654 | 2330 N MIMOSA LN, HOBBS NM |  | No | No | Non-Lead - Plastic | No | 2007 | 1 | Field inspection only with no records | Yes | Visual inspection at the meter pit | 06/03/2024 00:00:00 |  | Non-Lead - Plastic | 2007 | 1 | Field inspection only with no records | Yes | Visual inspection at the meter pit | 06/03/2024 00:00:00 |  | Non-Lead | No | No |  | Single Family Residence |  | No | No |  |  | Non-Lead |  | 32.7270474 | -103.1131171
8295 | 5616 N LOVINGTON HWY, HOBBS NM |  | No | No | Unknown - Unlikely Lead | Don't Know |  |  |  | No | Other |  | Will Inspect meter box at a later date | Unknown - Unlikely Lead |  |  |  | No | Other |  | Will Inspect meter box at a later date | Unknown | Don't Know | Don't Know |  | Building | Unknown | Unknown | No |  |  | Unknown |  | 32.7639633 | -103.1833193
8101 | 904 N LEECH ST, HOBBS NM |  | No | No | Unknown - Unlikely Lead | Don't Know |  |  |  | No | Other |  | Will Inspect meter box at a later date | Unknown - Unlikely Lead |  |  |  | No | Other |  | Will Inspect meter box at a later date | Unknown | Don't Know | Don't Know |  | Building | Unknown | Unknown | No |  |  | Unknown |  | 32.709652 | -103.142251
7 | 1228 S 14TH ST, HOBBS NM |  | No | No | Unknown - Unlikely Lead | Don't Know |  |  |  | No | Other |  | Will Inspect meter box at a later date | Unknown - Unlikely Lead |  |  |  | No | Other |  | Will Inspect meter box at a later date | Unknown | Don't Know | Don't Know |  | Building | Unknown | Unknown | No |  |  | Unknown |  | 32.687714 | -103.109341
7446 | 1010 JICARILLA ST, HOBBS NM |  | No | No | Unknown - Unlikely Lead | Don't Know |  |  |  | No | Other |  | Will Inspect meter box at a later date | Unknown - Unlikely Lead |  |  |  | No | Other |  | Will Inspect meter box at a later date | Unknown | Don't Know | Don't Know |  | Building | Unknown | Unknown | No |  |  | Unknown |  | 32.7453873 | -103.1476659
5147 | 2122 N FOWLER ST, HOBBS NM |  | No | No | Unknown - Unlikely Lead | Don't Know |  |  |  | No | Other |  | Will Inspect meter box at a later date | Unknown - Unlikely Lead |  |  |  | No | Other |  | Will Inspect meter box at a later date | Unknown | Don't Know | Don't Know |  | Building | Unknown | Unknown | No |  |  | Unknown
9630 | 1105 W MACKENZIE DR, HOBBS NM |  | No | No | Unknown - Unlikely Lead | Don't Know |  |  |  | No | Other |  | Will Inspect meter box at a later date | Unknown - Unlikely Lead |  |  |  | No | Other |  | Will Inspect meter box at a later date | Unknown | Don't Know | Don't Know |  | Building | Unknown | Unknown | No |  |  | Unknown |  | 32.7131566 | -103.1493027
4798 | 1407 N DENSON DR, HOBBS NM |  | No | No | Unknown - Unlikely Lead | Don't Know |  |  |  | No | Other |  | Will Inspect meter box at a later date | Unknown - Unlikely Lead |  |  |  | No | Other |  | Will Inspect meter box at a later date | Unknown | Don't Know | Don't Know |  | Building | Unknown | Unknown | No |  |  | Unknown
8548 | 2900 W MARLAND ST, HOBBS NM |  | No | No | Unknown - Unlikely Lead | Don't Know |  |  |  | No | Other |  | Will Inspect meter box at a later date | Unknown - Unlikely Lead |  |  |  | No | Other |  | Will Inspect meter box at a later date | Unknown | Don't Know | Don't Know |  | Building | Unknown | Unknown | No |  |  | Unknown |  | 32.6972253 | -103.1726659
7191 | 501 E JEMEZ RD, HOBBS NM |  | No | No | Unknown - Unlikely Lead | Don't Know |  |  |  | No | Other |  | Will Inspect meter box at a later date | Unknown - Unlikely Lead |  |  |  | No | Other |  | Will Inspect meter box at a later date | Unknown | Don't Know | Don't Know |  | Building | Unknown | Unknown | No |  |  | Unknown |  | 32.7223594 | -103.1323126
707 | 726 E ASPEN ST, HOBBS NM |  | No | No | Unknown - Unlikely Lead | Don't Know |  |  |  | No | Other |  | Will Inspect meter box at a later date | Unknown - Unlikely Lead |  |  |  | No | Other |  | Will Inspect meter box at a later date | Unknown | Don't Know | Don't Know |  | Building | Unknown | Unknown | No |  |  | Unknown |  | 32.7355436 | -103.1290056
8890 | 215 E MIDWEST ST, HOBBS NM |  | No | No | Unknown - Unlikely Lead | Don't Know |  |  |  | No | Other |  | Will Inspect meter box at a later date | Unknown - Unlikely Lead |  |  |  | No | Other |  | Will Inspect meter box at a later date | Unknown | Don't Know | Don't Know |  | Building | Unknown | Unknown | No |  |  | Unknown |  | 32.6910241 | -103.1344031
9375 | 512 E MESA DR, HOBBS NM |  | No | No | Unknown - Unlikely Lead | Don't Know |  |  |  | No | Other |  | Will Inspect meter box at a later date | Unknown - Unlikely Lead |  |  |  | No | Other |  | Will Inspect meter box at a later date | Unknown | Don't Know | Don't Know |  | Building | Unknown | Unknown | No |  |  | Unknown |  | 32.7179731 | -103.1313768
655 | 520 E ASPEN ST, HOBBS NM |  | No | No | Unknown - Unlikely Lead | Don't Know |  |  |  | No | Other |  | Will Inspect meter box at a later date | Unknown - Unlikely Lead |  |  |  | No | Other |  | Will Inspect meter box at a later date | Unknown | Don't Know | Don't Know |  | Building | Unknown | Unknown | No |  |  | Unknown |  | 32.7356779 | -103.1315831
9155 | 1419 E MAIN ST, HOBBS NM |  | No | No | Unknown - Unlikely Lead | Don't Know |  |  |  | No | Other |  | Will Inspect meter box at a later date | Unknown - Unlikely Lead |  |  |  | No | Other |  | Will Inspect meter box at a later date | Unknown | Don't Know | Don't Know |  | Building | Unknown | Unknown | No |  |  | Unknown |  | 32.6920057 | -103.1192
9497 | 6219 N MEADOWLANDS DR, HOBBS NM |  | No | No | Non-Lead - Plastic | No |  | 1 | Field inspection only with no records | Yes | Visual inspection at the meter pit | 06/03/2024 00:00:00 |  | Non-Lead - Plastic |  | 1 | Field inspection only with no records | Yes | Visual inspection at the meter pit | 06/03/2024 00:00:00 |  | Non-Lead | No | No |  | Single Family Residence |  | No | No |  |  | Non-Lead |  | 32.771245 | -103.157618
6828 | 315 E HUMBLE ST, HOBBS NM |  | No | No | Unknown - Unlikely Lead | Don't Know |  |  |  | No | Other |  | Will Inspect meter box at a later date | Unknown - Unlikely Lead |  |  |  | No | Other |  | Will Inspect meter box at a later date | Unknown | Don't Know | Don't Know |  | Building | Unknown | Unknown | No |  |  | Unknown |  | 32.6932587 | -103.132826
5412 | 2922 N GANTT, HOBBS NM |  | No | No | Unknown - Unlikely Lead | Don't Know |  |  |  | No | Other |  | Will Inspect meter box at a later date | Unknown - Unlikely Lead |  |  |  | No | Other |  | Will Inspect meter box at a later date | Unknown | Don't Know | Don't Know |  | Building | Unknown | Unknown | No |  |  | Unknown
7706 | 203 E LEA ST, HOBBS NM |  | No | No | Unknown - Unlikely Lead | Don't Know |  |  |  | No | Other |  | Will Inspect meter box at a later date | Unknown - Unlikely Lead |  |  |  | No | Other |  | Will Inspect meter box at a later date | Unknown | Don't Know | Don't Know |  | Building | Unknown | Unknown | No |  |  | Unknown |  | 32.7088652 | -103.1346709
8423 | 302 W MESQUITE DR, HOBBS NM |  | No | No | Unknown - Unlikely Lead | Don't Know |  |  |  | No | Other |  | Will Inspect meter box at a later date | Unknown - Unlikely Lead |  |  |  | No | Other |  | Will Inspect meter box at a later date | Unknown | Don't Know | Don't Know |  | Building | Unknown | Unknown | No |  |  | Unknown |  | 32.6886373 | -103.1391692
6382 | 4807 W GREY GHOST RD, HOBBS NM |  | No | No | Non-Lead - Plastic | No | 2017 | 3/4 | Field inspection only with no records | Yes | Visual inspection at the meter pit | 05/26/2024 00:00:00 |  | Non-Lead - Plastic | 2017 | 3/4 | Installation date after lead ban | Yes | Visual inspection at the meter pit | 05/26/2024 00:00:00 |  | Non-Lead | No | No |  | Single Family Residence |  | No | No |  |  | Non-Lead |  | 32.749565 | -103.197896
9730 | 901 E MICHIGAN DR, HOBBS NM |  | No | No | Unknown - Unlikely Lead | Don't Know |  |  |  | No | Other |  | Will Inspect meter box at a later date | Unknown - Unlikely Lead |  |  |  | No | Other |  | Will Inspect meter box at a later date | Unknown | Don't Know | Don't Know |  | Building | Unknown | Unknown | No |  |  | Unknown |  | 32.7218945 | -103.1256359
9618 | 800 W MACKENZIE DR, HOBBS NM |  | No | No | Unknown - Unlikely Lead | Don't Know |  |  |  | No | Other |  | Will Inspect meter box at a later date | Unknown - Unlikely Lead |  |  |  | No | Other |  | Will Inspect meter box at a later date | Unknown | Don't Know | Don't Know |  | Building | Unknown | Unknown | No |  |  | Unknown |  | 32.7135474 | -103.145156
6684 | 4910 W HARDTACK RD, HOBBS NM |  | No | No | Non-Lead - Plastic | No | 2015 | 3/4 | Field inspection only with no records | Yes | Visual inspection at the meter pit | 05/26/2024 00:00:00 |  | Non-Lead - Plastic | 2015 | 3/4 | Installation date after lead ban | Yes | Visual inspection at the meter pit | 05/26/2024 00:00:00 |  | Non-Lead | No | No |  | Single Family Residence |  | No | No |  |  | Non-Lead |  | 32.752108 | -103.1991369
7372 | 1121 S JEFFERSON ST, HOBBS NM |  | No | No | Unknown - Unlikely Lead | Don't Know |  |  |  | No | Other |  | Will Inspect meter box at a later date | Unknown - Unlikely Lead |  |  |  | No | Other |  | Will Inspect meter box at a later date | Unknown | Don't Know | Don't Know |  | Building | Unknown | Unknown | No |  |  | Unknown |  | 32.6895837 | -103.1240981
5818 | 1613 N GILA DR, HOBBS NM |  | No | No | Unknown - Unlikely Lead | Don't Know |  |  |  | No | Other |  | Will Inspect meter box at a later date | Unknown - Unlikely Lead |  |  |  | No | Other |  | Will Inspect meter box at a later date | Unknown | Don't Know | Don't Know |  | Building | Unknown | Unknown | No |  |  | Unknown
9835 | 3225 N NORTHWEST DR, HOBBS NM |  | No | No | Unknown - Unlikely Lead | Don't Know |  |  |  | No | Other |  | Will Inspect meter box at a later date | Unknown - Unlikely Lead |  |  |  | No | Other |  | Will Inspect meter box at a later date | Unknown | Don't Know | Don't Know |  | Building | Unknown | Unknown | No |  |  | Unknown |  | 32.7356657 | -103.154501
9270 | 611 W MAIN ST, HOBBS NM |  | No | No | Unknown - Unlikely Lead | Don't Know |  |  |  | No | Other |  | Will Inspect meter box at a later date | Unknown - Unlikely Lead |  |  |  | No | Other |  | Will Inspect meter box at a later date | Unknown | Don't Know | Don't Know |  | Building | Unknown | Unknown | No |  |  | Unknown |  | 32.692197 | -103.143113
5878 | 1113 E GYPSY ST #8, HOBBS NM |  | No | No | Unknown - Unlikely Lead | Don't Know |  |  |  | No | Other |  | Will Inspect meter box at a later date | Unknown - Unlikely Lead |  |  |  | No | Other |  | Will Inspect meter box at a later date | Unknown | Don't Know | Don't Know |  | Building | Unknown | Unknown | No |  |  | Unknown
5484 | 1109 N GRAYSON ST, HOBBS NM |  | No | No | Unknown - Unlikely Lead | Don't Know |  |  |  | No | Other |  | Will Inspect meter box at a later date | Unknown - Unlikely Lead |  |  |  | No | Other |  | Will Inspect meter box at a later date | Unknown | Don't Know | Don't Know |  | Building | Unknown | Unknown | No |  |  | Unknown
9202 | 1008 E MAIN ST, HOBBS NM |  | No | No | Unknown - Unlikely Lead | Don't Know |  |  |  | No | Other |  | Will Inspect meter box at a later date | Unknown - Unlikely Lead |  |  |  | No | Other |  | Will Inspect meter box at a later date | Unknown | Don't Know | Don't Know |  | Building | Unknown | Unknown | No |  |  | Unknown |  | 32.6926016 | -103.1246557
6019 | 1023 E GLORIETTA E 103, HOBBS NM |  | No | No | Non-Lead - Plastic | No | 2019 | 1 | Field inspection only with no records | Yes | Visual inspection at the meter pit | 05/26/2024 00:00:00 |  | Non-Lead - Plastic | 2019 | 1 | Installation date after lead ban | Yes | Visual inspection at the meter pit | 05/26/2024 00:00:00 |  | Non-Lead | No | No |  | Single Family Residence |  | No | No |  |  | Non-Lead |  | 32.7322508 | -103.1251818
8804 | 920 S MORRIS ST, HOBBS NM |  | No | No | Unknown - Unlikely Lead | Don't Know |  |  |  | No | Other |  | Will Inspect meter box at a later date | Unknown - Unlikely Lead |  |  |  | No | Other |  | Will Inspect meter box at a later date | Unknown | Don't Know | Don't Know |  | Building | Unknown | Unknown | No |  |  | Unknown |  | 32.6914977 | -103.1285756
9183 | 1200 1/2 E MAIN ST, HOBBS NM |  | No | No | Unknown - Unlikely Lead | Don't Know |  |  |  | No | Other |  | Will Inspect meter box at a later date | Unknown - Unlikely Lead |  |  |  | No | Other |  | Will Inspect meter box at a later date | Unknown | Don't Know | Don't Know |  | Building | Unknown | Unknown | No |  |  | Unknown
9358 | 506 E MESA DR, HOBBS NM |  | No | No | Unknown - Unlikely Lead | Don't Know |  |  |  | No | Other |  | Will Inspect meter box at a later date | Unknown - Unlikely Lead |  |  |  | No | Other |  | Will Inspect meter box at a later date | Unknown | Don't Know | Don't Know |  | Building | Unknown | Unknown | No |  |  | Unknown |  | 32.7181092 | -103.1316693
5904 | 121 E GYPSY ST, HOBBS NM |  | No | No | Unknown - Unlikely Lead | Don't Know |  |  |  | No | Other |  | Will Inspect meter box at a later date | Unknown - Unlikely Lead |  |  |  | No | Other |  | Will Inspect meter box at a later date | Unknown | Don't Know | Don't Know |  | Building | Unknown | Unknown | No |  |  | Unknown
9002 | 605 S MCKINLEY ST, HOBBS NM |  | No | No | Unknown - Unlikely Lead | Don't Know |  |  |  | No | Other |  | Will Inspect meter box at a later date | Unknown - Unlikely Lead |  |  |  | No | Other |  | Will Inspect meter box at a later date | Unknown | Don't Know | Don't Know |  | Building | Unknown | Unknown | No |  |  | Unknown |  | 32.6952174 | -103.1328096
5901 | 506 E GYPSY ST, HOBBS NM |  | No | No | Unknown - Unlikely Lead | Don't Know |  |  |  | No | Other |  | Will Inspect meter box at a later date | Unknown - Unlikely Lead |  |  |  | No | Other |  | Will Inspect meter box at a later date | Unknown | Don't Know | Don't Know |  | Building | Unknown | Unknown | No |  |  | Unknown
634 | 924 S ASHER RD, HOBBS NM |  | No | No | Unknown - Unlikely Lead | Don't Know |  |  |  | No | Other |  | Will Inspect meter box at a later date | Unknown - Unlikely Lead |  |  |  | No | Other |  | Will Inspect meter box at a later date | Unknown | Don't Know | Don't Know |  | Building | Unknown | Unknown | No |  |  | Unknown |  | 32.691177 | -103.172468
8629 | 420 E MARLAND ST, HOBBS NM |  | No | No | Unknown - Unlikely Lead | Don't Know |  |  |  | No | Other |  | Will Inspect meter box at a later date | Unknown - Unlikely Lead |  |  |  | No | Other |  | Will Inspect meter box at a later date | Unknown | Don't Know | Don't Know |  | Building | Unknown | Unknown | No |  |  | Unknown |  | 32.696629 | -103.126104
518 | 4008 N APODACA ST, HOBBS NM |  | No | No | Unknown - Unlikely Lead | Don't Know |  |  |  | No | Other |  | Will Inspect meter box at a later date | Unknown - Unlikely Lead |  |  |  | No | Other |  | Will Inspect meter box at a later date | Unknown | Don't Know | Don't Know |  | Building | Unknown | Unknown | No |  |  | Unknown
7348 | 105 JEFFERSON PL, HOBBS NM |  | No | No | Unknown - Unlikely Lead | Don't Know |  |  |  | No | Other |  | Will Inspect meter box at a later date | Unknown - Unlikely Lead |  |  |  | No | Other |  | Will Inspect meter box at a later date | Unknown | Don't Know | Don't Know |  | Building | Unknown | Unknown | No |  |  | Unknown |  | 32.7150205 | -103.12485
9648 | 2307 N MULBERRY LN, HOBBS NM |  | No | No | Non-Lead - Plastic | No | 2020 | 1 | Field inspection only with no records | Yes | Visual inspection at the meter pit | 06/03/2024 00:00:00 |  | Non-Lead - Plastic | 2020 | 1 | Field inspection only with no records | Yes | Visual inspection at the meter pit | 06/03/2024 00:00:00 |  | Non-Lead | No | No |  | Single Family Residence |  | No | No |  |  | Non-Lead |  | 32.7262492 | -103.1111228
6941 | 1727 E HIGHWOOD AVE, HOBBS NM |  | No | No | Non-Lead - Plastic | Don't Know | 2019 | 1 | Field inspection only with no records | Yes | Visual inspection at the meter pit | 08/19/2024 00:00:00 |  | Non-Lead - Plastic | 2019 | 1 | Field inspection only with no records | Yes | Visual inspection at the meter pit | 08/19/2024 00:00:00 |  | Non-Lead | No | Don't Know |  | Single Family Residence |  | No | No |  |  | Non-Lead |  | 32.731755 | -103.115503
846 | 1401 W BERRY DR, HOBBS NM |  | No | No | Unknown - Unlikely Lead | Don't Know |  |  |  | No | Other |  | Will Inspect meter box at a later date | Unknown - Unlikely Lead |  |  |  | No | Other |  | Will Inspect meter box at a later date | Unknown | Don't Know | Don't Know |  | Building | Unknown | Unknown | No |  |  | Unknown |  | 32.7146137 | -103.1528588
8936 | 307 W MIDWEST ST, HOBBS NM |  | No | No | Unknown - Unlikely Lead | Don't Know |  |  |  | No | Other |  | Will Inspect meter box at a later date | Unknown - Unlikely Lead |  |  |  | No | Other |  | Will Inspect meter box at a later date | Unknown | Don't Know | Don't Know |  | Building | Unknown | Unknown | No |  |  | Unknown |  | 32.6911514 | -103.1394178
6620 | 1715 S HOUSTON ST, HOBBS NM |  | No | No | Unknown - Unlikely Lead | Don't Know |  |  |  | No | Other |  | Will Inspect meter box at a later date | Unknown - Unlikely Lead |  |  |  | No | Other |  | Will Inspect meter box at a later date | Unknown | Don't Know | Don't Know |  | Building | Unknown | Unknown | No |  |  | Unknown |  | 32.683105 | -103.1316235
6241 | 3420 N GRIMES ST, HOBBS NM |  | No | No | Unknown - Unlikely Lead | Don't Know |  |  |  | No | Other |  | Will Inspect meter box at a later date | Unknown - Unlikely Lead |  |  |  | No | Other |  | Will Inspect meter box at a later date | Unknown | Don't Know | Don't Know |  | Building | Unknown | Unknown | No |  |  | Unknown |  | 32.7375516 | -103.1444907
976 | 109 E BAJA DR, HOBBS NM |  | No | No | Unknown - Unlikely Lead | Don't Know |  |  |  | No | Other |  | Will Inspect meter box at a later date | Unknown - Unlikely Lead |  |  |  | No | Other |  | Will Inspect meter box at a later date | Unknown | Don't Know | Don't Know |  | Building | Unknown | Unknown | No |  |  | Unknown |  | 32.7188901 | -103.1351634
8138 | 1016 S LEECH ST, HOBBS NM |  | No | No | Unknown - Unlikely Lead | Don't Know |  |  |  | No | Other |  | Will Inspect meter box at a later date | Unknown - Unlikely Lead |  |  |  | No | Other |  | Will Inspect meter box at a later date | Unknown | Don't Know | Don't Know |  | Building | Unknown | Unknown | No |  |  | Unknown |  | 32.6906211 | -103.1424484
6624 | 1212 S HOUSTON ST, HOBBS NM |  | No | No | Unknown - Unlikely Lead | Don't Know |  |  |  | No | Other |  | Will Inspect meter box at a later date | Unknown - Unlikely Lead |  |  |  | No | Other |  | Will Inspect meter box at a later date | Unknown | Don't Know | Don't Know |  | Building | Unknown | Unknown | No |  |  | Unknown |  | 32.6879 | -103.1309917
8663 | 1000 N MARLAND BLVD #28, HOBBS NM |  | No | No | Non-Lead - Plastic | Don't Know | 2003 | 3/4 | Field inspection only with no records | Yes | Visual inspection at the meter pit | 08/26/2024 00:00:00 |  | Non-Lead - Plastic | 2003 | 3/4 | Field inspection only with no records | Yes | Visual inspection at the meter pit | 08/26/2024 00:00:00 |  | Non-Lead | No | Don't Know |  | Single Family Residence |  | No | No |  |  | Non-Lead
5512 | 603 E GREEN ACRES DR, HOBBS NM |  | No | No | Unknown - Unlikely Lead | Don't Know |  |  |  | No | Other |  | Will Inspect meter box at a later date | Unknown - Unlikely Lead |  |  |  | No | Other |  | Will Inspect meter box at a later date | Unknown | Don't Know | Don't Know |  | Building | Unknown | Unknown | No |  |  | Unknown
6410 | 919 E HIGHLAND DR, HOBBS NM |  | No | No | Unknown - Unlikely Lead | Don't Know |  |  |  | No | Other |  | Will Inspect meter box at a later date | Unknown - Unlikely Lead |  |  |  | No | Other |  | Will Inspect meter box at a later date | Unknown | Don't Know | Don't Know |  | Building | Unknown | Unknown | No |  |  | Unknown |  | 32.7292412 | -103.1252769
7931 | 1122 N LLANO DR, HOBBS NM |  | No | No | Unknown - Unlikely Lead | Don't Know |  |  |  | No | Other |  | Will Inspect meter box at a later date | Unknown - Unlikely Lead |  |  |  | No | Other |  | Will Inspect meter box at a later date | Unknown | Don't Know | Don't Know |  | Building | Unknown | Unknown | No |  |  | Unknown |  | 32.7119237 | -103.1172109
676 | 307 E ASPEN ST, HOBBS NM |  | No | No | Unknown - Unlikely Lead | Don't Know |  |  |  | No | Other |  | Will Inspect meter box at a later date | Unknown - Unlikely Lead |  |  |  | No | Other |  | Will Inspect meter box at a later date | Unknown | Don't Know | Don't Know |  | Building | Unknown | Unknown | No |  |  | Unknown |  | 32.7352703 | -103.1337269
9591 | 1104 W MACKENZIE DR, HOBBS NM |  | No | No | Unknown - Unlikely Lead | Don't Know |  |  |  | No | Other |  | Will Inspect meter box at a later date | Unknown - Unlikely Lead |  |  |  | No | Other |  | Will Inspect meter box at a later date | Unknown | Don't Know | Don't Know |  | Building | Unknown | Unknown | No |  |  | Unknown |  | 32.7135579 | -103.1493064
8400 | 2512 W LAKEVIEW DR, HOBBS NM |  | No | No | Unknown - Unlikely Lead | Don't Know |  |  |  | No | Other |  | Will Inspect meter box at a later date | Unknown - Unlikely Lead |  |  |  | No | Other |  | Will Inspect meter box at a later date | Unknown | Don't Know | Don't Know |  | Building | Unknown | Unknown | No |  |  | Unknown |  | 32.7508021 | -103.1674774
497 | 4136 N APODACA ST, HOBBS NM |  | No | No | Unknown - Unlikely Lead | Don't Know |  |  |  | No | Other |  | Will Inspect meter box at a later date | Unknown - Unlikely Lead |  |  |  | No | Other |  | Will Inspect meter box at a later date | Unknown | Don't Know | Don't Know |  | Building | Unknown | Unknown | No |  |  | Unknown
6016 | 1023 E GLORIETTA G 105, HOBBS NM |  | No | No | Non-Lead - Plastic | No | 2019 | 1 | Field inspection only with no records | Yes | Visual inspection at the meter pit | 05/26/2024 00:00:00 |  | Non-Lead - Plastic | 2019 | 1 | Installation date after lead ban | Yes | Visual inspection at the meter pit | 05/26/2024 00:00:00 |  | Non-Lead | No | No |  | Single Family Residence |  | No | No |  |  | Non-Lead |  | 32.7322508 | -103.1251818
5197 | 2209 N FOWLER ST, HOBBS NM |  | No | No | Unknown - Unlikely Lead | Don't Know |  |  |  | No | Other |  | Will Inspect meter box at a later date | Unknown - Unlikely Lead |  |  |  | No | Other |  | Will Inspect meter box at a later date | Unknown | Don't Know | Don't Know |  | Building | Unknown | Unknown | No |  |  | Unknown
7569 | 416 W KIOWA AVE, HOBBS NM |  | No | No | Unknown - Unlikely Lead | Don't Know |  |  |  | No | Other |  | Will Inspect meter box at a later date | Unknown - Unlikely Lead |  |  |  | No | Other |  | Will Inspect meter box at a later date | Unknown | Don't Know | Don't Know |  | Building | Unknown | Unknown | No |  |  | Unknown |  | 32.736398 | -103.141259
5613 | 1200 N GREEN ACRES DR, HOBBS NM |  | No | No | Unknown - Unlikely Lead | Don't Know |  |  |  | No | Other |  | Will Inspect meter box at a later date | Unknown - Unlikely Lead |  |  |  | No | Other |  | Will Inspect meter box at a later date | Unknown | Don't Know | Don't Know |  | Building | Unknown | Unknown | No |  |  | Unknown
7557 | 807 W KIOWA AVE, HOBBS NM |  | No | No | Unknown - Unlikely Lead | Don't Know |  |  |  | No | Other |  | Will Inspect meter box at a later date | Unknown - Unlikely Lead |  |  |  | No | Other |  | Will Inspect meter box at a later date | Unknown | Don't Know | Don't Know |  | Building | Unknown | Unknown | No |  |  | Unknown |  | 32.7356763 | -103.1454784
4908 | 1911 E DUNN ST, HOBBS NM |  | No | No | Unknown - Unlikely Lead | Don't Know |  |  |  | No | Other |  | Will Inspect meter box at a later date | Unknown - Unlikely Lead |  |  |  | No | Other |  | Will Inspect meter box at a later date | Unknown | Don't Know | Don't Know |  | Building | Unknown | Unknown | No |  |  | Unknown
9025 | 1200 S MCKINLEY ST, HOBBS NM |  | No | No | Unknown - Unlikely Lead | Don't Know |  |  |  | No | Other |  | Will Inspect meter box at a later date | Unknown - Unlikely Lead |  |  |  | No | Other |  | Will Inspect meter box at a later date | Unknown | Don't Know | Don't Know |  | Building | Unknown | Unknown | No |  |  | Unknown |  | 32.6891187 | -103.1327541
6069 | 1023 E GLORIETTA G 103, HOBBS NM |  | No | No | Non-Lead - Plastic | No | 2019 | 1 | Field inspection only with no records | Yes | Visual inspection at the meter pit | 05/26/2024 00:00:00 |  | Non-Lead - Plastic | 2019 | 1 | Installation date after lead ban | Yes | Visual inspection at the meter pit | 05/26/2024 00:00:00 |  | Non-Lead | No | No |  | Single Family Residence |  | No | No |  |  | Non-Lead |  | 32.7322508 | -103.1251818
8265 | 905 W LEAD AVE, HOBBS NM |  | No | No | Unknown - Unlikely Lead | Don't Know |  |  |  | No | Other |  | Will Inspect meter box at a later date | Unknown - Unlikely Lead |  |  |  | No | Other |  | Will Inspect meter box at a later date | Unknown | Don't Know | Don't Know |  | Building | Unknown | Unknown | No |  |  | Unknown |  | 32.7298693 | -103.1467469
7756 | 1007 W LEA ST, HOBBS NM |  | No | No | Unknown - Unlikely Lead | Don't Know |  |  |  | No | Other |  | Will Inspect meter box at a later date | Unknown - Unlikely Lead |  |  |  | No | Other |  | Will Inspect meter box at a later date | Unknown | Don't Know | Don't Know |  | Building | Unknown | Unknown | No |  |  | Unknown |  | 32.7090938 | -103.1483861
532 | 406 E ARRIBA DR, HOBBS NM |  | No | No | Unknown - Unlikely Lead | Don't Know |  |  |  | No | Other |  | Will Inspect meter box at a later date | Unknown - Unlikely Lead |  |  |  | No | Other |  | Will Inspect meter box at a later date | Unknown | Don't Know | Don't Know |  | Building | Unknown | Unknown | No |  |  | Unknown
7333 | 108 JEFFERSON PL, HOBBS NM |  | No | No | Unknown - Unlikely Lead | Don't Know |  |  |  | No | Other |  | Will Inspect meter box at a later date | Unknown - Unlikely Lead |  |  |  | No | Other |  | Will Inspect meter box at a later date | Unknown | Don't Know | Don't Know |  | Building | Unknown | Unknown | No |  |  | Unknown |  | 32.7150304 | -103.1252151
7161 | 1710-G W JOE HARVEY BLVD, HOBBS NM |  | No | No | Unknown - Unlikely Lead | Don't Know |  |  |  | No | Other |  | Will Inspect meter box at a later date | Unknown - Unlikely Lead |  |  |  | No | Other |  | Will Inspect meter box at a later date | Unknown | Don't Know | Don't Know |  | Building | Unknown | Unknown | No |  |  | Unknown
6356 | 224 S GRIMES ST, HOBBS NM |  | No | No | Unknown - Unlikely Lead | Don't Know |  |  |  | No | Other |  | Will Inspect meter box at a later date | Unknown - Unlikely Lead |  |  |  | No | Other |  | Will Inspect meter box at a later date | Unknown | Don't Know | Don't Know |  | Building | Unknown | Unknown | No |  |  | Unknown |  | 32.698205 | -103.1444978
7199 | 625 E JEMEZ RD, HOBBS NM |  | No | No | Unknown - Unlikely Lead | Don't Know |  |  |  | No | Other |  | Will Inspect meter box at a later date | Unknown - Unlikely Lead |  |  |  | No | Other |  | Will Inspect meter box at a later date | Unknown | Don't Know | Don't Know |  | Building | Unknown | Unknown | No |  |  | Unknown |  | 35.867142 | -106.272952
792 | 445 W BERRY DR, HOBBS NM |  | No | No | Unknown - Unlikely Lead | Don't Know |  |  |  | No | Other |  | Will Inspect meter box at a later date | Unknown - Unlikely Lead |  |  |  | No | Other |  | Will Inspect meter box at a later date | Unknown | Don't Know | Don't Know |  | Building | Unknown | Unknown | No |  |  | Unknown |  | 32.7139395 | -103.1410868
8744 | 200 S MARLAND PL, HOBBS NM |  | No | No | Unknown - Unlikely Lead | Don't Know |  |  |  | No | Other |  | Will Inspect meter box at a later date | Unknown - Unlikely Lead |  |  |  | No | Other |  | Will Inspect meter box at a later date | Unknown | Don't Know | Don't Know |  | Building | Unknown | Unknown | No |  |  | Unknown |  | 32.6994333 | -103.1223119
5593 | 1324 E GREEN ACRES DR, HOBBS NM |  | No | No | Unknown - Unlikely Lead | Don't Know |  |  |  | No | Other |  | Will Inspect meter box at a later date | Unknown - Unlikely Lead |  |  |  | No | Other |  | Will Inspect meter box at a later date | Unknown | Don't Know | Don't Know |  | Building | Unknown | Unknown | No |  |  | Unknown
8872 | 1405 E MIDWEST ST, HOBBS NM |  | No | No | Unknown - Unlikely Lead | Don't Know |  |  |  | No | Other |  | Will Inspect meter box at a later date | Unknown - Unlikely Lead |  |  |  | No | Other |  | Will Inspect meter box at a later date | Unknown | Don't Know | Don't Know |  | Building | Unknown | Unknown | No |  |  | Unknown |  | 32.6909678 | -103.1196334
7028 | 1625 HARVARD CT, HOBBS NM |  | No | No | Unknown - Unlikely Lead | Don't Know |  |  |  | No | Other |  | Will Inspect meter box at a later date | Unknown - Unlikely Lead |  |  |  | No | Other |  | Will Inspect meter box at a later date | Unknown | Don't Know | Don't Know |  | Building | Unknown | Unknown | No |  |  | Unknown |  | 32.717973 | -103.1246613
7591 | 1002 W KIOWA AVE, HOBBS NM |  | No | No | Unknown - Unlikely Lead | Don't Know |  |  |  | No | Other |  | Will Inspect meter box at a later date | Unknown - Unlikely Lead |  |  |  | No | Other |  | Will Inspect meter box at a later date | Unknown | Don't Know | Don't Know |  | Building | Unknown | Unknown | No |  |  | Unknown |  | 32.7362082 | -103.1474295
7239 | 1217 E JEMEZ DR, HOBBS NM |  | No | No | Unknown - Unlikely Lead | Don't Know |  |  |  | No | Other |  | Will Inspect meter box at a later date | Unknown - Unlikely Lead |  |  |  | No | Other |  | Will Inspect meter box at a later date | Unknown | Don't Know | Don't Know |  | Building | Unknown | Unknown | No |  |  | Unknown |  | 32.721458 | -103.121432
9034 | 625 S MCKINLEY ST, HOBBS NM |  | No | No | Unknown - Unlikely Lead | Don't Know |  |  |  | No | Other |  | Will Inspect meter box at a later date | Unknown - Unlikely Lead |  |  |  | No | Other |  | Will Inspect meter box at a later date | Unknown | Don't Know | Don't Know |  | Building | Unknown | Unknown | No |  |  | Unknown |  | 32.6946617 | -103.1328348
7194 | 518 E JEMEZ RD, HOBBS NM |  | No | No | Unknown - Unlikely Lead | Don't Know |  |  |  | No | Other |  | Will Inspect meter box at a later date | Unknown - Unlikely Lead |  |  |  | No | Other |  | Will Inspect meter box at a later date | Unknown | Don't Know | Don't Know |  | Building | Unknown | Unknown | No |  |  | Unknown |  | 35.867142 | -106.272952
8434 | 305 W MESQUITE DR, HOBBS NM |  | No | No | Unknown - Unlikely Lead | Don't Know |  |  |  | No | Other |  | Will Inspect meter box at a later date | Unknown - Unlikely Lead |  |  |  | No | Other |  | Will Inspect meter box at a later date | Unknown | Don't Know | Don't Know |  | Building | Unknown | Unknown | No |  |  | Unknown |  | 32.6889826 | -103.1394083
9536 | 1711 MARQUIS LN, HOBBS NM |  | No | No | Unknown - Unlikely Lead | Don't Know |  |  |  | No | Other |  | Will Inspect meter box at a later date | Unknown - Unlikely Lead |  |  |  | No | Other |  | Will Inspect meter box at a later date | Unknown | Don't Know | Don't Know |  | Building | Unknown | Unknown | No |  |  | Unknown |  | 32.7396023 | -103.1572402
5387 | 1513 W FROG LEAP CT, HOBBS NM |  | No | No | Non-Lead - Plastic | No | 2019 | 1 | Installation date after lead ban | No | Other |  | Newer Construction, verified by GIS Mapping | Non-Lead - Plastic | 2008 | 1 | Installation date after lead ban | No | Other |  | Newer Construction, verified by GIS Mapping |  | No | No |  | Single Family Residence | Unknown | No | No |  |  | Non-Lead
9559 | 4910 W MIGHTY ATOM RD, HOBBS NM |  | No | No | Non-Lead - Plastic | No | 2020 | 1 | Field inspection only with no records | Yes | Visual inspection at the meter pit | 06/03/2024 00:00:00 |  | Non-Lead - Plastic | 2020 | 1 | Field inspection only with no records | Yes | Visual inspection at the meter pit | 06/03/2024 00:00:00 |  | Non-Lead | No | No |  | Single Family Residence |  | No | No |  |  | Non-Lead |  | 32.747742 | -103.199166
7970 | 922 E LINCOLN RD, HOBBS NM |  | No | No | Unknown - Unlikely Lead | Don't Know |  |  |  | No | Other |  | Will Inspect meter box at a later date | Unknown - Unlikely Lead |  |  |  | No | Other |  | Will Inspect meter box at a later date | Unknown | Don't Know | Don't Know |  | Building | Unknown | Unknown | No |  |  | Unknown |  | 32.7200078 | -103.1249572
6604 | 1210 S HOUSTON ST, HOBBS NM |  | No | No | Unknown - Unlikely Lead | Don't Know |  |  |  | No | Other |  | Will Inspect meter box at a later date | Unknown - Unlikely Lead |  |  |  | No | Other |  | Will Inspect meter box at a later date | Unknown | Don't Know | Don't Know |  | Building | Unknown | Unknown | No |  |  | Unknown |  | 32.6880456 | -103.1310283
5562 | 221 E GREEN ACRES DR, HOBBS NM |  | No | No | Unknown - Unlikely Lead | Don't Know |  |  |  | No | Other |  | Will Inspect meter box at a later date | Unknown - Unlikely Lead |  |  |  | No | Other |  | Will Inspect meter box at a later date | Unknown | Don't Know | Don't Know |  | Building | Unknown | Unknown | No |  |  | Unknown
7035 | 4611 N HOMESTRETCH RD, HOBBS NM |  | No | No | Non-Lead - Plastic | No | 2019 | 1 | Installation date after lead ban | Yes | Visual inspection at the meter pit | 09/30/2024 00:00:00 |  | Non-Lead - Plastic | 2019 | 1 | Installation date after lead ban | Yes | Visual inspection at the meter pit | 09/30/2024 00:00:00 |  | Non-Lead | No | No |  | Single Family Residence | Unknown | No | No |  |  | Non-Lead |  | 32.751579 | -103.204356
5493 | 1122 N GRAYSON ST, HOBBS NM |  | No | No | Unknown - Unlikely Lead | Don't Know |  |  |  | No | Other |  | Will Inspect meter box at a later date | Unknown - Unlikely Lead |  |  |  | No | Other |  | Will Inspect meter box at a later date | Unknown | Don't Know | Don't Know |  | Building | Unknown | Unknown | No |  |  | Unknown
9362 | 616 E MESA DR, HOBBS NM |  | No | No | Unknown - Unlikely Lead | Don't Know |  |  |  | No | Other |  | Will Inspect meter box at a later date | Unknown - Unlikely Lead |  |  |  | No | Other |  | Will Inspect meter box at a later date | Unknown | Don't Know | Don't Know |  | Building | Unknown | Unknown | No |  |  | Unknown |  | 32.7182114 | -103.1295253
7547 | 1406 W KIOWA AVE, HOBBS NM |  | No | No | Unknown - Unlikely Lead | Don't Know |  |  |  | No | Other |  | Will Inspect meter box at a later date | Unknown - Unlikely Lead |  |  |  | No | Other |  | Will Inspect meter box at a later date | Unknown | Don't Know | Don't Know |  | Building | Unknown | Unknown | No |  |  | Unknown |  | 32.7363237 | -103.1524826
7523 | 420 W KIOWA AVE, HOBBS NM |  | No | No | Unknown - Unlikely Lead | Don't Know |  |  |  | No | Other |  | Will Inspect meter box at a later date | Unknown - Unlikely Lead |  |  |  | No | Other |  | Will Inspect meter box at a later date | Unknown | Don't Know | Don't Know |  | Building | Unknown | Unknown | No |  |  | Unknown |  | 32.7365112 | -103.1414185
8732 | 722 N MARLAND BLVD, HOBBS NM |  | No | No | Unknown - Unlikely Lead | Don't Know |  |  |  | No | Other |  | Will Inspect meter box at a later date | Unknown - Unlikely Lead |  |  |  | No | Other |  | Will Inspect meter box at a later date | Unknown | Don't Know | Don't Know |  | Building | Unknown | Unknown | No |  |  | Unknown |  | 32.705637 | -103.116567
902 | 908 E BEL AIRE CT, HOBBS NM |  | No | No | Unknown - Unlikely Lead | Don't Know |  |  |  | No | Other |  | Will Inspect meter box at a later date | Unknown - Unlikely Lead |  |  |  | No | Other |  | Will Inspect meter box at a later date | Unknown | Don't Know | Don't Know |  | Building | Unknown | Unknown | No |  |  | Unknown |  | 32.7241112 | -103.1255835
4913 | 1604 E DUNN ST, HOBBS NM |  | No | No | Unknown - Unlikely Lead | Don't Know |  |  |  | No | Other |  | Will Inspect meter box at a later date | Unknown - Unlikely Lead |  |  |  | No | Other |  | Will Inspect meter box at a later date | Unknown | Don't Know | Don't Know |  | Building | Unknown | Unknown | No |  |  | Unknown
7640 | 2233 N KINGSLEY DR, HOBBS NM |  | No | No | Unknown - Unlikely Lead | Don't Know |  |  |  | No | Other |  | Will Inspect meter box at a later date | Unknown - Unlikely Lead |  |  |  | No | Other |  | Will Inspect meter box at a later date | Unknown | Don't Know | Don't Know |  | Building | Unknown | Unknown | No |  |  | Unknown |  | 32.7251888 | -103.142224
8393 | 5024 N LOVINGTON HWY, HOBBS NM |  | No | No | Unknown - Unlikely Lead | Don't Know |  |  |  | No | Other |  | Will Inspect meter box at a later date | Unknown - Unlikely Lead |  |  |  | No | Other |  | Will Inspect meter box at a later date | Unknown | Don't Know | Don't Know |  | Building | Unknown | Unknown | No |  |  | Unknown |  | 32.7574511 | -103.1764349
854 | 817 W BERRY DR, HOBBS NM |  | No | No | Unknown - Unlikely Lead | Don't Know |  |  |  | No | Other |  | Will Inspect meter box at a later date | Unknown - Unlikely Lead |  |  |  | No | Other |  | Will Inspect meter box at a later date | Unknown | Don't Know | Don't Know |  | Building | Unknown | Unknown | No |  |  | Unknown |  | 32.7139375 | -103.1459858
8585 | 3015 W MARLAND ST, HOBBS NM |  | No | No | Unknown - Unlikely Lead | Don't Know |  |  |  | No | Other |  | Will Inspect meter box at a later date | Unknown - Unlikely Lead |  |  |  | No | Other |  | Will Inspect meter box at a later date | Unknown | Don't Know | Don't Know |  | Building | Unknown | Unknown | No |  |  | Unknown |  | 32.6960579 | -103.1745405
7085 | 832 W IRON AVE, HOBBS NM |  | No | No | Unknown - Unlikely Lead | Don't Know |  |  |  | No | Other |  | Will Inspect meter box at a later date | Unknown - Unlikely Lead |  |  |  | No | Other |  | Will Inspect meter box at a later date | Unknown | Don't Know | Don't Know |  | Building | Unknown | Unknown | No |  |  | Unknown |  | 32.7318857 | -103.1463914
7202 | 507 E JEMEZ RD, HOBBS NM |  | No | No | Unknown - Unlikely Lead | Don't Know |  |  |  | No | Other |  | Will Inspect meter box at a later date | Unknown - Unlikely Lead |  |  |  | No | Other |  | Will Inspect meter box at a later date | Unknown | Don't Know | Don't Know |  | Building | Unknown | Unknown | No |  |  | Unknown |  | 35.867142 | -106.272952
7629 | 4917 W KING KELLY RD, HOBBS NM |  | No | No | Non-Lead - Plastic | No | 2021 | 1 | Field inspection only with no records | Yes | Visual inspection at the meter pit | 09/30/2024 00:00:00 |  | Non-Lead - Plastic | 2021 | 3/4 | Field inspection only with no records | Yes | Visual inspection at the meter pit | 09/30/2024 00:00:00 |  | Non-Lead | No | No |  | Single Family Residence |  | No | No |  |  | Non-Lead |  | 32.748804 | -103.199395
5797 | 1915 N GILA DR, HOBBS NM |  | No | No | Unknown - Unlikely Lead | Don't Know |  |  |  | No | Other |  | Will Inspect meter box at a later date | Unknown - Unlikely Lead |  |  |  | No | Other |  | Will Inspect meter box at a later date | Unknown | Don't Know | Don't Know |  | Building | Unknown | Unknown | No |  |  | Unknown
9049 | 600 S MCKINLEY ST, HOBBS NM |  | No | No | Unknown - Unlikely Lead | Don't Know |  |  |  | No | Other |  | Will Inspect meter box at a later date | Unknown - Unlikely Lead |  |  |  | No | Other |  | Will Inspect meter box at a later date | Unknown | Don't Know | Don't Know |  | Building | Unknown | Unknown | No |  |  | Unknown |  | 32.6954357 | -103.132089
8738 | 509 N MARLAND BLVD, HOBBS NM |  | No | No | Unknown - Unlikely Lead | Don't Know |  |  |  | No | Other |  | Will Inspect meter box at a later date | Unknown - Unlikely Lead |  |  |  | No | Other |  | Will Inspect meter box at a later date | Unknown | Don't Know | Don't Know |  | Building | Unknown | Unknown | No |  |  | Unknown |  | 32.706823 | -103.115565
8048 | 1201 S LINAM ST, HOBBS NM |  | No | No | Unknown - Unlikely Lead | Don't Know |  |  |  | No | Other |  | Will Inspect meter box at a later date | Unknown - Unlikely Lead |  |  |  | No | Other |  | Will Inspect meter box at a later date | Unknown | Don't Know | Don't Know |  | Building | Unknown | Unknown | No |  |  | Unknown |  | 32.6890122 | -103.1389551
6017 | 206 E GLORIETTA DR, HOBBS NM |  | No | No | Unknown - Unlikely Lead | Don't Know |  |  |  | No | Other |  | Will Inspect meter box at a later date | Unknown - Unlikely Lead |  |  |  | No | Other |  | Will Inspect meter box at a later date | Unknown | Don't Know | Don't Know |  | Building | Unknown | Unknown | No |  |  | Unknown |  | 32.7331435 | -103.1348272
5232 | 3500 N FOWLER ST #11, HOBBS NM |  | No | No | Unknown - Unlikely Lead | Don't Know |  |  |  | No | Other |  | Will Inspect meter box at a later date | Unknown - Unlikely Lead |  |  |  | No | Other |  | Will Inspect meter box at a later date | Unknown | Don't Know | Don't Know |  | Building | Unknown | Unknown | No |  |  | Unknown
9047 | 618 S MCKINLEY ST, HOBBS NM |  | No | No | Unknown - Unlikely Lead | Don't Know |  |  |  | No | Other |  | Will Inspect meter box at a later date | Unknown - Unlikely Lead |  |  |  | No | Other |  | Will Inspect meter box at a later date | Unknown | Don't Know | Don't Know |  | Building | Unknown | Unknown | No |  |  | Unknown |  | 32.6949286 | -103.1322198
5410 | 3019 GANTT AVE, HOBBS NM |  | No | No | Unknown - Unlikely Lead | Don't Know |  |  |  | No | Other |  | Will Inspect meter box at a later date | Unknown - Unlikely Lead |  |  |  | No | Other |  | Will Inspect meter box at a later date | Unknown | Don't Know | Don't Know |  | Building | Unknown | Unknown | No |  |  | Unknown
9470 | 718-A W MILLEN DR, HOBBS NM |  | No | No | Unknown - Unlikely Lead | Don't Know |  |  |  | No | Other |  | Will Inspect meter box at a later date | Unknown - Unlikely Lead |  |  |  | No | Other |  | Will Inspect meter box at a later date | Unknown | Don't Know | Don't Know |  | Building | Unknown | Unknown | No |  |  | Unknown
8894 | 919 E MIDWEST ST, HOBBS NM |  | No | No | Unknown - Unlikely Lead | Don't Know |  |  |  | No | Other |  | Will Inspect meter box at a later date | Unknown - Unlikely Lead |  |  |  | No | Other |  | Will Inspect meter box at a later date | Unknown | Don't Know | Don't Know |  | Building | Unknown | Unknown | No |  |  | Unknown |  | 32.6911005 | -103.1253305
5271 | 2904 N FLAMINGO DR, HOBBS NM |  | No | No | Unknown - Unlikely Lead | Don't Know |  |  |  | No | Other |  | Will Inspect meter box at a later date | Unknown - Unlikely Lead |  |  |  | No | Other |  | Will Inspect meter box at a later date | Unknown | Don't Know | Don't Know |  | Building | Unknown | Unknown | No |  |  | Unknown
6263 | 1930 N GRIMES ST, HOBBS NM |  | No | No | Unknown - Unlikely Lead | Don't Know |  |  |  | No | Other |  | Will Inspect meter box at a later date | Unknown - Unlikely Lead |  |  |  | No | Other |  | Will Inspect meter box at a later date | Unknown | Don't Know | Don't Know |  | Building | Unknown | Unknown | No |  |  | Unknown |  | 32.7210248 | -103.144514
5465 | 1318 N GRAYSON ST, HOBBS NM |  | No | No | Unknown - Unlikely Lead | Don't Know |  |  |  | No | Other |  | Will Inspect meter box at a later date | Unknown - Unlikely Lead |  |  |  | No | Other |  | Will Inspect meter box at a later date | Unknown | Don't Know | Don't Know |  | Building | Unknown | Unknown | No |  |  | Unknown
6180 | 3311 N GRIMES ST, HOBBS NM |  | No | No | Unknown - Unlikely Lead | Don't Know |  |  |  | No | Other |  | Will Inspect meter box at a later date | Unknown - Unlikely Lead |  |  |  | No | Other |  | Will Inspect meter box at a later date | Unknown | Don't Know | Don't Know |  | Building | Unknown | Unknown | No |  |  | Unknown |  | 32.7362078 | -103.1452283
8556 | 1910 W MARLAND ST, HOBBS NM |  | No | No | Unknown - Unlikely Lead | Don't Know |  |  |  | No | Other |  | Will Inspect meter box at a later date | Unknown - Unlikely Lead |  |  |  | No | Other |  | Will Inspect meter box at a later date | Unknown | Don't Know | Don't Know |  | Building | Unknown | Unknown | No |  |  | Unknown |  | 32.6970091 | -103.1594159
5303 | 4112 FIESTA DR, HOBBS NM |  | No | No | Unknown - Unlikely Lead | Don't Know |  |  |  | No | Other |  | Will Inspect meter box at a later date | Unknown - Unlikely Lead |  |  |  | No | Other |  | Will Inspect meter box at a later date | Unknown | Don't Know | Don't Know |  | Building | Unknown | Unknown | No |  |  | Unknown
5711 | 1706 N GILA DR, HOBBS NM |  | No | No | Unknown - Unlikely Lead | Don't Know |  |  |  | No | Other |  | Will Inspect meter box at a later date | Unknown - Unlikely Lead |  |  |  | No | Other |  | Will Inspect meter box at a later date | Unknown | Don't Know | Don't Know |  | Building | Unknown | Unknown | No |  |  | Unknown
9677 | 2106 N MORA DR, HOBBS NM |  | No | No | Unknown - Unlikely Lead | Don't Know |  |  |  | No | Other |  | Will Inspect meter box at a later date | Unknown - Unlikely Lead |  |  |  | No | Other |  | Will Inspect meter box at a later date | Unknown | Don't Know | Don't Know |  | Building | Unknown | Unknown | No |  |  | Unknown |  | 32.724321 | -103.1172167
5541 | 311 E GREEN ACRES DR, HOBBS NM |  | No | No | Unknown - Unlikely Lead | Don't Know |  |  |  | No | Other |  | Will Inspect meter box at a later date | Unknown - Unlikely Lead |  |  |  | No | Other |  | Will Inspect meter box at a later date | Unknown | Don't Know | Don't Know |  | Building | Unknown | Unknown | No |  |  | Unknown
650 | 609 E ASPEN ST, HOBBS NM |  | No | No | Unknown - Unlikely Lead | Don't Know |  |  |  | No | Other |  | Will Inspect meter box at a later date | Unknown - Unlikely Lead |  |  |  | No | Other |  | Will Inspect meter box at a later date | Unknown | Don't Know | Don't Know |  | Building | Unknown | Unknown | No |  |  | Unknown |  | 32.735209 | -103.1308919
8685 | 1000 N MARLAND BLVD #54, HOBBS NM |  | No | No | Non-Lead - Plastic | Don't Know | 2003 | 3/4 | Field inspection only with no records | Yes | Visual inspection at the meter pit | 08/26/2024 00:00:00 |  | Non-Lead - Plastic | 2003 | 3/4 | Field inspection only with no records | Yes | Visual inspection at the meter pit | 08/26/2024 00:00:00 |  | Non-Lead | No | Don't Know |  | Single Family Residence |  | No | No |  |  | Non-Lead
7919 | 1101 E LLANO DR, HOBBS NM |  | No | No | Unknown - Unlikely Lead | Don't Know |  |  |  | No | Other |  | Will Inspect meter box at a later date | Unknown - Unlikely Lead |  |  |  | No | Other |  | Will Inspect meter box at a later date | Unknown | Don't Know | Don't Know |  | Building | Unknown | Unknown | No |  |  | Unknown |  | 32.714085 | -103.1230298
6943 | 2113 E HIGHWOOD AVE, HOBBS NM |  | No | No | Non-Lead - Plastic | Don't Know | 2019 | 1 | Field inspection only with no records | Yes | Visual inspection at the meter pit | 08/19/2024 00:00:00 |  | Non-Lead - Plastic | 2019 | 1 | Field inspection only with no records | Yes | Visual inspection at the meter pit | 08/19/2024 00:00:00 |  | Non-Lead | No | Don't Know |  | Single Family Residence |  | No | No |  |  | Non-Lead |  | 32.731682 | -103.110953
9008 | 1119 S MCKINLEY ST, HOBBS NM |  | No | No | Unknown - Unlikely Lead | Don't Know |  |  |  | No | Other |  | Will Inspect meter box at a later date | Unknown - Unlikely Lead |  |  |  | No | Other |  | Will Inspect meter box at a later date | Unknown | Don't Know | Don't Know |  | Building | Unknown | Unknown | No |  |  | Unknown |  | 32.6895428 | -103.1327632
8477 | 2623 1/2 W MARLAND ST, HOBBS NM |  | No | No | Unknown - Unlikely Lead | Don't Know |  |  |  | No | Other |  | Will Inspect meter box at a later date | Unknown - Unlikely Lead |  |  |  | No | Other |  | Will Inspect meter box at a later date | Unknown | Don't Know | Don't Know |  | Building | Unknown | Unknown | No |  |  | Unknown
5825 | 1637 N GILA DR, HOBBS NM |  | No | No | Unknown - Unlikely Lead | Don't Know |  |  |  | No | Other |  | Will Inspect meter box at a later date | Unknown - Unlikely Lead |  |  |  | No | Other |  | Will Inspect meter box at a later date | Unknown | Don't Know | Don't Know |  | Building | Unknown | Unknown | No |  |  | Unknown
9764 | 2701 N MARTHA ST, HOBBS NM |  | No | No | Unknown - Unlikely Lead | Don't Know |  |  |  | No | Other |  | Will Inspect meter box at a later date | Unknown - Unlikely Lead |  |  |  | No | Other |  | Will Inspect meter box at a later date | Unknown | Don't Know | Don't Know |  | Building | Unknown | Unknown | No |  |  | Unknown |  | 32.7304778 | -103.1255087
945 | 313 N AVENUE B, HOBBS NM |  | No | No | Unknown - Unlikely Lead | Don't Know |  |  |  | No | Other |  | Will Inspect meter box at a later date | Unknown - Unlikely Lead |  |  |  | No | Other |  | Will Inspect meter box at a later date | Unknown | Don't Know | Don't Know |  | Building | Unknown | Unknown | No |  |  | Unknown |  | 32.7034337 | -103.1259248
8966 | 418 W MIDWEST ST, HOBBS NM |  | No | No | Unknown - Unlikely Lead | Don't Know |  |  |  | No | Other |  | Will Inspect meter box at a later date | Unknown - Unlikely Lead |  |  |  | No | Other |  | Will Inspect meter box at a later date | Unknown | Don't Know | Don't Know |  | Building | Unknown | Unknown | No |  |  | Unknown |  | 32.6913792 | -103.140188
7695 | 501 E LEA ST, HOBBS NM |  | No | No | Unknown - Unlikely Lead | Don't Know |  |  |  | No | Other |  | Will Inspect meter box at a later date | Unknown - Unlikely Lead |  |  |  | No | Other |  | Will Inspect meter box at a later date | Unknown | Don't Know | Don't Know |  | Building | Unknown | Unknown | No |  |  | Unknown |  | 32.70897 | -103.1310433
6038 | 1023 E GLORIETTA H 202, HOBBS NM |  | No | No | Non-Lead - Plastic | No | 2019 | 1 | Field inspection only with no records | Yes | Visual inspection at the meter pit | 05/26/2024 00:00:00 |  | Non-Lead - Plastic | 2019 | 1 | Installation date after lead ban | Yes | Visual inspection at the meter pit | 05/26/2024 00:00:00 |  | Non-Lead | No | No |  | Single Family Residence |  | No | No |  |  | Non-Lead |  | 32.7322508 | -103.1251818
9009 | 1120 S MCKINLEY ST, HOBBS NM |  | No | No | Unknown - Unlikely Lead | Don't Know |  |  |  | No | Other |  | Will Inspect meter box at a later date | Unknown - Unlikely Lead |  |  |  | No | Other |  | Will Inspect meter box at a later date | Unknown | Don't Know | Don't Know |  | Building | Unknown | Unknown | No |  |  | Unknown |  | 32.6895488 | -103.1323095
5934 | 1606 N GULF ST, HOBBS NM |  | No | No | Unknown - Unlikely Lead | Don't Know |  |  |  | No | Other |  | Will Inspect meter box at a later date | Unknown - Unlikely Lead |  |  |  | No | Other |  | Will Inspect meter box at a later date | Unknown | Don't Know | Don't Know |  | Building | Unknown | Unknown | No |  |  | Unknown
6862 | 313 W HUMBLE ST, HOBBS NM |  | No | No | Unknown - Unlikely Lead | Don't Know |  |  |  | No | Other |  | Will Inspect meter box at a later date | Unknown - Unlikely Lead |  |  |  | No | Other |  | Will Inspect meter box at a later date | Unknown | Don't Know | Don't Know |  | Building | Unknown | Unknown | No |  |  | Unknown |  | 32.6932401 | -103.1394368
9076 | 1828 N MCKINLEY ST, HOBBS NM |  | No | No | Unknown - Unlikely Lead | Don't Know |  |  |  | No | Other |  | Will Inspect meter box at a later date | Unknown - Unlikely Lead |  |  |  | No | Other |  | Will Inspect meter box at a later date | Unknown | Don't Know | Don't Know |  | Building | Unknown | Unknown | No |  |  | Unknown |  | 32.7201402 | -103.134461
8854 | 1001 E MIDWEST ST, HOBBS NM |  | No | No | Unknown - Unlikely Lead | Don't Know |  |  |  | No | Other |  | Will Inspect meter box at a later date | Unknown - Unlikely Lead |  |  |  | No | Other |  | Will Inspect meter box at a later date | Unknown | Don't Know | Don't Know |  | Building | Unknown | Unknown | No |  |  | Unknown |  | 32.6915188 | -103.1235535
7069 | 825 W IRON AVE, HOBBS NM |  | No | No | Unknown - Unlikely Lead | Don't Know |  |  |  | No | Other |  | Will Inspect meter box at a later date | Unknown - Unlikely Lead |  |  |  | No | Other |  | Will Inspect meter box at a later date | Unknown | Don't Know | Don't Know |  | Building | Unknown | Unknown | No |  |  | Unknown |  | 32.7315977 | -103.1458183
6739 | 2009 N HOMESTEAD DR, HOBBS NM |  | No | No | Non-Lead - Plastic | No | 2019 | 1 | Field inspection only with no records | Yes | Visual inspection at the meter pit | 09/02/2024 00:00:00 |  | Non-Lead - Plastic | 2019 | 1 | Installation date after lead ban | Yes | Visual inspection at the meter pit | 09/02/2024 00:00:00 |  | Non-Lead | No | No |  | Single Family Residence |  | No | No |  |  | Non-Lead |  | 32.722375 | -103.112104
8930 | 114 W MIDWEST ST, HOBBS NM |  | No | No | Unknown - Unlikely Lead | Don't Know |  |  |  | No | Other |  | Will Inspect meter box at a later date | Unknown - Unlikely Lead |  |  |  | No | Other |  | Will Inspect meter box at a later date | Unknown | Don't Know | Don't Know |  | Building | Unknown | Unknown | No |  |  | Unknown |  | 32.6914299 | -103.1370364
9061 | 514 S MCKINLEY ST, HOBBS NM |  | No | No | Unknown - Unlikely Lead | Don't Know |  |  |  | No | Other |  | Will Inspect meter box at a later date | Unknown - Unlikely Lead |  |  |  | No | Other |  | Will Inspect meter box at a later date | Unknown | Don't Know | Don't Know |  | Building | Unknown | Unknown | No |  |  | Unknown |  | 32.6958513 | -103.1322969
5550 | 425 E GREEN ACRES DR, HOBBS NM |  | No | No | Unknown - Unlikely Lead | Don't Know |  |  |  | No | Other |  | Will Inspect meter box at a later date | Unknown - Unlikely Lead |  |  |  | No | Other |  | Will Inspect meter box at a later date | Unknown | Don't Know | Don't Know |  | Building | Unknown | Unknown | No |  |  | Unknown
7505 | 1512 W KYLEIGH, HOBBS NM |  | No | No | Non-Lead - Plastic | No | 2008 | 1 | Installation date after lead ban | Yes | Visual inspection at the meter pit | 09/30/2024 00:00:00 |  | Non-Lead - Plastic | 2008 |  | Field inspection only with no records | Yes | Visual inspection at the meter pit | 09/30/2024 00:00:00 |  | Non-Lead | No | No |  | Single Family Residence | Unknown | No | No |  |  | Non-Lead |  | 32.7572681 | -103.1545531
5835 | 1106 N GILA DR, HOBBS NM |  | No | No | Unknown - Unlikely Lead | Don't Know |  |  |  | No | Other |  | Will Inspect meter box at a later date | Unknown - Unlikely Lead |  |  |  | No | Other |  | Will Inspect meter box at a later date | Unknown | Don't Know | Don't Know |  | Building | Unknown | Unknown | No |  |  | Unknown
5367 | 2400 N FRENCH DR, HOBBS NM |  | No | No | Unknown - Unlikely Lead | Don't Know |  |  |  | No | Other |  | Will Inspect meter box at a later date | Unknown - Unlikely Lead |  |  |  | No | Other |  | Will Inspect meter box at a later date | Unknown | Don't Know | Don't Know |  | Building | Unknown | Unknown | No |  |  | Unknown
638 | 716 S ASHER RD, HOBBS NM |  | No | No | Unknown - Unlikely Lead | Don't Know |  |  |  | No | Other |  | Will Inspect meter box at a later date | Unknown - Unlikely Lead |  |  |  | No | Other |  | Will Inspect meter box at a later date | Unknown | Don't Know | Don't Know |  | Building | Unknown | Unknown | No |  |  | Unknown |  | 32.6944504 | -103.1726343
9615 | 1100 W MACKENZIE DR, HOBBS NM |  | No | No | Unknown - Unlikely Lead | Don't Know |  |  |  | No | Other |  | Will Inspect meter box at a later date | Unknown - Unlikely Lead |  |  |  | No | Other |  | Will Inspect meter box at a later date | Unknown | Don't Know | Don't Know |  | Building | Unknown | Unknown | No |  |  | Unknown |  | 32.7135811 | -103.1490955
574 | 115 S AVENUE A, HOBBS NM |  | No | No | Unknown - Unlikely Lead | Don't Know |  |  |  | No | Other |  | Will Inspect meter box at a later date | Unknown - Unlikely Lead |  |  |  | No | Other |  | Will Inspect meter box at a later date | Unknown | Don't Know | Don't Know |  | Building | Unknown | Unknown | No |  |  | Unknown
5013 | 1612 N ELEANOR CIR, HOBBS NM |  | No | No | Unknown - Unlikely Lead | Don't Know |  |  |  | No | Other |  | Will Inspect meter box at a later date | Unknown - Unlikely Lead |  |  |  | No | Other |  | Will Inspect meter box at a later date | Unknown | Don't Know | Don't Know |  | Building | Unknown | Unknown | No |  |  | Unknown
9310 | 921 W MESA VERDE DR, HOBBS NM |  | No | No | Unknown - Unlikely Lead | Don't Know |  |  |  | No | Other |  | Will Inspect meter box at a later date | Unknown - Unlikely Lead |  |  |  | No | Other |  | Will Inspect meter box at a later date | Unknown | Don't Know | Don't Know |  | Building | Unknown | Unknown | No |  |  | Unknown |  | 32.7457415 | -103.1469816
809 | 904 W BERRY DR, HOBBS NM |  | No | No | Unknown - Unlikely Lead | Don't Know |  |  |  | No | Other |  | Will Inspect meter box at a later date | Unknown - Unlikely Lead |  |  |  | No | Other |  | Will Inspect meter box at a later date | Unknown | Don't Know | Don't Know |  | Building | Unknown | Unknown | No |  |  | Unknown |  | 32.7143135 | -103.1463567
7961 | 1312 N LLANO DR, HOBBS NM |  | No | No | Unknown - Unlikely Lead | Don't Know |  |  |  | No | Other |  | Will Inspect meter box at a later date | Unknown - Unlikely Lead |  |  |  | No | Other |  | Will Inspect meter box at a later date | Unknown | Don't Know | Don't Know |  | Building | Unknown | Unknown | No |  |  | Unknown |  | 32.7136085 | -103.1172934
645 | 219 E ASPEN ST, HOBBS NM |  | No | No | Unknown - Unlikely Lead | Don't Know |  |  |  | No | Other |  | Will Inspect meter box at a later date | Unknown - Unlikely Lead |  |  |  | No | Other |  | Will Inspect meter box at a later date | Unknown | Don't Know | Don't Know |  | Building | Unknown | Unknown | No |  |  | Unknown |  | 32.7353561 | -103.1344545
9187 | 1407 E MAIN ST, HOBBS NM |  | No | No | Unknown - Unlikely Lead | Don't Know |  |  |  | No | Other |  | Will Inspect meter box at a later date | Unknown - Unlikely Lead |  |  |  | No | Other |  | Will Inspect meter box at a later date | Unknown | Don't Know | Don't Know |  | Building | Unknown | Unknown | No |  |  | Unknown |  | 32.6921243 | -103.1196822
521 | 4024 N APODOCA ST, HOBBS NM |  | No | No | Unknown - Unlikely Lead | Don't Know |  |  |  | No | Other |  | Will Inspect meter box at a later date | Unknown - Unlikely Lead |  |  |  | No | Other |  | Will Inspect meter box at a later date | Unknown | Don't Know | Don't Know |  | Building | Unknown | Unknown | No |  |  | Unknown
9498 | 6324 N MEADOWLANDS DR, HOBBS NM |  | No | No | Non-Lead - Plastic | No |  | 1 | Field inspection only with no records | Yes | Visual inspection at the meter pit | 06/03/2024 00:00:00 |  | Non-Lead - Plastic |  | 1 | Field inspection only with no records | Yes | Visual inspection at the meter pit | 06/03/2024 00:00:00 |  | Non-Lead | No | No |  | Single Family Residence |  | No | No |  |  | Non-Lead |  | 32.7727 | -103.157031
4781 | 312 N DENSON DR, HOBBS NM |  | No | No | Unknown - Unlikely Lead | Don't Know |  |  |  | No | Other |  | Will Inspect meter box at a later date | Unknown - Unlikely Lead |  |  |  | No | Other |  | Will Inspect meter box at a later date | Unknown | Don't Know | Don't Know |  | Building | Unknown | Unknown | No |  |  | Unknown
57 | 811 S 8TH ST, HOBBS NM |  | No | No | Unknown - Unlikely Lead | Don't Know |  |  |  | No | Other |  | Will Inspect meter box at a later date | Unknown - Unlikely Lead |  |  |  | No | Other |  | Will Inspect meter box at a later date | Unknown | Don't Know | Don't Know |  | Building | Unknown | Unknown | No |  |  | Unknown
6812 | 413 E HUMBLE ST, HOBBS NM |  | No | No | Unknown - Unlikely Lead | Don't Know |  |  |  | No | Other |  | Will Inspect meter box at a later date | Unknown - Unlikely Lead |  |  |  | No | Other |  | Will Inspect meter box at a later date | Unknown | Don't Know | Don't Know |  | Building | Unknown | Unknown | No |  |  | Unknown |  | 32.6932476 | -103.1318694
8755 | 321 N MORRIS ST, HOBBS NM |  | No | No | Unknown - Unlikely Lead | Don't Know |  |  |  | No | Other |  | Will Inspect meter box at a later date | Unknown - Unlikely Lead |  |  |  | No | Other |  | Will Inspect meter box at a later date | Unknown | Don't Know | Don't Know |  | Building | Unknown | Unknown | No |  |  | Unknown |  | 32.7037565 | -103.1290774
4796 | 1523 N DENSON DR, HOBBS NM |  | No | No | Unknown - Unlikely Lead | Don't Know |  |  |  | No | Other |  | Will Inspect meter box at a later date | Unknown - Unlikely Lead |  |  |  | No | Other |  | Will Inspect meter box at a later date | Unknown | Don't Know | Don't Know |  | Building | Unknown | Unknown | No |  |  | Unknown
5479 | 1319 N GRAYSON ST, HOBBS NM |  | No | No | Unknown - Unlikely Lead | Don't Know |  |  |  | No | Other |  | Will Inspect meter box at a later date | Unknown - Unlikely Lead |  |  |  | No | Other |  | Will Inspect meter box at a later date | Unknown | Don't Know | Don't Know |  | Building | Unknown | Unknown | No |  |  | Unknown
8019 | 319 N LINAM ST, HOBBS NM |  | No | No | Unknown - Unlikely Lead | Don't Know |  |  |  | No | Other |  | Will Inspect meter box at a later date | Unknown - Unlikely Lead |  |  |  | No | Other |  | Will Inspect meter box at a later date | Unknown | Don't Know | Don't Know |  | Building | Unknown | Unknown | No |  |  | Unknown |  | 32.7038037 | -103.1389477
8667 | 1000 N MARLAND BLVD # 32, HOBBS NM |  | No | No | Non-Lead - Plastic | Don't Know | 2003 | 3/4 | Field inspection only with no records | Yes | Visual inspection at the meter pit | 08/26/2024 00:00:00 |  | Non-Lead - Plastic | 2003 | 3/4 | Field inspection only with no records | Yes | Visual inspection at the meter pit | 08/26/2024 00:00:00 |  | Non-Lead | No | Don't Know |  | Single Family Residence |  | No | No |  |  | Non-Lead
8511 | 710 W MARLAND ST, HOBBS NM |  | No | No | Unknown - Unlikely Lead | Don't Know |  |  |  | No | Other |  | Will Inspect meter box at a later date | Unknown - Unlikely Lead |  |  |  | No | Other |  | Will Inspect meter box at a later date | Unknown | Don't Know | Don't Know |  | Building | Unknown | Unknown | No |  |  | Unknown |  | 32.6970449 | -103.1442446
9476 | 3901 W MILLEN DR #9, HOBBS NM |  | No | No | Unknown - Unlikely Lead | Don't Know |  |  |  | No | Other |  | Will Inspect meter box at a later date | Unknown - Unlikely Lead |  |  |  | No | Other |  | Will Inspect meter box at a later date | Unknown | Don't Know | Don't Know |  | Building | Unknown | Unknown | No |  |  | Unknown
6326 | 3314 N GRIMES ST, HOBBS NM |  | No | No | Unknown - Unlikely Lead | Don't Know |  |  |  | No | Other |  | Will Inspect meter box at a later date | Unknown - Unlikely Lead |  |  |  | No | Other |  | Will Inspect meter box at a later date | Unknown | Don't Know | Don't Know |  | Building | Unknown | Unknown | No |  |  | Unknown |  | 32.736284 | -103.144196
7236 | 1117 E JEMEZ DR, HOBBS NM |  | No | No | Unknown - Unlikely Lead | Don't Know |  |  |  | No | Other |  | Will Inspect meter box at a later date | Unknown - Unlikely Lead |  |  |  | No | Other |  | Will Inspect meter box at a later date | Unknown | Don't Know | Don't Know |  | Building | Unknown | Unknown | No |  |  | Unknown |  | 32.7214516 | -103.1225398
5852 | 300-A W GYPSY ST, HOBBS NM |  | No | No | Unknown - Unlikely Lead | Don't Know |  |  |  | No | Other |  | Will Inspect meter box at a later date | Unknown - Unlikely Lead |  |  |  | No | Other |  | Will Inspect meter box at a later date | Unknown | Don't Know | Don't Know |  | Building | Unknown | Unknown | No |  |  | Unknown
796 | 310 W BERRY DR, HOBBS NM |  | No | No | Unknown - Unlikely Lead | Don't Know |  |  |  | No | Other |  | Will Inspect meter box at a later date | Unknown - Unlikely Lead |  |  |  | No | Other |  | Will Inspect meter box at a later date | Unknown | Don't Know | Don't Know |  | Building | Unknown | Unknown | No |  |  | Unknown |  | 32.7153149 | -103.1380225
9592 | 916 W MACKENZIE DR, HOBBS NM |  | No | No | Unknown - Unlikely Lead | Don't Know |  |  |  | No | Other |  | Will Inspect meter box at a later date | Unknown - Unlikely Lead |  |  |  | No | Other |  | Will Inspect meter box at a later date | Unknown | Don't Know | Don't Know |  | Building | Unknown | Unknown | No |  |  | Unknown |  | 32.7135711 | -103.1469062
8150 | 214 S LEECH ST, HOBBS NM |  | No | No | Unknown - Unlikely Lead | Don't Know |  |  |  | No | Other |  | Will Inspect meter box at a later date | Unknown - Unlikely Lead |  |  |  | No | Other |  | Will Inspect meter box at a later date | Unknown | Don't Know | Don't Know |  | Building | Unknown | Unknown | No |  |  | Unknown |  | 32.698792 | -103.142339
8999 | 615 S MCKINLEY ST, HOBBS NM |  | No | No | Unknown - Unlikely Lead | Don't Know |  |  |  | No | Other |  | Will Inspect meter box at a later date | Unknown - Unlikely Lead |  |  |  | No | Other |  | Will Inspect meter box at a later date | Unknown | Don't Know | Don't Know |  | Building | Unknown | Unknown | No |  |  | Unknown |  | 32.694956 | -103.1328191
8813 | 1229 S MORRIS ST, HOBBS NM |  | No | No | Unknown - Unlikely Lead | Don't Know |  |  |  | No | Other |  | Will Inspect meter box at a later date | Unknown - Unlikely Lead |  |  |  | No | Other |  | Will Inspect meter box at a later date | Unknown | Don't Know | Don't Know |  | Building | Unknown | Unknown | No |  |  | Unknown |  | 32.6860649 | -103.1295485
9579 | 34 MIGHTY ATOM CIRCLE, HOBBS NM |  | No | No | Non-Lead - Plastic | No | 2020 | 1 | Field inspection only with no records | Yes | Visual inspection at the meter pit | 06/03/2024 00:00:00 |  | Non-Lead - Plastic | 2020 | 1 | Field inspection only with no records | Yes | Visual inspection at the meter pit | 06/03/2024 00:00:00 |  | Non-Lead | No | No |  | Single Family Residence |  | No | No |  |  | Non-Lead |  | 32.746697 | -103.198727
9810 | 3038 N NORTHWEST DR, HOBBS NM |  | No | No | Unknown - Unlikely Lead | Don't Know |  |  |  | No | Other |  | Will Inspect meter box at a later date | Unknown - Unlikely Lead |  |  |  | No | Other |  | Will Inspect meter box at a later date | Unknown | Don't Know | Don't Know |  | Building | Unknown | Unknown | No |  |  | Unknown |  | 32.7335866 | -103.1517013
5409 | 3013 GANTT AVE, HOBBS NM |  | No | No | Unknown - Unlikely Lead | Don't Know |  |  |  | No | Other |  | Will Inspect meter box at a later date | Unknown - Unlikely Lead |  |  |  | No | Other |  | Will Inspect meter box at a later date | Unknown | Don't Know | Don't Know |  | Building | Unknown | Unknown | No |  |  | Unknown
704 | 725 E ASPEN ST, HOBBS NM |  | No | No | Unknown - Unlikely Lead | Don't Know |  |  |  | No | Other |  | Will Inspect meter box at a later date | Unknown - Unlikely Lead |  |  |  | No | Other |  | Will Inspect meter box at a later date | Unknown | Don't Know | Don't Know |  | Building | Unknown | Unknown | No |  |  | Unknown |  | 32.7350691 | -103.1289874
8280 | 2608 N LOVINGTON HWY, HOBBS NM |  | No | No | Unknown - Unlikely Lead | Don't Know |  |  |  | No | Other |  | Will Inspect meter box at a later date | Unknown - Unlikely Lead |  |  |  | No | Other |  | Will Inspect meter box at a later date | Unknown | Don't Know | Don't Know |  | Building | Unknown | Unknown | No |  |  | Unknown |  | 32.7293923 | -103.1494646
6486 | 320 N HOUSTON ST, HOBBS NM |  | No | No | Unknown - Unlikely Lead | Don't Know |  |  |  | No | Other |  | Will Inspect meter box at a later date | Unknown - Unlikely Lead |  |  |  | No | Other |  | Will Inspect meter box at a later date | Unknown | Don't Know | Don't Know |  | Building | Unknown | Unknown | No |  |  | Unknown |  | 32.7031224 | -103.1311887
7307 | 1415 N JEFFERSON ST, HOBBS NM |  | No | No | Unknown - Unlikely Lead | Don't Know |  |  |  | No | Other |  | Will Inspect meter box at a later date | Unknown - Unlikely Lead |  |  |  | No | Other |  | Will Inspect meter box at a later date | Unknown | Don't Know | Don't Know |  | Building | Unknown | Unknown | No |  |  | Unknown |  | 32.7150238 | -103.1236228
8918 | 524 E MIDWEST ST, HOBBS NM |  | No | No | Unknown - Unlikely Lead | Don't Know |  |  |  | No | Other |  | Will Inspect meter box at a later date | Unknown - Unlikely Lead |  |  |  | No | Other |  | Will Inspect meter box at a later date | Unknown | Don't Know | Don't Know |  | Building | Unknown | Unknown | No |  |  | Unknown |  | 32.691627 | -103.130245
5392 | 1525 W FROG LEAP CT, HOBBS NM |  | No | No | Non-Lead - Plastic | No | 2019 | 1 | Installation date after lead ban | No | Other |  | Newer Construction, verified by GIS Mapping | Non-Lead - Plastic | 2008 | 1 | Installation date after lead ban | No | Other |  | Newer Construction, verified by GIS Mapping |  | No | No |  | Single Family Residence | Unknown | No | No |  |  | Non-Lead
8884 | 1601 E MIDWEST ST, HOBBS NM |  | No | No | Unknown - Unlikely Lead | Don't Know |  |  |  | No | Other |  | Will Inspect meter box at a later date | Unknown - Unlikely Lead |  |  |  | No | Other |  | Will Inspect meter box at a later date | Unknown | Don't Know | Don't Know |  | Building | Unknown | Unknown | No |  |  | Unknown |  | 32.6909363 | -103.1176736
9812 | 3112 N NORTHWEST DR, HOBBS NM |  | No | No | Unknown - Unlikely Lead | Don't Know |  |  |  | No | Other |  | Will Inspect meter box at a later date | Unknown - Unlikely Lead |  |  |  | No | Other |  | Will Inspect meter box at a later date | Unknown | Don't Know | Don't Know |  | Building | Unknown | Unknown | No |  |  | Unknown |  | 32.734241 | -103.1524203
7006 | 1512 HONEYSUCKLE CT, HOBBS NM |  | No | No | Non-Lead - Plastic | No | 2021 | 1 | Installation date after lead ban | No | Other |  | GIS verfied because of being built after ban | Non-Lead - Plastic | 2021 | 1 | Installation date after lead ban | No | Other |  | Newer Construction, verified by GIS Mapping |  | No | No |  | Single Family Residence | Unknown | No | No |  |  | Non-Lead |  | 35.3482172 | -106.602064
611 | 1620 E ALAMEDA ST, HOBBS NM |  | No | No | Unknown - Unlikely Lead | Don't Know |  |  |  | No | Other |  | Will Inspect meter box at a later date | Unknown - Unlikely Lead |  |  |  | No | Other |  | Will Inspect meter box at a later date | Unknown | Don't Know | Don't Know |  | Building | Unknown | Unknown | No |  |  | Unknown |  | 32.7027517 | -103.1165024
9713 | 1219 E MICHIGAN DR, HOBBS NM |  | No | No | Unknown - Unlikely Lead | Don't Know |  |  |  | No | Other |  | Will Inspect meter box at a later date | Unknown - Unlikely Lead |  |  |  | No | Other |  | Will Inspect meter box at a later date | Unknown | Don't Know | Don't Know |  | Building | Unknown | Unknown | No |  |  | Unknown |  | 32.7223192 | -103.1213238
8752 | 2921 N MORRIS DR, HOBBS NM |  | No | No | Unknown - Unlikely Lead | Don't Know |  |  |  | No | Other |  | Will Inspect meter box at a later date | Unknown - Unlikely Lead |  |  |  | No | Other |  | Will Inspect meter box at a later date | Unknown | Don't Know | Don't Know |  | Building | Unknown | Unknown | No |  |  | Unknown |  | 32.7327216 | -103.1296561
9517 | 1624 MARQUIS LN, HOBBS NM |  | No | No | Unknown - Unlikely Lead | Don't Know |  |  |  | No | Other |  | Will Inspect meter box at a later date | Unknown - Unlikely Lead |  |  |  | No | Other |  | Will Inspect meter box at a later date | Unknown | Don't Know | Don't Know |  | Building | Unknown | Unknown | No |  |  | Unknown |  | 32.7400183 | -103.1563424
9639 | 2315 N MULBERRY LN, HOBBS NM |  | No | No | Non-Lead - Plastic | No | 2020 | 1 | Field inspection only with no records | Yes | Visual inspection at the meter pit | 06/03/2024 00:00:00 |  | Non-Lead - Plastic | 2020 | 1 | Field inspection only with no records | Yes | Visual inspection at the meter pit | 06/03/2024 00:00:00 |  | Non-Lead | No | No |  | Single Family Residence |  | No | No |  |  | Non-Lead |  | 32.7264889 | -103.1111297
8762 | 303 N MORRIS ST, HOBBS NM |  | No | No | Unknown - Unlikely Lead | Don't Know |  |  |  | No | Other |  | Will Inspect meter box at a later date | Unknown - Unlikely Lead |  |  |  | No | Other |  | Will Inspect meter box at a later date | Unknown | Don't Know | Don't Know |  | Building | Unknown | Unknown | No |  |  | Unknown |  | 32.7030721 | -103.1290816
884 | 434 W BERRY DR, HOBBS NM |  | No | No | Unknown - Unlikely Lead | Don't Know |  |  |  | No | Other |  | Will Inspect meter box at a later date | Unknown - Unlikely Lead |  |  |  | No | Other |  | Will Inspect meter box at a later date | Unknown | Don't Know | Don't Know |  | Building | Unknown | Unknown | No |  |  | Unknown |  | 32.7143669 | -103.1408729
9489 | 6312 N MEADOWLANDS DR, HOBBS NM |  | No | No | Non-Lead - Plastic | No |  | 1 | Field inspection only with no records | Yes | Visual inspection at the meter pit | 06/03/2024 00:00:00 |  | Non-Lead - Plastic |  | 1 | Field inspection only with no records | Yes | Visual inspection at the meter pit | 06/03/2024 00:00:00 |  | Non-Lead | No | No |  | Single Family Residence |  | No | No |  |  | Non-Lead |  | 32.772261 | -103.157036
8177 | 603 E LUNA DR, HOBBS NM |  | No | No | Unknown - Unlikely Lead | Don't Know |  |  |  | No | Other |  | Will Inspect meter box at a later date | Unknown - Unlikely Lead |  |  |  | No | Other |  | Will Inspect meter box at a later date | Unknown | Don't Know | Don't Know |  | Building | Unknown | Unknown | No |  |  | Unknown |  | 32.7151866 | -103.1302286
8851 | 319 E MIDWEST ST, HOBBS NM |  | No | No | Unknown - Unlikely Lead | Don't Know |  |  |  | No | Other |  | Will Inspect meter box at a later date | Unknown - Unlikely Lead |  |  |  | No | Other |  | Will Inspect meter box at a later date | Unknown | Don't Know | Don't Know |  | Building | Unknown | Unknown | No |  |  | Unknown |  | 32.690954 | -103.1329993
6460 | 836 E HIGHLAND DR, HOBBS NM |  | No | No | Unknown - Unlikely Lead | Don't Know |  |  |  | No | Other |  | Will Inspect meter box at a later date | Unknown - Unlikely Lead |  |  |  | No | Other |  | Will Inspect meter box at a later date | Unknown | Don't Know | Don't Know |  | Building | Unknown | Unknown | No |  |  | Unknown |  | 32.729849 | -103.1262411
8453 | 604 E MESQUITE DR, HOBBS NM |  | No | No | Unknown - Unlikely Lead | Don't Know |  |  |  | No | Other |  | Will Inspect meter box at a later date | Unknown - Unlikely Lead |  |  |  | No | Other |  | Will Inspect meter box at a later date | Unknown | Don't Know | Don't Know |  | Building | Unknown | Unknown | No |  |  | Unknown |  | 32.6886093 | -103.1294796
9412 | 208 W MESA DR, HOBBS NM |  | No | No | Unknown - Unlikely Lead | Don't Know |  |  |  | No | Other |  | Will Inspect meter box at a later date | Unknown - Unlikely Lead |  |  |  | No | Other |  | Will Inspect meter box at a later date | Unknown | Don't Know | Don't Know |  | Building | Unknown | Unknown | No |  |  | Unknown |  | 32.7173568 | -103.1372631
7965 | 835 E LINCOLN RD, HOBBS NM |  | No | No | Unknown - Unlikely Lead | Don't Know |  |  |  | No | Other |  | Will Inspect meter box at a later date | Unknown - Unlikely Lead |  |  |  | No | Other |  | Will Inspect meter box at a later date | Unknown | Don't Know | Don't Know |  | Building | Unknown | Unknown | No |  |  | Unknown |  | 32.7195405 | -103.1260855
4776 | 308 N DENSON DR, HOBBS NM |  | No | No | Unknown - Unlikely Lead | Don't Know |  |  |  | No | Other |  | Will Inspect meter box at a later date | Unknown - Unlikely Lead |  |  |  | No | Other |  | Will Inspect meter box at a later date | Unknown | Don't Know | Don't Know |  | Building | Unknown | Unknown | No |  |  | Unknown
60 | 819 S 8TH ST, HOBBS NM |  | No | No | Unknown - Unlikely Lead | Don't Know |  |  |  | No | Other |  | Will Inspect meter box at a later date | Unknown - Unlikely Lead |  |  |  | No | Other |  | Will Inspect meter box at a later date | Unknown | Don't Know | Don't Know |  | Building | Unknown | Unknown | No |  |  | Unknown |  | 32.6927306 | -103.1187619
9309 | 1025 W MESA VERDE DR, HOBBS NM |  | No | No | Unknown - Unlikely Lead | Don't Know |  |  |  | No | Other |  | Will Inspect meter box at a later date | Unknown - Unlikely Lead |  |  |  | No | Other |  | Will Inspect meter box at a later date | Unknown | Don't Know | Don't Know |  | Building | Unknown | Unknown | No |  |  | Unknown |  | 32.7457436 | -103.1483601
5372 | 2510 N FRENCH DR, HOBBS NM |  | No | No | Unknown - Unlikely Lead | Don't Know |  |  |  | No | Other |  | Will Inspect meter box at a later date | Unknown - Unlikely Lead |  |  |  | No | Other |  | Will Inspect meter box at a later date | Unknown | Don't Know | Don't Know |  | Building | Unknown | Unknown | No |  |  | Unknown
9063 | 912 S MCKINLEY ST, HOBBS NM |  | No | No | Unknown - Unlikely Lead | Don't Know |  |  |  | No | Other |  | Will Inspect meter box at a later date | Unknown - Unlikely Lead |  |  |  | No | Other |  | Will Inspect meter box at a later date | Unknown | Don't Know | Don't Know |  | Building | Unknown | Unknown | No |  |  | Unknown |  | 32.692212 | -103.13244
9522 | 1524 MARQUIS LN, HOBBS NM |  | No | No | Unknown - Unlikely Lead | Don't Know |  |  |  | No | Other |  | Will Inspect meter box at a later date | Unknown - Unlikely Lead |  |  |  | No | Other |  | Will Inspect meter box at a later date | Unknown | Don't Know | Don't Know |  | Building | Unknown | Unknown | No |  |  | Unknown |  | 32.7399977 | -103.1549358
7310 | 1711 N JEFFERSON ST, HOBBS NM |  | No | No | Unknown - Unlikely Lead | Don't Know |  |  |  | No | Other |  | Will Inspect meter box at a later date | Unknown - Unlikely Lead |  |  |  | No | Other |  | Will Inspect meter box at a later date | Unknown | Don't Know | Don't Know |  | Building | Unknown | Unknown | No |  |  | Unknown |  | 32.7188758 | -103.1235745
6145 | 4105 N GRIMES ST, HOBBS NM |  | No | No | Unknown - Unlikely Lead | Don't Know |  |  |  | No | Other |  | Will Inspect meter box at a later date | Unknown - Unlikely Lead |  |  |  | No | Other |  | Will Inspect meter box at a later date | Unknown | Don't Know | Don't Know |  | Building | Unknown | Unknown | No |  |  | Unknown |  | 32.7450309 | -103.1452343
659 | 722 E ASPEN ST, HOBBS NM |  | No | No | Unknown - Unlikely Lead | Don't Know |  |  |  | No | Other |  | Will Inspect meter box at a later date | Unknown - Unlikely Lead |  |  |  | No | Other |  | Will Inspect meter box at a later date | Unknown | Don't Know | Don't Know |  | Building | Unknown | Unknown | No |  |  | Unknown |  | 32.7355426 | -103.1291397
5805 | 1907 N GILA DR, HOBBS NM |  | No | No | Unknown - Unlikely Lead | Don't Know |  |  |  | No | Other |  | Will Inspect meter box at a later date | Unknown - Unlikely Lead |  |  |  | No | Other |  | Will Inspect meter box at a later date | Unknown | Don't Know | Don't Know |  | Building | Unknown | Unknown | No |  |  | Unknown
8059 | 801 1/2 S LINAM ST, HOBBS NM |  | No | No | Unknown - Unlikely Lead | Don't Know |  |  |  | No | Other |  | Will Inspect meter box at a later date | Unknown - Unlikely Lead |  |  |  | No | Other |  | Will Inspect meter box at a later date | Unknown | Don't Know | Don't Know |  | Building | Unknown | Unknown | No |  |  | Unknown
6900 | 1412 S HANNAH RD, HOBBS NM |  | No | No | Unknown - Unlikely Lead | Don't Know |  |  |  | No | Other |  | Will Inspect meter box at a later date | Unknown - Unlikely Lead |  |  |  | No | Other |  | Will Inspect meter box at a later date | Unknown | Don't Know | Don't Know |  | Building | Unknown | Unknown | No |  |  | Unknown |  | 32.6854744 | -103.1422375
905 | 914 E BEL AIRE CT, HOBBS NM |  | No | No | Unknown - Unlikely Lead | Don't Know |  |  |  | No | Other |  | Will Inspect meter box at a later date | Unknown - Unlikely Lead |  |  |  | No | Other |  | Will Inspect meter box at a later date | Unknown | Don't Know | Don't Know |  | Building | Unknown | Unknown | No |  |  | Unknown |  | 32.7240438 | -103.1253574
8524 | 2626 W MARLAND ST, HOBBS NM |  | No | No | Unknown - Unlikely Lead | Don't Know |  |  |  | No | Other |  | Will Inspect meter box at a later date | Unknown - Unlikely Lead |  |  |  | No | Other |  | Will Inspect meter box at a later date | Unknown | Don't Know | Don't Know |  | Building | Unknown | Unknown | No |  |  | Unknown |  | 32.6969981 | -103.1693229
4956 | 1205 S EDWARDS ST, HOBBS NM |  | No | No | Unknown - Unlikely Lead | Don't Know |  |  |  | No | Other |  | Will Inspect meter box at a later date | Unknown - Unlikely Lead |  |  |  | No | Other |  | Will Inspect meter box at a later date | Unknown | Don't Know | Don't Know |  | Building | Unknown | Unknown | No |  |  | Unknown
4916 | 2212 E DUNN ST, HOBBS NM |  | No | No | Unknown - Unlikely Lead | Don't Know |  |  |  | No | Other |  | Will Inspect meter box at a later date | Unknown - Unlikely Lead |  |  |  | No | Other |  | Will Inspect meter box at a later date | Unknown | Don't Know | Don't Know |  | Building | Unknown | Unknown | No |  |  | Unknown
7671 | 6102 N LOBO CT, HOBBS NM |  | No | No | Unknown - Unlikely Lead | Don't Know |  |  |  | No | Other |  | Will Inspect meter box at a later date | Unknown - Unlikely Lead |  |  |  | No | Other |  | Will Inspect meter box at a later date | Unknown | Don't Know | Don't Know |  | Building | Unknown | Unknown | No |  |  | Unknown |  | 32.769574 | -103.179755
6841 | 2930 W HUMBLE ST, HOBBS NM |  | No | No | Unknown - Unlikely Lead | Don't Know |  |  |  | No | Other |  | Will Inspect meter box at a later date | Unknown - Unlikely Lead |  |  |  | No | Other |  | Will Inspect meter box at a later date | Unknown | Don't Know | Don't Know |  | Building | Unknown | Unknown | No |  |  | Unknown |  | 32.6931369 | -103.1709464
5766 | 1207 N GILA DR, HOBBS NM |  | No | No | Unknown - Unlikely Lead | Don't Know |  |  |  | No | Other |  | Will Inspect meter box at a later date | Unknown - Unlikely Lead |  |  |  | No | Other |  | Will Inspect meter box at a later date | Unknown | Don't Know | Don't Know |  | Building | Unknown | Unknown | No |  |  | Unknown
9329 | 117 E MESA DR, HOBBS NM |  | No | No | Unknown - Unlikely Lead | Don't Know |  |  |  | No | Other |  | Will Inspect meter box at a later date | Unknown - Unlikely Lead |  |  |  | No | Other |  | Will Inspect meter box at a later date | Unknown | Don't Know | Don't Know |  | Building | Unknown | Unknown | No |  |  | Unknown |  | 32.7171892 | -103.1347778
9186 | 620 E MAIN ST, HOBBS NM |  | No | No | Unknown - Unlikely Lead | Don't Know |  |  |  | No | Other |  | Will Inspect meter box at a later date | Unknown - Unlikely Lead |  |  |  | No | Other |  | Will Inspect meter box at a later date | Unknown | Don't Know | Don't Know |  | Building | Unknown | Unknown | No |  |  | Unknown |  | 32.692593 | -103.12903
8211 | 1012 W LAUGHLIN DR, HOBBS NM |  | No | No | Unknown - Unlikely Lead | Don't Know |  |  |  | No | Other |  | Will Inspect meter box at a later date | Unknown - Unlikely Lead |  |  |  | No | Other |  | Will Inspect meter box at a later date | Unknown | Don't Know | Don't Know |  | Building | Unknown | Unknown | No |  |  | Unknown |  | 32.7127963 | -103.1482922
8706 | 1000 N MARLAND BLVD #7, HOBBS NM |  | No | No | Non-Lead - Plastic | Don't Know | 2003 | 3/4 | Field inspection only with no records | Yes | Visual inspection at the meter pit | 08/26/2024 00:00:00 |  | Non-Lead - Plastic | 2003 | 3/4 | Field inspection only with no records | Yes | Visual inspection at the meter pit | 08/26/2024 00:00:00 |  | Non-Lead | No | Don't Know |  | Single Family Residence |  | No | No |  |  | Non-Lead
7888 | 118 E LLANO DR, HOBBS NM |  | No | No | Unknown - Unlikely Lead | Don't Know |  |  |  | No | Other |  | Will Inspect meter box at a later date | Unknown - Unlikely Lead |  |  |  | No | Other |  | Will Inspect meter box at a later date | Unknown | Don't Know | Don't Know |  | Building | Unknown | Unknown | No |  |  | Unknown |  | 32.7167665 | -103.1347607
9287 | 515 N MURRAY ST, HOBBS NM |  | No | No | Unknown - Unlikely Lead | Don't Know |  |  |  | No | Other |  | Will Inspect meter box at a later date | Unknown - Unlikely Lead |  |  |  | No | Other |  | Will Inspect meter box at a later date | Unknown | Don't Know | Don't Know |  | Building | Unknown | Unknown | No |  |  | Unknown |  | 32.7055324 | -103.1220316
6848 | 2715 W HUMBLE ST, HOBBS NM |  | No | No | Unknown - Unlikely Lead | Don't Know |  |  |  | No | Other |  | Will Inspect meter box at a later date | Unknown - Unlikely Lead |  |  |  | No | Other |  | Will Inspect meter box at a later date | Unknown | Don't Know | Don't Know |  | Building | Unknown | Unknown | No |  |  | Unknown |  | 32.692641 | -103.167986
6393 | 4813 W GREY GHOST RD, HOBBS NM |  | No | No | Non-Lead - Plastic | No | 2017 | 3/4 | Field inspection only with no records | Yes | Visual inspection at the meter pit | 05/26/2024 00:00:00 |  | Non-Lead - Plastic | 2017 | 3/4 | Installation date after lead ban | Yes | Visual inspection at the meter pit | 05/26/2024 00:00:00 |  | Non-Lead | No | No |  | Single Family Residence |  | No | No |  |  | Non-Lead |  | 32.749565 | -103.198116
9451 | 618 W MILLEN DR, HOBBS NM |  | No | No | Unknown - Unlikely Lead | Don't Know |  |  |  | No | Other |  | Will Inspect meter box at a later date | Unknown - Unlikely Lead |  |  |  | No | Other |  | Will Inspect meter box at a later date | Unknown | Don't Know | Don't Know |  | Building | Unknown | Unknown | No |  |  | Unknown |  | 32.7550046 | -103.143283
7595 | 1210 W KIOWA AVE, HOBBS NM |  | No | No | Unknown - Unlikely Lead | Don't Know |  |  |  | No | Other |  | Will Inspect meter box at a later date | Unknown - Unlikely Lead |  |  |  | No | Other |  | Will Inspect meter box at a later date | Unknown | Don't Know | Don't Know |  | Building | Unknown | Unknown | No |  |  | Unknown |  | 32.7363017 | -103.1497865
5907 | 320 E GYPSY ST #3, HOBBS NM |  | No | No | Unknown - Unlikely Lead | Don't Know |  |  |  | No | Other |  | Will Inspect meter box at a later date | Unknown - Unlikely Lead |  |  |  | No | Other |  | Will Inspect meter box at a later date | Unknown | Don't Know | Don't Know |  | Building | Unknown | Unknown | No |  |  | Unknown
7708 | 612 E LEA ST, HOBBS NM |  | No | No | Unknown - Unlikely Lead | Don't Know |  |  |  | No | Other |  | Will Inspect meter box at a later date | Unknown - Unlikely Lead |  |  |  | No | Other |  | Will Inspect meter box at a later date | Unknown | Don't Know | Don't Know |  | Building | Unknown | Unknown | No |  |  | Unknown |  | 32.7094718 | -103.1293474
9150 | 2101 N MCKINLEY ST, HOBBS NM |  | No | No | Unknown - Unlikely Lead | Don't Know |  |  |  | No | Other |  | Will Inspect meter box at a later date | Unknown - Unlikely Lead |  |  |  | No | Other |  | Will Inspect meter box at a later date | Unknown | Don't Know | Don't Know |  | Building | Unknown | Unknown | No |  |  | Unknown |  | 32.7238056 | -103.1361043
6283 | 3228 N GRIMES ST, HOBBS NM |  | No | No | Unknown - Unlikely Lead | Don't Know |  |  |  | No | Other |  | Will Inspect meter box at a later date | Unknown - Unlikely Lead |  |  |  | No | Other |  | Will Inspect meter box at a later date | Unknown | Don't Know | Don't Know |  | Building | Unknown | Unknown | No |  |  | Unknown |  | 32.7355998 | -103.1444147
5169 | 3018 N FOWLER ST, HOBBS NM |  | No | No | Unknown - Unlikely Lead | Don't Know |  |  |  | No | Other |  | Will Inspect meter box at a later date | Unknown - Unlikely Lead |  |  |  | No | Other |  | Will Inspect meter box at a later date | Unknown | Don't Know | Don't Know |  | Building | Unknown | Unknown | No |  |  | Unknown
6931 | 2015 E HERITAGE LN, HOBBS NM |  | No | No | Non-Lead - Copper | No | 2007 | 3/4 | Field inspection only with no records | Yes | Visual inspection at the meter pit | 05/26/2024 00:00:00 |  | Non-Lead - Copper | 2007 | 3/4 | Installation date after lead ban | No | Visual inspection at the meter pit | 05/26/2024 00:00:00 |  | Non-Lead | No | No |  | Single Family Residence |  | No | No |  |  | Non-Lead |  | 32.7276444 | -103.1127898
5268 | 2900 N FLAMINGO DR, HOBBS NM |  | No | No | Unknown - Unlikely Lead | Don't Know |  |  |  | No | Other |  | Will Inspect meter box at a later date | Unknown - Unlikely Lead |  |  |  | No | Other |  | Will Inspect meter box at a later date | Unknown | Don't Know | Don't Know |  | Building | Unknown | Unknown | No |  |  | Unknown
8230 | 1115 E LA BREA AVE, HOBBS NM |  | No | No | Non-Lead - Plastic | No | 2021 | 1 | Field inspection only with no records | Yes | Visual inspection at the meter pit | 05/26/2024 00:00:00 |  | Non-Lead - Plastic | 2021 | 1 | Installation date after lead ban | Yes | Visual inspection at the meter pit | 05/26/2024 00:00:00 |  | Non-Lead | No | No |  | Single Family Residence |  | No | No |  |  | Non-Lead |  | 32.731752 | -103.12251
8853 | 205 E MIDWEST ST, HOBBS NM |  | No | No | Unknown - Unlikely Lead | Don't Know |  |  |  | No | Other |  | Will Inspect meter box at a later date | Unknown - Unlikely Lead |  |  |  | No | Other |  | Will Inspect meter box at a later date | Unknown | Don't Know | Don't Know |  | Building | Unknown | Unknown | No |  |  | Unknown |  | 32.6911166 | -103.1347221
4914 | 2004 E DUNN ST, HOBBS NM |  | No | No | Unknown - Unlikely Lead | Don't Know |  |  |  | No | Other |  | Will Inspect meter box at a later date | Unknown - Unlikely Lead |  |  |  | No | Other |  | Will Inspect meter box at a later date | Unknown | Don't Know | Don't Know |  | Building | Unknown | Unknown | No |  |  | Unknown
7077 | 910 W IRON AVE, HOBBS NM |  | No | No | Unknown - Unlikely Lead | Don't Know |  |  |  | No | Other |  | Will Inspect meter box at a later date | Unknown - Unlikely Lead |  |  |  | No | Other |  | Will Inspect meter box at a later date | Unknown | Don't Know | Don't Know |  | Building | Unknown | Unknown | No |  |  | Unknown |  | 32.7318866 | -103.1471008
7317 | 1718 N JEFFERSON ST, HOBBS NM |  | No | No | Unknown - Unlikely Lead | Don't Know |  |  |  | No | Other |  | Will Inspect meter box at a later date | Unknown - Unlikely Lead |  |  |  | No | Other |  | Will Inspect meter box at a later date | Unknown | Don't Know | Don't Know |  | Building | Unknown | Unknown | No |  |  | Unknown |  | 32.7192177 | -103.1227935
822 | 1013 W BERRY DR, HOBBS NM |  | No | No | Unknown - Unlikely Lead | Don't Know |  |  |  | No | Other |  | Will Inspect meter box at a later date | Unknown - Unlikely Lead |  |  |  | No | Other |  | Will Inspect meter box at a later date | Unknown | Don't Know | Don't Know |  | Building | Unknown | Unknown | No |  |  | Unknown |  | 32.7139419 | -103.1482798
5730 | 1117 N GILA DR, HOBBS NM |  | No | No | Unknown - Unlikely Lead | Don't Know |  |  |  | No | Other |  | Will Inspect meter box at a later date | Unknown - Unlikely Lead |  |  |  | No | Other |  | Will Inspect meter box at a later date | Unknown | Don't Know | Don't Know |  | Building | Unknown | Unknown | No |  |  | Unknown
9257 | 406 W MAIN ST, HOBBS NM |  | No | No | Unknown - Unlikely Lead | Don't Know |  |  |  | No | Other |  | Will Inspect meter box at a later date | Unknown - Unlikely Lead |  |  |  | No | Other |  | Will Inspect meter box at a later date | Unknown | Don't Know | Don't Know |  | Building | Unknown | Unknown | No |  |  | Unknown |  | 32.6926446 | -103.1403698
8056 | 916 S LINAM ST, HOBBS NM |  | No | No | Unknown - Unlikely Lead | Don't Know |  |  |  | No | Other |  | Will Inspect meter box at a later date | Unknown - Unlikely Lead |  |  |  | No | Other |  | Will Inspect meter box at a later date | Unknown | Don't Know | Don't Know |  | Building | Unknown | Unknown | No |  |  | Unknown |  | 32.691913 | -103.1389202
5469 | 1228 N GRAYSON ST, HOBBS NM |  | No | No | Unknown - Unlikely Lead | Don't Know |  |  |  | No | Other |  | Will Inspect meter box at a later date | Unknown - Unlikely Lead |  |  |  | No | Other |  | Will Inspect meter box at a later date | Unknown | Don't Know | Don't Know |  | Building | Unknown | Unknown | No |  |  | Unknown
6190 | 4008 N GRIMES ST, HOBBS NM |  | No | No | Unknown - Unlikely Lead | Don't Know |  |  |  | No | Other |  | Will Inspect meter box at a later date | Unknown - Unlikely Lead |  |  |  | No | Other |  | Will Inspect meter box at a later date | Unknown | Don't Know | Don't Know |  | Building | Unknown | Unknown | No |  |  | Unknown |  | 32.7523193 | -103.144104
9260 | 501 W MAIN ST, HOBBS NM |  | No | No | Unknown - Unlikely Lead | Don't Know |  |  |  | No | Other |  | Will Inspect meter box at a later date | Unknown - Unlikely Lead |  |  |  | No | Other |  | Will Inspect meter box at a later date | Unknown | Don't Know | Don't Know |  | Building | Unknown | Unknown | No |  |  | Unknown |  | 32.6921865 | -103.1414227
6835 | 318 W HUMBLE ST, HOBBS NM |  | No | No | Unknown - Unlikely Lead | Don't Know |  |  |  | No | Other |  | Will Inspect meter box at a later date | Unknown - Unlikely Lead |  |  |  | No | Other |  | Will Inspect meter box at a later date | Unknown | Don't Know | Don't Know |  | Building | Unknown | Unknown | No |  |  | Unknown |  | 32.6937205 | -103.1397275
4876 | 2302 N DESERT WILLOW LN, HOBBS NM |  | No | No | Non-Lead - Plastic | No | 2007 | 1 | Field inspection only with no records | Yes | Visual inspection at the meter pit | 06/03/2024 00:00:00 |  | Non-Lead - Plastic | 2007 | 1 | Field inspection only with no records | Yes | Visual inspection at the meter pit | 06/03/2024 00:00:00 |  | Non-Lead | No | No |  | Single Family Residence |  | No | No |  |  | Non-Lead
8788 | 306 N MORRIS ST, HOBBS NM |  | No | No | Unknown - Unlikely Lead | Don't Know |  |  |  | No | Other |  | Will Inspect meter box at a later date | Unknown - Unlikely Lead |  |  |  | No | Other |  | Will Inspect meter box at a later date | Unknown | Don't Know | Don't Know |  | Building | Unknown | Unknown | No |  |  | Unknown |  | 32.7032185 | -103.1284523
7488 | 505 E KIVA DR, HOBBS NM |  | No | No | Unknown - Unlikely Lead | Don't Know |  |  |  | No | Other |  | Will Inspect meter box at a later date | Unknown - Unlikely Lead |  |  |  | No | Other |  | Will Inspect meter box at a later date | Unknown | Don't Know | Don't Know |  | Building | Unknown | Unknown | No |  |  | Unknown |  | 32.7331529 | -103.1315693
7665 | 2101 N KINGSLEY DR, HOBBS NM |  | No | No | Unknown - Unlikely Lead | Don't Know |  |  |  | No | Other |  | Will Inspect meter box at a later date | Unknown - Unlikely Lead |  |  |  | No | Other |  | Will Inspect meter box at a later date | Unknown | Don't Know | Don't Know |  | Building | Unknown | Unknown | No |  |  | Unknown |  | 32.723269 | -103.142198
7471 | 1519 W JESIFER CT, HOBBS NM |  | No | No | Non-Lead - Plastic | No | 2008 | 1 | Installation date after lead ban | Yes | Visual inspection at the meter pit | 09/30/2024 00:00:00 |  | Non-Lead - Plastic | 2008 | 1 | Installation date after lead ban | Yes | Visual inspection at the meter pit | 09/30/2024 00:00:00 |  | Non-Lead | No | No |  | Single Family Residence |  | Unknown | No |  |  | Non-Lead |  | 32.756147 | -103.154837
6295 | 3218 N GRIMES ST, HOBBS NM |  | No | No | Unknown - Unlikely Lead | Don't Know |  |  |  | No | Other |  | Will Inspect meter box at a later date | Unknown - Unlikely Lead |  |  |  | No | Other |  | Will Inspect meter box at a later date | Unknown | Don't Know | Don't Know |  | Building | Unknown | Unknown | No |  |  | Unknown |  | 32.7352585 | -103.1442228
6217 | 3421 N GRIMES ST- SUITE 200, HOBBS NM |  | No | No | Non-Lead - Plastic | Don't Know |  | 1 | Field inspection only with no records | Yes | Visual inspection at the meter pit | 08/13/2024 00:00:00 |  | Non-Lead - Plastic | 2022 | 1 | Field inspection only with no records | Yes | Visual inspection at the meter pit | 08/13/2024 00:00:00 |  | Non-Lead | No | Don't Know |  | Building |  | No | No |  |  | Non-Lead
9386 | 111 W MESA DR, HOBBS NM |  | No | No | Unknown - Unlikely Lead | Don't Know |  |  |  | No | Other |  | Will Inspect meter box at a later date | Unknown - Unlikely Lead |  |  |  | No | Other |  | Will Inspect meter box at a later date | Unknown | Don't Know | Don't Know |  | Building | Unknown | Unknown | No |  |  | Unknown |  | 32.7171466 | -103.1362283
8478 | 2001 W MARLAND ST, HOBBS NM |  | No | No | Unknown - Unlikely Lead | Don't Know |  |  |  | No | Other |  | Will Inspect meter box at a later date | Unknown - Unlikely Lead |  |  |  | No | Other |  | Will Inspect meter box at a later date | Unknown | Don't Know | Don't Know |  | Building | Unknown | Unknown | No |  |  | Unknown |  | 32.6961495 | -103.1118581
7514 | 1520 W KYLEIGH, HOBBS NM |  | No | No | Non-Lead - Plastic | No | 2008 | 1 | Installation date after lead ban | Yes | Visual inspection at the meter pit | 09/30/2024 00:00:00 |  | Non-Lead - Plastic | 2008 |  | Field inspection only with no records | Yes | Visual inspection at the meter pit | 09/30/2024 00:00:00 |  | Non-Lead | No | No |  | Single Family Residence | Unknown | No | No |  |  | Non-Lead |  | 32.7572575 | -103.1549424
7982 | 1210 E LINCOLN RD, HOBBS NM |  | No | No | Unknown - Unlikely Lead | Don't Know |  |  |  | No | Other |  | Will Inspect meter box at a later date | Unknown - Unlikely Lead |  |  |  | No | Other |  | Will Inspect meter box at a later date | Unknown | Don't Know | Don't Know |  | Building | Unknown | Unknown | No |  |  | Unknown |  | 32.7199843 | -103.1217048
5428 | 1222 N GRAYSON ST, HOBBS NM |  | No | No | Unknown - Unlikely Lead | Don't Know |  |  |  | No | Other |  | Will Inspect meter box at a later date | Unknown - Unlikely Lead |  |  |  | No | Other |  | Will Inspect meter box at a later date | Unknown | Don't Know | Don't Know |  | Building | Unknown | Unknown | No |  |  | Unknown
8542 | 2400 W MARLAND ST, HOBBS NM |  | No | No | Unknown - Unlikely Lead | Don't Know |  |  |  | No | Other |  | Will Inspect meter box at a later date | Unknown - Unlikely Lead |  |  |  | No | Other |  | Will Inspect meter box at a later date | Unknown | Don't Know | Don't Know |  | Building | Unknown | Unknown | No |  |  | Unknown |  | 32.6969996 | -103.1080199
9141 | 210 N MCKINLEY ST, HOBBS NM |  | No | No | Unknown - Unlikely Lead | Don't Know |  |  |  | No | Other |  | Will Inspect meter box at a later date | Unknown - Unlikely Lead |  |  |  | No | Other |  | Will Inspect meter box at a later date | Unknown | Don't Know | Don't Know |  | Building | Unknown | Unknown | No |  |  | Unknown |  | 32.7024917 | -103.1322941
5466 | 1628 N GRAYSON ST, HOBBS NM |  | No | No | Unknown - Unlikely Lead | Don't Know |  |  |  | No | Other |  | Will Inspect meter box at a later date | Unknown - Unlikely Lead |  |  |  | No | Other |  | Will Inspect meter box at a later date | Unknown | Don't Know | Don't Know |  | Building | Unknown | Unknown | No |  |  | Unknown
708 | 742 E ASPEN ST, HOBBS NM |  | No | No | Unknown - Unlikely Lead | Don't Know |  |  |  | No | Other |  | Will Inspect meter box at a later date | Unknown - Unlikely Lead |  |  |  | No | Other |  | Will Inspect meter box at a later date | Unknown | Don't Know | Don't Know |  | Building | Unknown | Unknown | No |  |  | Unknown |  | 32.735542 | -103.1282388
8021 | 612 N LINAM ST, HOBBS NM |  | No | No | Unknown - Unlikely Lead | Don't Know |  |  |  | No | Other |  | Will Inspect meter box at a later date | Unknown - Unlikely Lead |  |  |  | No | Other |  | Will Inspect meter box at a later date | Unknown | Don't Know | Don't Know |  | Building | Unknown | Unknown | No |  |  | Unknown |  | 32.7067105 | -103.1384468
8873 | 1322 1/2 E MIDWEST ST, HOBBS NM |  | No | No | Unknown - Unlikely Lead | Don't Know |  |  |  | No | Other |  | Will Inspect meter box at a later date | Unknown - Unlikely Lead |  |  |  | No | Other |  | Will Inspect meter box at a later date | Unknown | Don't Know | Don't Know |  | Building | Unknown | Unknown | No |  |  | Unknown
9143 | 407 N MCKINLEY ST, HOBBS NM |  | No | No | Unknown - Unlikely Lead | Don't Know |  |  |  | No | Other |  | Will Inspect meter box at a later date | Unknown - Unlikely Lead |  |  |  | No | Other |  | Will Inspect meter box at a later date | Unknown | Don't Know | Don't Know |  | Building | Unknown | Unknown | No |  |  | Unknown |  | 32.7042696 | -103.1326748
6667 | 5025 W HARDTACK RD, HOBBS NM |  | No | No | Non-Lead - Plastic | No | 2015 | 3/4 | Field inspection only with no records | Yes | Visual inspection at the meter pit | 05/26/2024 00:00:00 |  | Non-Lead - Plastic | 2015 | 3/4 | Installation date after lead ban | Yes | Visual inspection at the meter pit | 05/26/2024 00:00:00 |  | Non-Lead | No | No |  | Single Family Residence |  | No | No |  |  | Non-Lead |  | 32.751676 | -103.200914
8895 | 1517 E MIDWEST ST, HOBBS NM |  | No | No | Unknown - Unlikely Lead | Don't Know |  |  |  | No | Other |  | Will Inspect meter box at a later date | Unknown - Unlikely Lead |  |  |  | No | Other |  | Will Inspect meter box at a later date | Unknown | Don't Know | Don't Know |  | Building | Unknown | Unknown | No |  |  | Unknown |  | 32.6910102 | -103.1181353
5342 | 8 FAIRMONT CT, HOBBS NM |  | No | No | Unknown - Unlikely Lead | Don't Know |  |  |  | No | Other |  | Will Inspect meter box at a later date | Unknown - Unlikely Lead |  |  |  | No | Other |  | Will Inspect meter box at a later date | Unknown | Don't Know | Don't Know |  | Building | Unknown | Unknown | No |  |  | Unknown
892 | 924 E BEL AIRE CT, HOBBS NM |  | No | No | Unknown - Unlikely Lead | Don't Know |  |  |  | No | Other |  | Will Inspect meter box at a later date | Unknown - Unlikely Lead |  |  |  | No | Other |  | Will Inspect meter box at a later date | Unknown | Don't Know | Don't Know |  | Building | Unknown | Unknown | No |  |  | Unknown |  | 32.723994 | -103.125006
7482 | 509 E KIVA DR, HOBBS NM |  | No | No | Unknown - Unlikely Lead | Don't Know |  |  |  | No | Other |  | Will Inspect meter box at a later date | Unknown - Unlikely Lead |  |  |  | No | Other |  | Will Inspect meter box at a later date | Unknown | Don't Know | Don't Know |  | Building | Unknown | Unknown | No |  |  | Unknown |  | 32.7331484 | -103.1314422
6165 | 413 N GRIMES ST, HOBBS NM |  | No | No | Unknown - Unlikely Lead | Don't Know |  |  |  | No | Other |  | Will Inspect meter box at a later date | Unknown - Unlikely Lead |  |  |  | No | Other |  | Will Inspect meter box at a later date | Unknown | Don't Know | Don't Know |  | Building | Unknown | Unknown | No |  |  | Unknown |  | 32.7047929 | -103.1448885
9463 | 3901 W MILLEN DR #5, HOBBS NM |  | No | No | Unknown - Unlikely Lead | Don't Know |  |  |  | No | Other |  | Will Inspect meter box at a later date | Unknown - Unlikely Lead |  |  |  | No | Other |  | Will Inspect meter box at a later date | Unknown | Don't Know | Don't Know |  | Building | Unknown | Unknown | No |  |  | Unknown
4933 | 409 S DOUGLAS AVE, HOBBS NM |  | No | No | Unknown - Unlikely Lead | Don't Know |  |  |  | No | Other |  | Will Inspect meter box at a later date | Unknown - Unlikely Lead |  |  |  | No | Other |  | Will Inspect meter box at a later date | Unknown | Don't Know | Don't Know |  | Building | Unknown | Unknown | No |  |  | Unknown
9306 | 1008 W MESA VERDE DR, HOBBS NM |  | No | No | Unknown - Unlikely Lead | Don't Know |  |  |  | No | Other |  | Will Inspect meter box at a later date | Unknown - Unlikely Lead |  |  |  | No | Other |  | Will Inspect meter box at a later date | Unknown | Don't Know | Don't Know |  | Building | Unknown | Unknown | No |  |  | Unknown |  | 32.7461176 | -103.1476229
6327 | 116 S GRIMES ST, HOBBS NM |  | No | No | Unknown - Unlikely Lead | Don't Know |  |  |  | No | Other |  | Will Inspect meter box at a later date | Unknown - Unlikely Lead |  |  |  | No | Other |  | Will Inspect meter box at a later date | Unknown | Don't Know | Don't Know |  | Building | Unknown | Unknown | No |  |  | Unknown |  | 32.7004489 | -103.1447635
9392 | 218 W MESA DR, HOBBS NM |  | No | No | Unknown - Unlikely Lead | Don't Know |  |  |  | No | Other |  | Will Inspect meter box at a later date | Unknown - Unlikely Lead |  |  |  | No | Other |  | Will Inspect meter box at a later date | Unknown | Don't Know | Don't Know |  | Building | Unknown | Unknown | No |  |  | Unknown |  | 32.7172262 | -103.1377039
485 | 400 E ABO DR, HOBBS NM |  | No | No | Unknown - Unlikely Lead | Don't Know |  |  |  | No | Other |  | Will Inspect meter box at a later date | Unknown - Unlikely Lead |  |  |  | No | Other |  | Will Inspect meter box at a later date | Unknown | Don't Know | Don't Know |  | Building | Unknown | Unknown | No |  |  | Unknown
7268 | 219 N JEFFERSON ST, HOBBS NM |  | No | No | Unknown - Unlikely Lead | Don't Know |  |  |  | No | Other |  | Will Inspect meter box at a later date | Unknown - Unlikely Lead |  |  |  | No | Other |  | Will Inspect meter box at a later date | Unknown | Don't Know | Don't Know |  | Building | Unknown | Unknown | No |  |  | Unknown |  | 32.7026601 | -103.1242109
9871 | 2813 N NORTHWEST DR, HOBBS NM |  | No | No | Unknown - Unlikely Lead | Don't Know |  |  |  | No | Other |  | Will Inspect meter box at a later date | Unknown - Unlikely Lead |  |  |  | No | Other |  | Will Inspect meter box at a later date | Unknown | Don't Know | Don't Know |  | Building | Unknown | Unknown | No |  |  | Unknown |  | 32.730756 | -103.1496339
6599 | 1300 S HOUSTON ST, HOBBS NM |  | No | No | Unknown - Unlikely Lead | Don't Know |  |  |  | No | Other |  | Will Inspect meter box at a later date | Unknown - Unlikely Lead |  |  |  | No | Other |  | Will Inspect meter box at a later date | Unknown | Don't Know | Don't Know |  | Building | Unknown | Unknown | No |  |  | Unknown |  | 32.6857774 | -103.1310176
5173 | 2612 N FOWLER ST, HOBBS NM |  | No | No | Unknown - Unlikely Lead | Don't Know |  |  |  | No | Other |  | Will Inspect meter box at a later date | Unknown - Unlikely Lead |  |  |  | No | Other |  | Will Inspect meter box at a later date | Unknown | Don't Know | Don't Know |  | Building | Unknown | Unknown | No |  |  | Unknown
5203 | 2007 N FOWLER ST, HOBBS NM |  | No | No | Unknown - Unlikely Lead | Don't Know |  |  |  | No | Other |  | Will Inspect meter box at a later date | Unknown - Unlikely Lead |  |  |  | No | Other |  | Will Inspect meter box at a later date | Unknown | Don't Know | Don't Know |  | Building | Unknown | Unknown | No |  |  | Unknown
5405 | 3018 GANTT AVE, HOBBS NM |  | No | No | Unknown - Unlikely Lead | Don't Know |  |  |  | No | Other |  | Will Inspect meter box at a later date | Unknown - Unlikely Lead |  |  |  | No | Other |  | Will Inspect meter box at a later date | Unknown | Don't Know | Don't Know |  | Building | Unknown | Unknown | No |  |  | Unknown
5848 | 303 W GYPSY ST, HOBBS NM |  | No | No | Unknown - Unlikely Lead | Don't Know |  |  |  | No | Other |  | Will Inspect meter box at a later date | Unknown - Unlikely Lead |  |  |  | No | Other |  | Will Inspect meter box at a later date | Unknown | Don't Know | Don't Know |  | Building | Unknown | Unknown | No |  |  | Unknown
872 | 507 W BERRY DR, HOBBS NM |  | No | No | Unknown - Unlikely Lead | Don't Know |  |  |  | No | Other |  | Will Inspect meter box at a later date | Unknown - Unlikely Lead |  |  |  | No | Other |  | Will Inspect meter box at a later date | Unknown | Don't Know | Don't Know |  | Building | Unknown | Unknown | No |  |  | Unknown |  | 32.7139219 | -103.1414948
7415 | 1022 E JACKSON RD, HOBBS NM |  | No | No | Unknown - Unlikely Lead | Don't Know |  |  |  | No | Other |  | Will Inspect meter box at a later date | Unknown - Unlikely Lead |  |  |  | No | Other |  | Will Inspect meter box at a later date | Unknown | Don't Know | Don't Know |  | Building | Unknown | Unknown | No |  |  | Unknown |  | 32.7207624 | -103.1235897
9802 | 3621 N NORTHWEST DR, HOBBS NM |  | No | No | Unknown - Unlikely Lead | Don't Know |  |  |  | No | Other |  | Will Inspect meter box at a later date | Unknown - Unlikely Lead |  |  |  | No | Other |  | Will Inspect meter box at a later date | Unknown | Don't Know | Don't Know |  | Building | Unknown | Unknown | No |  |  | Unknown |  | 32.7395055 | -103.1582082
7205 | 612 E JEMEZ RD, HOBBS NM |  | No | No | Unknown - Unlikely Lead | Don't Know |  |  |  | No | Other |  | Will Inspect meter box at a later date | Unknown - Unlikely Lead |  |  |  | No | Other |  | Will Inspect meter box at a later date | Unknown | Don't Know | Don't Know |  | Building | Unknown | Unknown | No |  |  | Unknown |  | 35.867142 | -106.272952
6718 | 304 N HALLAM ST, HOBBS NM |  | No | No | Unknown - Unlikely Lead | Don't Know |  |  |  | No | Other |  | Will Inspect meter box at a later date | Unknown - Unlikely Lead |  |  |  | No | Other |  | Will Inspect meter box at a later date | Unknown | Don't Know | Don't Know |  | Building | Unknown | Unknown | No |  |  | Unknown |  | 32.702791 | -103.111967
5752 | 1300 N GILA DR, HOBBS NM |  | No | No | Unknown - Unlikely Lead | Don't Know |  |  |  | No | Other |  | Will Inspect meter box at a later date | Unknown - Unlikely Lead |  |  |  | No | Other |  | Will Inspect meter box at a later date | Unknown | Don't Know | Don't Know |  | Building | Unknown | Unknown | No |  |  | Unknown
6228 | 1600 N GRIMES ST, HOBBS NM |  | No | No | Unknown - Unlikely Lead | Don't Know |  |  |  | No | Other |  | Will Inspect meter box at a later date | Unknown - Unlikely Lead |  |  |  | No | Other |  | Will Inspect meter box at a later date | Unknown | Don't Know | Don't Know |  | Building | Unknown | Unknown | No |  |  | Unknown |  | 32.7164153 | -103.1444916
6313 | 3600 N GRIMES ST, HOBBS NM |  | No | No | Unknown - Unlikely Lead | Don't Know |  |  |  | No | Other |  | Will Inspect meter box at a later date | Unknown - Unlikely Lead |  |  |  | No | Other |  | Will Inspect meter box at a later date | Unknown | Don't Know | Don't Know |  | Building | Unknown | Unknown | No |  |  | Unknown |  | 32.7393875 | -103.1440022
9599 | 1024 W MACKENZIE DR, HOBBS NM |  | No | No | Unknown - Unlikely Lead | Don't Know |  |  |  | No | Other |  | Will Inspect meter box at a later date | Unknown - Unlikely Lead |  |  |  | No | Other |  | Will Inspect meter box at a later date | Unknown | Don't Know | Don't Know |  | Building | Unknown | Unknown | No |  |  | Unknown |  | 32.7135854 | -103.148892
9303 | 913 W MESA VERDE DR, HOBBS NM |  | No | No | Unknown - Unlikely Lead | Don't Know |  |  |  | No | Other |  | Will Inspect meter box at a later date | Unknown - Unlikely Lead |  |  |  | No | Other |  | Will Inspect meter box at a later date | Unknown | Don't Know | Don't Know |  | Building | Unknown | Unknown | No |  |  | Unknown |  | 32.7456958 | -103.146636
6167 | 301 N GRIMES ST, HOBBS NM |  | No | No | Unknown - Unlikely Lead | Don't Know |  |  |  | No | Other |  | Will Inspect meter box at a later date | Unknown - Unlikely Lead |  |  |  | No | Other |  | Will Inspect meter box at a later date | Unknown | Don't Know | Don't Know |  | Building | Unknown | Unknown | No |  |  | Unknown |  | 32.7036413 | -103.1452082
8359 | 3726 N LOVINGTON HWY, HOBBS NM |  | No | No | Unknown - Unlikely Lead | Don't Know |  |  |  | No | Other |  | Will Inspect meter box at a later date | Unknown - Unlikely Lead |  |  |  | No | Other |  | Will Inspect meter box at a later date | Unknown | Don't Know | Don't Know |  | Building | Unknown | Unknown | No |  |  | Unknown |  | 32.7413124 | -103.1610964
9662 | 2307 N MIMOSA LN, HOBBS NM |  | No | No | Non-Lead - Plastic | No | 2007 | 1 | Field inspection only with no records | Yes | Visual inspection at the meter pit | 06/03/2024 00:00:00 |  | Non-Lead - Plastic | 2007 | 1 | Field inspection only with no records | Yes | Visual inspection at the meter pit | 06/03/2024 00:00:00 |  | Non-Lead | No | No |  | Single Family Residence |  | No | No |  |  | Non-Lead |  | 32.7262327 | -103.1135239
6778 | 409 E HUMBLE ST, HOBBS NM |  | No | No | Unknown - Unlikely Lead | Don't Know |  |  |  | No | Other |  | Will Inspect meter box at a later date | Unknown - Unlikely Lead |  |  |  | No | Other |  | Will Inspect meter box at a later date | Unknown | Don't Know | Don't Know |  | Building | Unknown | Unknown | No |  |  | Unknown |  | 32.6932347 | -103.1319271
7759 | 1421 W LEA ST, HOBBS NM |  | No | No | Unknown - Unlikely Lead | Don't Know |  |  |  | No | Other |  | Will Inspect meter box at a later date | Unknown - Unlikely Lead |  |  |  | No | Other |  | Will Inspect meter box at a later date | Unknown | Don't Know | Don't Know |  | Building | Unknown | Unknown | No |  |  | Unknown |  | 32.709169 | -103.1531322
5862 | 415 E GYPSY ST, HOBBS NM |  | No | No | Unknown - Unlikely Lead | Don't Know |  |  |  | No | Other |  | Will Inspect meter box at a later date | Unknown - Unlikely Lead |  |  |  | No | Other |  | Will Inspect meter box at a later date | Unknown | Don't Know | Don't Know |  | Building | Unknown | Unknown | No |  |  | Unknown
9502 | 6509 N MEADOWLANDS DR, HOBBS NM |  | No | No | Non-Lead - Plastic | No |  | 1 | Field inspection only with no records | Yes | Visual inspection at the meter pit | 06/03/2024 00:00:00 |  | Non-Lead - Plastic |  | 1 | Field inspection only with no records | Yes | Visual inspection at the meter pit | 06/03/2024 00:00:00 |  | Non-Lead | No | No |  | Single Family Residence |  | No | No |  |  | Non-Lead |  | 32.7709432 | -103.1573651
9832 | 3509 N NORTHWEST DR, HOBBS NM |  | No | No | Unknown - Unlikely Lead | Don't Know |  |  |  | No | Other |  | Will Inspect meter box at a later date | Unknown - Unlikely Lead |  |  |  | No | Other |  | Will Inspect meter box at a later date | Unknown | Don't Know | Don't Know |  | Building | Unknown | Unknown | No |  |  | Unknown |  | 32.7378694 | -103.1566195
4850 | 1009 DESERT SAGE, HOBBS NM |  | No | No | Non-Lead - Plastic | No | 2005 | 3/4 | Field inspection only with no records | Yes | Visual inspection at the meter pit | 04/17/2024 00:00:00 |  | Non-Lead - Copper | 2005 | 3/4 | Field inspection only with no records | Yes | Visual inspection at the meter pit | 04/17/2024 00:00:00 |  | Non-Lead | No | No | Not Applicable | Single Family Residence | Unknown | No | No |  |  | Non-Lead
7336 | 115 JEFFERSON PL, HOBBS NM |  | No | No | Unknown - Unlikely Lead | Don't Know |  |  |  | No | Other |  | Will Inspect meter box at a later date | Unknown - Unlikely Lead |  |  |  | No | Other |  | Will Inspect meter box at a later date | Unknown | Don't Know | Don't Know |  | Building | Unknown | Unknown | No |  |  | Unknown |  | 32.7154955 | -103.1245291
8919 | 1403 E MIDWEST ST, HOBBS NM |  | No | No | Unknown - Unlikely Lead | Don't Know |  |  |  | No | Other |  | Will Inspect meter box at a later date | Unknown - Unlikely Lead |  |  |  | No | Other |  | Will Inspect meter box at a later date | Unknown | Don't Know | Don't Know |  | Building | Unknown | Unknown | No |  |  | Unknown |  | 32.6910283 | -103.1198682
9253 | 418 W MAIN ST, HOBBS NM |  | No | No | Unknown - Unlikely Lead | Don't Know |  |  |  | No | Other |  | Will Inspect meter box at a later date | Unknown - Unlikely Lead |  |  |  | No | Other |  | Will Inspect meter box at a later date | Unknown | Don't Know | Don't Know |  | Building | Unknown | Unknown | No |  |  | Unknown |  | 32.6926643 | -103.1408428
5955 | 1609 N GULF ST, HOBBS NM |  | No | No | Unknown - Unlikely Lead | Don't Know |  |  |  | No | Other |  | Will Inspect meter box at a later date | Unknown - Unlikely Lead |  |  |  | No | Other |  | Will Inspect meter box at a later date | Unknown | Don't Know | Don't Know |  | Building | Unknown | Unknown | No |  |  | Unknown
5782 | 1534 N GILA DR, HOBBS NM |  | No | No | Unknown - Unlikely Lead | Don't Know |  |  |  | No | Other |  | Will Inspect meter box at a later date | Unknown - Unlikely Lead |  |  |  | No | Other |  | Will Inspect meter box at a later date | Unknown | Don't Know | Don't Know |  | Building | Unknown | Unknown | No |  |  | Unknown
6102 | 2601 N GREEN VALLEY TRAIL, HOBBS NM |  | No | No | Non-Lead - Copper | No | 2007 | 3/4 | Field inspection only with no records | Yes | Visual inspection at the meter pit | 05/26/2024 00:00:00 |  | Non-Lead - Copper | 2007 | 3/4 | Installation date after lead ban | Yes | Visual inspection at the meter pit | 05/26/2024 00:00:00 |  | Non-Lead | No | No |  | Single Family Residence |  | No | No |  |  | Non-Lead |  | 32.7297077 | -103.1134504
5785 | 1601 N GILA DR, HOBBS NM |  | No | No | Unknown - Unlikely Lead | Don't Know |  |  |  | No | Other |  | Will Inspect meter box at a later date | Unknown - Unlikely Lead |  |  |  | No | Other |  | Will Inspect meter box at a later date | Unknown | Don't Know | Don't Know |  | Building | Unknown | Unknown | No |  |  | Unknown
9237 | 1518 E MAIN ST, HOBBS NM |  | No | No | Unknown - Unlikely Lead | Don't Know |  |  |  | No | Other |  | Will Inspect meter box at a later date | Unknown - Unlikely Lead |  |  |  | No | Other |  | Will Inspect meter box at a later date | Unknown | Don't Know | Don't Know |  | Building | Unknown | Unknown | No |  |  | Unknown |  | 32.6926056 | -103.1179426
939 | 215 N AVENUE B, HOBBS NM |  | No | No | Unknown - Unlikely Lead | Don't Know |  |  |  | No | Other |  | Will Inspect meter box at a later date | Unknown - Unlikely Lead |  |  |  | No | Other |  | Will Inspect meter box at a later date | Unknown | Don't Know | Don't Know |  | Building | Unknown | Unknown | No |  |  | Unknown |  | 32.7024919 | -103.1258918
478 | 401 E ABO DR, HOBBS NM |  | No | No | Unknown - Unlikely Lead | Don't Know |  |  |  | No | Other |  | Will Inspect meter box at a later date | Unknown - Unlikely Lead |  |  |  | No | Other |  | Will Inspect meter box at a later date | Unknown | Don't Know | Don't Know |  | Building | Unknown | Unknown | No |  |  | Unknown
6452 | 1500 E HIGHLAND DR, HOBBS NM |  | No | No | Unknown - Unlikely Lead | Don't Know |  |  |  | No | Other |  | Will Inspect meter box at a later date | Unknown - Unlikely Lead |  |  |  | No | Other |  | Will Inspect meter box at a later date | Unknown | Don't Know | Don't Know |  | Building | Unknown | Unknown | No |  |  | Unknown |  | 32.7292608 | -103.1188255
6254 | 621 N GRIMES ST, HOBBS NM |  | No | No | Unknown - Unlikely Lead | Don't Know |  |  |  | No | Other |  | Will Inspect meter box at a later date | Unknown - Unlikely Lead |  |  |  | No | Other |  | Will Inspect meter box at a later date | Unknown | Don't Know | Don't Know |  | Building | Unknown | Unknown | No |  |  | Unknown |  | 32.706976 | -103.145161
8684 | 1000 N MARLAND BLVD #53, HOBBS NM |  | No | No | Non-Lead - Plastic | Don't Know | 2003 | 3/4 | Field inspection only with no records | Yes | Visual inspection at the meter pit | 08/26/2024 00:00:00 |  | Non-Lead - Plastic | 2003 | 3/4 | Field inspection only with no records | Yes | Visual inspection at the meter pit | 08/26/2024 00:00:00 |  | Non-Lead | No | Don't Know |  | Single Family Residence |  | No | No |  |  | Non-Lead
6104 | 2518 N GREEN VALLEY TRAIL, HOBBS NM |  | No | No | Non-Lead - Copper | No | 2007 | 3/4 | Field inspection only with no records | Yes | Visual inspection at the meter pit | 05/26/2024 00:00:00 |  | Non-Lead - Copper | 2007 | 3/4 | Installation date after lead ban | Yes | Visual inspection at the meter pit | 05/26/2024 00:00:00 |  | Non-Lead | No | No |  | Single Family Residence |  | No | No |  |  | Non-Lead |  | 32.7284129 | -103.1129276
88 | 33 ACOMA CT, HOBBS NM |  | No | No | Unknown - Unlikely Lead | Don't Know |  |  |  | No | Other |  | Will Inspect meter box at a later date | Unknown - Unlikely Lead |  |  |  | No | Other |  | Will Inspect meter box at a later date | Unknown | Don't Know | Don't Know |  | Building | Unknown | Unknown | No |  |  | Unknown |  | 32.7358227 | -103.1393314
8206 | 1021 W LAUGHLIN DR, HOBBS NM |  | No | No | Unknown - Unlikely Lead | Don't Know |  |  |  | No | Other |  | Will Inspect meter box at a later date | Unknown - Unlikely Lead |  |  |  | No | Other |  | Will Inspect meter box at a later date | Unknown | Don't Know | Don't Know |  | Building | Unknown | Unknown | No |  |  | Unknown |  | 32.7124276 | -103.1486525
7325 | 1849 N JEFFERSON ST, HOBBS NM |  | No | No | Unknown - Unlikely Lead | Don't Know |  |  |  | No | Other |  | Will Inspect meter box at a later date | Unknown - Unlikely Lead |  |  |  | No | Other |  | Will Inspect meter box at a later date | Unknown | Don't Know | Don't Know |  | Building | Unknown | Unknown | No |  |  | Unknown |  | 32.721815 | -103.1235516
8960 | 509 W MIDWEST ST, HOBBS NM |  | No | No | Unknown - Unlikely Lead | Don't Know |  |  |  | No | Other |  | Will Inspect meter box at a later date | Unknown - Unlikely Lead |  |  |  | No | Other |  | Will Inspect meter box at a later date | Unknown | Don't Know | Don't Know |  | Building | Unknown | Unknown | No |  |  | Unknown |  | 32.691014 | -103.1417141
7776 | 1317 W LEA ST, HOBBS NM |  | No | No | Unknown - Unlikely Lead | Don't Know |  |  |  | No | Other |  | Will Inspect meter box at a later date | Unknown - Unlikely Lead |  |  |  | No | Other |  | Will Inspect meter box at a later date | Unknown | Don't Know | Don't Know |  | Building | Unknown | Unknown | No |  |  | Unknown |  | 32.709112 | -103.151949
5828 | 2227 N GILA DR, HOBBS NM |  | No | No | Unknown - Unlikely Lead | Don't Know |  |  |  | No | Other |  | Will Inspect meter box at a later date | Unknown - Unlikely Lead |  |  |  | No | Other |  | Will Inspect meter box at a later date | Unknown | Don't Know | Don't Know |  | Building | Unknown | Unknown | No |  |  | Unknown
9210 | 1024 E MAIN ST, HOBBS NM |  | No | No | Unknown - Unlikely Lead | Don't Know |  |  |  | No | Other |  | Will Inspect meter box at a later date | Unknown - Unlikely Lead |  |  |  | No | Other |  | Will Inspect meter box at a later date | Unknown | Don't Know | Don't Know |  | Building | Unknown | Unknown | No |  |  | Unknown |  | 32.6925605 | -103.1240684
8108 | 906 1/2 N LEECH ST, HOBBS NM |  | No | No | Unknown - Unlikely Lead | Don't Know |  |  |  | No | Other |  | Will Inspect meter box at a later date | Unknown - Unlikely Lead |  |  |  | No | Other |  | Will Inspect meter box at a later date | Unknown | Don't Know | Don't Know |  | Building | Unknown | Unknown | No |  |  | Unknown
9865 | 3208 N NORTHWEST DR, HOBBS NM |  | No | No | Unknown - Unlikely Lead | Don't Know |  |  |  | No | Other |  | Will Inspect meter box at a later date | Unknown - Unlikely Lead |  |  |  | No | Other |  | Will Inspect meter box at a later date | Unknown | Don't Know | Don't Know |  | Building | Unknown | Unknown | No |  |  | Unknown |  | 32.7353878 | -103.1535927
7370 | 1402 S JEFFERSON ST, HOBBS NM |  | No | No | Unknown - Unlikely Lead | Don't Know |  |  |  | No | Other |  | Will Inspect meter box at a later date | Unknown - Unlikely Lead |  |  |  | No | Other |  | Will Inspect meter box at a later date | Unknown | Don't Know | Don't Know |  | Building | Unknown | Unknown | No |  |  | Unknown |  | 32.687216 | -103.123586
8347 | 3312 N LOVINGTON HWY, HOBBS NM |  | No | No | Unknown - Unlikely Lead | Don't Know |  |  |  | No | Other |  | Will Inspect meter box at a later date | Unknown - Unlikely Lead |  |  |  | No | Other |  | Will Inspect meter box at a later date | Unknown | Don't Know | Don't Know |  | Building | Unknown | Unknown | No |  |  | Unknown |  | 32.7362846 | -103.156479
7976 | 1212 E LINCOLN RD, HOBBS NM |  | No | No | Unknown - Unlikely Lead | Don't Know |  |  |  | No | Other |  | Will Inspect meter box at a later date | Unknown - Unlikely Lead |  |  |  | No | Other |  | Will Inspect meter box at a later date | Unknown | Don't Know | Don't Know |  | Building | Unknown | Unknown | No |  |  | Unknown |  | 32.7200358 | -103.1212984
6985 | 4304 HERMOSA ST, HOBBS NM |  | No | No | Unknown - Unlikely Lead | Don't Know |  |  |  | No | Other |  | Will Inspect meter box at a later date | Unknown - Unlikely Lead |  |  |  | No | Other |  | Will Inspect meter box at a later date | Unknown | Don't Know | Don't Know |  | Building | Unknown | Unknown | No |  |  | Unknown |  | 32.7476077 | -103.1465539
7480 | 517 E KIVA DR, HOBBS NM |  | No | No | Unknown - Unlikely Lead | Don't Know |  |  |  | No | Other |  | Will Inspect meter box at a later date | Unknown - Unlikely Lead |  |  |  | No | Other |  | Will Inspect meter box at a later date | Unknown | Don't Know | Don't Know |  | Building | Unknown | Unknown | No |  |  | Unknown |  | 32.7331496 | -103.1311023
9700 | 1317 E MICHIGAN DR, HOBBS NM |  | No | No | Unknown - Unlikely Lead | Don't Know |  |  |  | No | Other |  | Will Inspect meter box at a later date | Unknown - Unlikely Lead |  |  |  | No | Other |  | Will Inspect meter box at a later date | Unknown | Don't Know | Don't Know |  | Building | Unknown | Unknown | No |  |  | Unknown |  | 32.7222717 | -103.1203075
8479 | 1625 W MARLAND ST, HOBBS NM |  | No | No | Unknown - Unlikely Lead | Don't Know |  |  |  | No | Other |  | Will Inspect meter box at a later date | Unknown - Unlikely Lead |  |  |  | No | Other |  | Will Inspect meter box at a later date | Unknown | Don't Know | Don't Know |  | Building | Unknown | Unknown | No |  |  | Unknown |  | 32.6959766 | -103.1567345
5475 | 1308 N GRAYSON ST, HOBBS NM |  | No | No | Unknown - Unlikely Lead | Don't Know |  |  |  | No | Other |  | Will Inspect meter box at a later date | Unknown - Unlikely Lead |  |  |  | No | Other |  | Will Inspect meter box at a later date | Unknown | Don't Know | Don't Know |  | Building | Unknown | Unknown | No |  |  | Unknown
5022 | 201 N ELM ST, HOBBS NM |  | No | No | Unknown - Unlikely Lead | Don't Know |  |  |  | No | Other |  | Will Inspect meter box at a later date | Unknown - Unlikely Lead |  |  |  | No | Other |  | Will Inspect meter box at a later date | Unknown | Don't Know | Don't Know |  | Building | Unknown | Unknown | No |  |  | Unknown
6969 | 1502 W HOOT OWL CT, HOBBS NM |  | No | No | Non-Lead - Plastic | No | 2021 | 1 | Installation date after lead ban | No | Other |  | GIS verfied because of being built after ban | Non-Lead - Plastic | 2021 | 1 | Installation date after lead ban | No | Other |  | Newer Construction, verified by GIS Mapping |  | No | No |  | Single Family Residence | Unknown | No | No |  |  | Non-Lead |  | 32.7714874 | -103.1545497
5618 | 1201 N GREEN ACRES DR, HOBBS NM |  | No | No | Unknown - Unlikely Lead | Don't Know |  |  |  | No | Other |  | Will Inspect meter box at a later date | Unknown - Unlikely Lead |  |  |  | No | Other |  | Will Inspect meter box at a later date | Unknown | Don't Know | Don't Know |  | Building | Unknown | Unknown | No |  |  | Unknown
7115 | 5620 N INDUSTRIAL DR, HOBBS NM |  | No | No | Unknown - Unlikely Lead | Don't Know |  |  |  | No | Other |  | Will Inspect meter box at a later date | Unknown - Unlikely Lead |  |  |  | No | Other |  | Will Inspect meter box at a later date | Unknown | Don't Know | Don't Know |  | Building | Unknown | Unknown | No |  |  | Unknown |  | 32.7633336 | -103.184513
5574 | 1201 E GREEN ACRES DR, HOBBS NM |  | No | No | Unknown - Unlikely Lead | Don't Know |  |  |  | No | Other |  | Will Inspect meter box at a later date | Unknown - Unlikely Lead |  |  |  | No | Other |  | Will Inspect meter box at a later date | Unknown | Don't Know | Don't Know |  | Building | Unknown | Unknown | No |  |  | Unknown
6987 | 4310 HERMOSA ST, HOBBS NM |  | No | No | Unknown - Unlikely Lead | Don't Know |  |  |  | No | Other |  | Will Inspect meter box at a later date | Unknown - Unlikely Lead |  |  |  | No | Other |  | Will Inspect meter box at a later date | Unknown | Don't Know | Don't Know |  | Building | Unknown | Unknown | No |  |  | Unknown |  | 32.7478914 | -103.1465847
6561 | 2418 N HOUSTON ST, HOBBS NM |  | No | No | Unknown - Unlikely Lead | Don't Know |  |  |  | No | Other |  | Will Inspect meter box at a later date | Unknown - Unlikely Lead |  |  |  | No | Other |  | Will Inspect meter box at a later date | Unknown | Don't Know | Don't Know |  | Building | Unknown | Unknown | No |  |  | Unknown |  | 32.7280387 | -103.132691
6698 | 5220 W HARDTACK RD, HOBBS NM |  | No | No | Non-Lead - Plastic | No | 2015 | 3/4 | Field inspection only with no records | Yes | Visual inspection at the meter pit | 05/26/2024 00:00:00 |  | Non-Lead - Plastic | 2015 | 3/4 | Installation date after lead ban | Yes | Visual inspection at the meter pit | 05/26/2024 00:00:00 |  | Non-Lead | No | No |  | Single Family Residence |  | No | No |  |  | Non-Lead |  | 32.75211 | -103.203003
6238 | 508 N GRIMES ST, HOBBS NM |  | No | No | Unknown - Unlikely Lead | Don't Know |  |  |  | No | Other |  | Will Inspect meter box at a later date | Unknown - Unlikely Lead |  |  |  | No | Other |  | Will Inspect meter box at a later date | Unknown | Don't Know | Don't Know |  | Building | Unknown | Unknown | No |  |  | Unknown |  | 32.7054357 | -103.1445274
648 | 509 E ASPEN ST, HOBBS NM |  | No | No | Unknown - Unlikely Lead | Don't Know |  |  |  | No | Other |  | Will Inspect meter box at a later date | Unknown - Unlikely Lead |  |  |  | No | Other |  | Will Inspect meter box at a later date | Unknown | Don't Know | Don't Know |  | Building | Unknown | Unknown | No |  |  | Unknown |  | 32.735223 | -103.1320163
7030 | 1631 HARVARD CT, HOBBS NM |  | No | No | Unknown - Unlikely Lead | Don't Know |  |  |  | No | Other |  | Will Inspect meter box at a later date | Unknown - Unlikely Lead |  |  |  | No | Other |  | Will Inspect meter box at a later date | Unknown | Don't Know | Don't Know |  | Building | Unknown | Unknown | No |  |  | Unknown |  | 32.7182198 | -103.1245852
606 | 1410 E ALAMEDA ST, HOBBS NM |  | No | No | Unknown - Unlikely Lead | Don't Know |  |  |  | No | Other |  | Will Inspect meter box at a later date | Unknown - Unlikely Lead |  |  |  | No | Other |  | Will Inspect meter box at a later date | Unknown | Don't Know | Don't Know |  | Building | Unknown | Unknown | No |  |  | Unknown |  | 32.7028354 | -103.1185585
9132 | 2903 N MCKINLEY ST, HOBBS NM |  | No | No | Unknown - Unlikely Lead | Don't Know |  |  |  | No | Other |  | Will Inspect meter box at a later date | Unknown - Unlikely Lead |  |  |  | No | Other |  | Will Inspect meter box at a later date | Unknown | Don't Know | Don't Know |  | Building | Unknown | Unknown | No |  |  | Unknown |  | 32.7321263 | -103.1343974
9633 | 808 W MACKENZIE DR, HOBBS NM |  | No | No | Unknown - Unlikely Lead | Don't Know |  |  |  | No | Other |  | Will Inspect meter box at a later date | Unknown - Unlikely Lead |  |  |  | No | Other |  | Will Inspect meter box at a later date | Unknown | Don't Know | Don't Know |  | Building | Unknown | Unknown | No |  |  | Unknown |  | 32.7135362 | -103.1455691
8513 | 2625 1/2 W MARLAND, HOBBS NM |  | No | No | Unknown - Unlikely Lead | Don't Know |  |  |  | No | Other |  | Will Inspect meter box at a later date | Unknown - Unlikely Lead |  |  |  | No | Other |  | Will Inspect meter box at a later date | Unknown | Don't Know | Don't Know |  | Building | Unknown | Unknown | No |  |  | Unknown
8681 | 1000 N MARLAND BLVD #50, HOBBS NM |  | No | No | Non-Lead - Plastic | Don't Know | 2003 | 3/4 | Field inspection only with no records | Yes | Visual inspection at the meter pit | 08/26/2024 00:00:00 |  | Non-Lead - Plastic | 2003 | 3/4 | Field inspection only with no records | Yes | Visual inspection at the meter pit | 08/26/2024 00:00:00 |  | Non-Lead | No | Don't Know |  | Single Family Residence |  | No | No |  |  | Non-Lead
7010 | 1520 HONEYSUCKLE CT, HOBBS NM |  | No | No | Non-Lead - Plastic | No | 2021 | 1 | Installation date after lead ban | No | Other |  | GIS verfied because of being built after ban | Non-Lead - Plastic | 2021 | 1 | Installation date after lead ban | No | Other |  | Newer Construction, verified by GIS Mapping |  | No | No |  | Single Family Residence | Unknown | No | No |  |  | Non-Lead |  | 32.773922 | -103.155179
5349 | 36 FAIRMONT CT, HOBBS NM |  | No | No | Unknown - Unlikely Lead | Don't Know |  |  |  | No | Other |  | Will Inspect meter box at a later date | Unknown - Unlikely Lead |  |  |  | No | Other |  | Will Inspect meter box at a later date | Unknown | Don't Know | Don't Know |  | Building | Unknown | Unknown | No |  |  | Unknown
9367 | 208 E MESA DR, HOBBS NM |  | No | No | Unknown - Unlikely Lead | Don't Know |  |  |  | No | Other |  | Will Inspect meter box at a later date | Unknown - Unlikely Lead |  |  |  | No | Other |  | Will Inspect meter box at a later date | Unknown | Don't Know | Don't Know |  | Building | Unknown | Unknown | No |  |  | Unknown |  | 32.7176217 | -103.1341512
9621 | 805 W MACKENZIE DR, HOBBS NM |  | No | No | Unknown - Unlikely Lead | Don't Know |  |  |  | No | Other |  | Will Inspect meter box at a later date | Unknown - Unlikely Lead |  |  |  | No | Other |  | Will Inspect meter box at a later date | Unknown | Don't Know | Don't Know |  | Building | Unknown | Unknown | No |  |  | Unknown |  | 32.7131601 | -103.145403
5534 | 521 E GREEN ACRES DR, HOBBS NM |  | No | No | Unknown - Unlikely Lead | Don't Know |  |  |  | No | Other |  | Will Inspect meter box at a later date | Unknown - Unlikely Lead |  |  |  | No | Other |  | Will Inspect meter box at a later date | Unknown | Don't Know | Don't Know |  | Building | Unknown | Unknown | No |  |  | Unknown
7806 | 307 W LLANO DR, HOBBS NM |  | No | No | Unknown - Unlikely Lead | Don't Know |  |  |  | No | Other |  | Will Inspect meter box at a later date | Unknown - Unlikely Lead |  |  |  | No | Other |  | Will Inspect meter box at a later date | Unknown | Don't Know | Don't Know |  | Building | Unknown | Unknown | No |  |  | Unknown |  | 32.7157633 | -103.1378627
528 | 407 E ARRIBA DR, HOBBS NM |  | No | No | Unknown - Unlikely Lead | Don't Know |  |  |  | No | Other |  | Will Inspect meter box at a later date | Unknown - Unlikely Lead |  |  |  | No | Other |  | Will Inspect meter box at a later date | Unknown | Don't Know | Don't Know |  | Building | Unknown | Unknown | No |  |  | Unknown
6891 | 1725 S HEIZER PARKWAY, HOBBS NM |  | No | No | Non-Lead - Copper | No |  | 3/4 | Field inspection only with no records | Yes | Visual inspection at the meter pit | 09/02/2024 00:00:00 |  | Non-Lead - Copper |  | 3/4 | Installation date after lead ban | No | Visual inspection at the meter pit | 09/02/2024 00:00:00 |  | Non-Lead | No | No |  | Single Family Residence |  | No | No |  |  | Non-Lead |  | 32.683006 | -103.136447
5331 | 1 FAIRMONT CT, HOBBS NM |  | No | No | Unknown - Unlikely Lead | Don't Know |  |  |  | No | Other |  | Will Inspect meter box at a later date | Unknown - Unlikely Lead |  |  |  | No | Other |  | Will Inspect meter box at a later date | Unknown | Don't Know | Don't Know |  | Building | Unknown | Unknown | No |  |  | Unknown
5105 | 1229 EL CAMINITO DR, HOBBS NM |  | No | No | Unknown - Unlikely Lead | Don't Know |  |  |  | No | Other |  | Will Inspect meter box at a later date | Unknown - Unlikely Lead |  |  |  | No | Other |  | Will Inspect meter box at a later date | Unknown | Don't Know | Don't Know |  | Building | Unknown | Unknown | No |  |  | Unknown
7562 | 1026 W KIOWA AVE, HOBBS NM |  | No | No | Unknown - Unlikely Lead | Don't Know |  |  |  | No | Other |  | Will Inspect meter box at a later date | Unknown - Unlikely Lead |  |  |  | No | Other |  | Will Inspect meter box at a later date | Unknown | Don't Know | Don't Know |  | Building | Unknown | Unknown | No |  |  | Unknown |  | 32.7362105 | -103.1481673
7390 | 1000 S JEFFERSON ST, HOBBS NM |  | No | No | Unknown - Unlikely Lead | Don't Know |  |  |  | No | Other |  | Will Inspect meter box at a later date | Unknown - Unlikely Lead |  |  |  | No | Other |  | Will Inspect meter box at a later date | Unknown | Don't Know | Don't Know |  | Building | Unknown | Unknown | No |  |  | Unknown |  | 32.6911172 | -103.1235063
7242 | 1101 E JEMEZ DR, HOBBS NM |  | No | No | Unknown - Unlikely Lead | Don't Know |  |  |  | No | Other |  | Will Inspect meter box at a later date | Unknown - Unlikely Lead |  |  |  | No | Other |  | Will Inspect meter box at a later date | Unknown | Don't Know | Don't Know |  | Building | Unknown | Unknown | No |  |  | Unknown |  | 32.7214252 | -103.1229922
7432 | 1110 JICARILLA ST, HOBBS NM |  | No | No | Unknown - Unlikely Lead | Don't Know |  |  |  | No | Other |  | Will Inspect meter box at a later date | Unknown - Unlikely Lead |  |  |  | No | Other |  | Will Inspect meter box at a later date | Unknown | Don't Know | Don't Know |  | Building | Unknown | Unknown | No |  |  | Unknown |  | 32.7453782 | -103.1486417
8828 | 1205 S MORRIS ST, HOBBS NM |  | No | No | Unknown - Unlikely Lead | Don't Know |  |  |  | No | Other |  | Will Inspect meter box at a later date | Unknown - Unlikely Lead |  |  |  | No | Other |  | Will Inspect meter box at a later date | Unknown | Don't Know | Don't Know |  | Building | Unknown | Unknown | No |  |  | Unknown |  | 32.6879787 | -103.12947
7788 | 216 W LLANO DR, HOBBS NM |  | No | No | Unknown - Unlikely Lead | Don't Know |  |  |  | No | Other |  | Will Inspect meter box at a later date | Unknown - Unlikely Lead |  |  |  | No | Other |  | Will Inspect meter box at a later date | Unknown | Don't Know | Don't Know |  | Building | Unknown | Unknown | No |  |  | Unknown |  | 32.716426 | -103.1372961
9254 | 412 W MAIN ST, HOBBS NM |  | No | No | Unknown - Unlikely Lead | Don't Know |  |  |  | No | Other |  | Will Inspect meter box at a later date | Unknown - Unlikely Lead |  |  |  | No | Other |  | Will Inspect meter box at a later date | Unknown | Don't Know | Don't Know |  | Building | Unknown | Unknown | No |  |  | Unknown |  | 32.6926395 | -103.1406558
6830 | 601 E HUMBLE ST, HOBBS NM |  | No | No | Unknown - Unlikely Lead | Don't Know |  |  |  | No | Other |  | Will Inspect meter box at a later date | Unknown - Unlikely Lead |  |  |  | No | Other |  | Will Inspect meter box at a later date | Unknown | Don't Know | Don't Know |  | Building | Unknown | Unknown | No |  |  | Unknown |  | 32.693147 | -103.1298255
5863 | 311 1/2 E GYPSY ST, HOBBS NM |  | No | No | Unknown - Unlikely Lead | Don't Know |  |  |  | No | Other |  | Will Inspect meter box at a later date | Unknown - Unlikely Lead |  |  |  | No | Other |  | Will Inspect meter box at a later date | Unknown | Don't Know | Don't Know |  | Building | Unknown | Unknown | No |  |  | Unknown
8969 | 200 W MIDWEST ST, HOBBS NM |  | No | No | Unknown - Unlikely Lead | Don't Know |  |  |  | No | Other |  | Will Inspect meter box at a later date | Unknown - Unlikely Lead |  |  |  | No | Other |  | Will Inspect meter box at a later date | Unknown | Don't Know | Don't Know |  | Building | Unknown | Unknown | No |  |  | Unknown |  | 32.6915628 | -103.13772
7655 | 2011 N KINGSLEY DR, HOBBS NM |  | No | No | Unknown - Unlikely Lead | Don't Know |  |  |  | No | Other |  | Will Inspect meter box at a later date | Unknown - Unlikely Lead |  |  |  | No | Other |  | Will Inspect meter box at a later date | Unknown | Don't Know | Don't Know |  | Building | Unknown | Unknown | No |  |  | Unknown |  | 32.7226501 | -103.1422001
9851 | 3401 N NORTHWEST DR, HOBBS NM |  | No | No | Unknown - Unlikely Lead | Don't Know |  |  |  | No | Other |  | Will Inspect meter box at a later date | Unknown - Unlikely Lead |  |  |  | No | Other |  | Will Inspect meter box at a later date | Unknown | Don't Know | Don't Know |  | Building | Unknown | Unknown | No |  |  | Unknown |  | 32.7368029 | -103.1555602
8000 | 1121 E LINCOLN RD, HOBBS NM |  | No | No | Unknown - Unlikely Lead | Don't Know |  |  |  | No | Other |  | Will Inspect meter box at a later date | Unknown - Unlikely Lead |  |  |  | No | Other |  | Will Inspect meter box at a later date | Unknown | Don't Know | Don't Know |  | Building | Unknown | Unknown | No |  |  | Unknown |  | 32.7195677 | -103.122265
4860 | 927 DESERT SAGE, HOBBS NM |  | No | No | Non-Lead - Plastic | No | 2005 | 3/4 | Field inspection only with no records | Yes | Visual inspection at the meter pit | 04/17/2024 00:00:00 |  | Non-Lead - Copper | 2005 | 3/4 | Field inspection only with no records | Yes | Visual inspection at the meter pit | 04/17/2024 00:00:00 |  | Non-Lead | No | No | Not Applicable | Single Family Residence | Unknown | No | No |  |  | Non-Lead
5858 | 529 W GYPSY ST, HOBBS NM |  | No | No | Unknown - Unlikely Lead | Don't Know |  |  |  | No | Other |  | Will Inspect meter box at a later date | Unknown - Unlikely Lead |  |  |  | No | Other |  | Will Inspect meter box at a later date | Unknown | Don't Know | Don't Know |  | Building | Unknown | Unknown | No |  |  | Unknown
5857 | 300 W GYPSY ST, HOBBS NM |  | No | No | Unknown - Unlikely Lead | Don't Know |  |  |  | No | Other |  | Will Inspect meter box at a later date | Unknown - Unlikely Lead |  |  |  | No | Other |  | Will Inspect meter box at a later date | Unknown | Don't Know | Don't Know |  | Building | Unknown | Unknown | No |  |  | Unknown
7904 | 817 E LLANO DR, HOBBS NM |  | No | No | Unknown - Unlikely Lead | Don't Know |  |  |  | No | Other |  | Will Inspect meter box at a later date | Unknown - Unlikely Lead |  |  |  | No | Other |  | Will Inspect meter box at a later date | Unknown | Don't Know | Don't Know |  | Building | Unknown | Unknown | No |  |  | Unknown |  | 32.7140979 | -103.1266979
9276 | 309 W MAIN ST, HOBBS NM |  | No | No | Unknown - Unlikely Lead | Don't Know |  |  |  | No | Other |  | Will Inspect meter box at a later date | Unknown - Unlikely Lead |  |  |  | No | Other |  | Will Inspect meter box at a later date | Unknown | Don't Know | Don't Know |  | Building | Unknown | Unknown | No |  |  | Unknown |  | 32.6921152 | -103.1393166
6284 | 2140 N GRIMES ST SUITE 300, HOBBS NM |  | No | No | Non-Lead - Plastic | Don't Know |  | 1 | Field inspection only with no records | Yes | Visual inspection at the meter pit | 08/13/2024 00:00:00 |  | Non-Lead - Plastic | 2022 | 1 | Field inspection only with no records | Yes | Visual inspection at the meter pit | 08/13/2024 00:00:00 |  | Non-Lead | No | Don't Know |  | Building |  | No | No |  |  | Non-Lead |  | 32.7240507 | -103.1444721
5312 | 1501 W FOX FIRE CT, HOBBS NM |  | No | No | Non-Lead - Plastic | No | 2020 | 1 | Installation date after lead ban | No | Other |  | Newer Construction, verified by GIS Mapping | Non-Lead - Plastic | 2020 | 1 | Installation date after lead ban | No | Other |  | Newer Construction, verified by GIS Mapping |  | No | No |  | Single Family Residence | Unknown | No | No |  |  | Non-Lead
6934 | 2122 E HERITAGE LN, HOBBS NM |  | No | No | Non-Lead - Copper | No | 2007 | 3/4 | Field inspection only with no records | Yes | Visual inspection at the meter pit | 05/26/2024 00:00:00 |  | Non-Lead - Copper | 2007 | 3/4 | Installation date after lead ban | No | Visual inspection at the meter pit | 05/26/2024 00:00:00 |  | Non-Lead | No | No |  | Single Family Residence |  | No | No |  |  | Non-Lead |  | 32.7281678 | -103.1108828
8973 | 2528 W MIDWEST ST, HOBBS NM |  | No | No | Unknown - Unlikely Lead | Don't Know |  |  |  | No | Other |  | Will Inspect meter box at a later date | Unknown - Unlikely Lead |  |  |  | No | Other |  | Will Inspect meter box at a later date | Unknown | Don't Know | Don't Know |  | Building | Unknown | Unknown | No |  |  | Unknown |  | 32.6916059 | -103.1666977
5675 | 1100 W GOLD AVE, HOBBS NM |  | No | No | Unknown - Unlikely Lead | Don't Know |  |  |  | No | Other |  | Will Inspect meter box at a later date | Unknown - Unlikely Lead |  |  |  | No | Other |  | Will Inspect meter box at a later date | Unknown | Don't Know | Don't Know |  | Building | Unknown | Unknown | No |  |  | Unknown
5982 | 1220 N GULF ST, HOBBS NM |  | No | No | Unknown - Unlikely Lead | Don't Know |  |  |  | No | Other |  | Will Inspect meter box at a later date | Unknown - Unlikely Lead |  |  |  | No | Other |  | Will Inspect meter box at a later date | Unknown | Don't Know | Don't Know |  | Building | Unknown | Unknown | No |  |  | Unknown |  | 32.7129409 | -103.1527455
8181 | 608 E LUNA DR, HOBBS NM |  | No | No | Unknown - Unlikely Lead | Don't Know |  |  |  | No | Other |  | Will Inspect meter box at a later date | Unknown - Unlikely Lead |  |  |  | No | Other |  | Will Inspect meter box at a later date | Unknown | Don't Know | Don't Know |  | Building | Unknown | Unknown | No |  |  | Unknown |  | 32.7156637 | -103.1299474
7577 | 806 W KIOWA AVE, HOBBS NM |  | No | No | Unknown - Unlikely Lead | Don't Know |  |  |  | No | Other |  | Will Inspect meter box at a later date | Unknown - Unlikely Lead |  |  |  | No | Other |  | Will Inspect meter box at a later date | Unknown | Don't Know | Don't Know |  | Building | Unknown | Unknown | No |  |  | Unknown |  | 32.7362065 | -103.1455502
9279 | 514 W MAIN ST, HOBBS NM |  | No | No | Unknown - Unlikely Lead | Don't Know |  |  |  | No | Other |  | Will Inspect meter box at a later date | Unknown - Unlikely Lead |  |  |  | No | Other |  | Will Inspect meter box at a later date | Unknown | Don't Know | Don't Know |  | Building | Unknown | Unknown | No |  |  | Unknown |  | 32.692665 | -103.1420062
6110 | 2531 N GREEN VALLEY TRAIL, HOBBS NM |  | No | No | Non-Lead - Copper | No | 2007 | 3/4 | Field inspection only with no records | Yes | Visual inspection at the meter pit | 05/26/2024 00:00:00 |  | Non-Lead - Copper | 2007 | 3/4 | Installation date after lead ban | Yes | Visual inspection at the meter pit | 05/26/2024 00:00:00 |  | Non-Lead | No | No |  | Single Family Residence |  | No | No |  |  | Non-Lead |  | 32.7287725 | -103.1134367
9087 | 917 N MCKINLEY ST, HOBBS NM |  | No | No | Unknown - Unlikely Lead | Don't Know |  |  |  | No | Other |  | Will Inspect meter box at a later date | Unknown - Unlikely Lead |  |  |  | No | Other |  | Will Inspect meter box at a later date | Unknown | Don't Know | Don't Know |  | Building | Unknown | Unknown | No |  |  | Unknown |  | 32.7095932 | -103.1327711
8686 | 1000 N MARLAND BLVD #42, HOBBS NM |  | No | No | Non-Lead - Plastic | Don't Know | 2003 | 3/4 | Field inspection only with no records | Yes | Visual inspection at the meter pit | 08/26/2024 00:00:00 |  | Non-Lead - Plastic | 2003 | 3/4 | Field inspection only with no records | Yes | Visual inspection at the meter pit | 08/26/2024 00:00:00 |  | Non-Lead | No | Don't Know |  | Single Family Residence |  | No | No |  |  | Non-Lead
6203 | 3305 N GRIMES ST, HOBBS NM |  | No | No | Unknown - Unlikely Lead | Don't Know |  |  |  | No | Other |  | Will Inspect meter box at a later date | Unknown - Unlikely Lead |  |  |  | No | Other |  | Will Inspect meter box at a later date | Unknown | Don't Know | Don't Know |  | Building | Unknown | Unknown | No |  |  | Unknown |  | 32.7360418 | -103.145265
9472 | 3901 W MILLEN DR, HOBBS NM |  | No | No | Unknown - Unlikely Lead | Don't Know |  |  |  | No | Other |  | Will Inspect meter box at a later date | Unknown - Unlikely Lead |  |  |  | No | Other |  | Will Inspect meter box at a later date | Unknown | Don't Know | Don't Know |  | Building | Unknown | Unknown | No |  |  | Unknown |  | 32.7521259 | -103.1853668
8955 | 409 W MIDWEST ST, HOBBS NM |  | No | No | Unknown - Unlikely Lead | Don't Know |  |  |  | No | Other |  | Will Inspect meter box at a later date | Unknown - Unlikely Lead |  |  |  | No | Other |  | Will Inspect meter box at a later date | Unknown | Don't Know | Don't Know |  | Building | Unknown | Unknown | No |  |  | Unknown |  | 32.6910706 | -103.1405189
4980 | 1515 EL CENTRO, HOBBS NM |  | No | No | Non-Lead - Plastic | No | 2015 | 1 | Field inspection only with no records | Yes | Visual inspection at the meter pit | 06/03/2024 00:00:00 |  | Non-Lead - Plastic | 2015 | 1 | Field inspection only with no records | Yes | Visual inspection at the meter pit | 06/03/2024 00:00:00 |  | Non-Lead | No | No |  | Single Family Residence |  | No | No |  |  | Non-Lead
8321 | 2906 N LOVINGTON HWY, HOBBS NM |  | No | No | Unknown - Unlikely Lead | Don't Know |  |  |  | No | Other |  | Will Inspect meter box at a later date | Unknown - Unlikely Lead |  |  |  | No | Other |  | Will Inspect meter box at a later date | Unknown | Don't Know | Don't Know |  | Building | Unknown | Unknown | No |  |  | Unknown |  | 32.7321893 | -103.1522454
9614 | 917 W MACKENZIE DR, HOBBS NM |  | No | No | Unknown - Unlikely Lead | Don't Know |  |  |  | No | Other |  | Will Inspect meter box at a later date | Unknown - Unlikely Lead |  |  |  | No | Other |  | Will Inspect meter box at a later date | Unknown | Don't Know | Don't Know |  | Building | Unknown | Unknown | No |  |  | Unknown |  | 32.7130987 | -103.1470066
9839 | 3305 N NORTHWEST DR, HOBBS NM |  | No | No | Non-Lead - Plastic | Don't Know |  | 3/4 | Field inspection only with no records | Yes | Visual inspection at the meter pit | 08/13/2024 00:00:00 |  | Non-Lead - Plastic |  | 3/4 | Field inspection only with no records | Yes | Visual inspection at the meter pit | 08/13/2024 00:00:00 |  | Non-Lead | No | Don't Know |  | Single Family Residence |  | No | No |  |  | Non-Lead |  | 32.7362151 | -103.1549859
9717 | 1015 E MICHIGAN DR, HOBBS NM |  | No | No | Unknown - Unlikely Lead | Don't Know |  |  |  | No | Other |  | Will Inspect meter box at a later date | Unknown - Unlikely Lead |  |  |  | No | Other |  | Will Inspect meter box at a later date | Unknown | Don't Know | Don't Know |  | Building | Unknown | Unknown | No |  |  | Unknown |  | 32.7218195 | -103.1241436
8430 | 408 W MESQUITE DR, HOBBS NM |  | No | No | Unknown - Unlikely Lead | Don't Know |  |  |  | No | Other |  | Will Inspect meter box at a later date | Unknown - Unlikely Lead |  |  |  | No | Other |  | Will Inspect meter box at a later date | Unknown | Don't Know | Don't Know |  | Building | Unknown | Unknown | No |  |  | Unknown |  | 32.6886348 | -103.1409301
6194 | 1820 N GRIMES ST, HOBBS NM |  | No | No | Unknown - Unlikely Lead | Don't Know |  |  |  | No | Other |  | Will Inspect meter box at a later date | Unknown - Unlikely Lead |  |  |  | No | Other |  | Will Inspect meter box at a later date | Unknown | Don't Know | Don't Know |  | Building | Unknown | Unknown | No |  |  | Unknown |  | 32.7193955 | -103.1444355
4848 | 1017 DESERT SAGE, HOBBS NM |  | No | No | Non-Lead - Plastic | No | 2005 | 3/4 | Field inspection only with no records | Yes | Visual inspection at the meter pit | 04/17/2024 00:00:00 |  | Non-Lead - Copper | 2005 | 3/4 | Field inspection only with no records | Yes | Visual inspection at the meter pit | 04/17/2024 00:00:00 |  | Non-Lead | No | No | Not Applicable | Single Family Residence | Unknown | No | No |  |  | Non-Lead
8474 | 2006 W MARLAND ST, HOBBS NM |  | No | No | Unknown - Unlikely Lead | Don't Know |  |  |  | No | Other |  | Will Inspect meter box at a later date | Unknown - Unlikely Lead |  |  |  | No | Other |  | Will Inspect meter box at a later date | Unknown | Don't Know | Don't Know |  | Building | Unknown | Unknown | No |  |  | Unknown |  | 32.6968697 | -103.1600543
8628 | 502 E MARLAND ST, HOBBS NM |  | No | No | Unknown - Unlikely Lead | Don't Know |  |  |  | No | Other |  | Will Inspect meter box at a later date | Unknown - Unlikely Lead |  |  |  | No | Other |  | Will Inspect meter box at a later date | Unknown | Don't Know | Don't Know |  | Building | Unknown | Unknown | No |  |  | Unknown |  | 32.6967765 | -103.1309811
8712 | 1000 N MARLAND BLVD #58, HOBBS NM |  | No | No | Non-Lead - Plastic | Don't Know | 2003 | 3/4 | Field inspection only with no records | Yes | Visual inspection at the meter pit | 08/26/2024 00:00:00 |  | Non-Lead - Plastic | 2003 | 3/4 | Field inspection only with no records | Yes | Visual inspection at the meter pit | 08/26/2024 00:00:00 |  | Non-Lead | No | Don't Know |  | Single Family Residence |  | No | No |  |  | Non-Lead
8184 | 5919 N LA MESA ST, HOBBS NM |  | No | No | Non-Lead - Plastic | No | Unknow | 1 | Field inspection only with no records | Yes | Visual inspection at the meter pit | 08/13/2024 00:00:00 |  | Non-Lead - Copper | 1982 | 3/4 | Field inspection only with no records | Yes | Visual inspection at the meter pit | 08/13/2024 00:00:00 |  | Non-Lead | No | No |  | Single Family Residence |  | No | No |  |  | Non-Lead |  | 32.768058 | -103.1819695
9383 | 401 E MESA DR, HOBBS NM |  | No | No | Unknown - Unlikely Lead | Don't Know |  |  |  | No | Other |  | Will Inspect meter box at a later date | Unknown - Unlikely Lead |  |  |  | No | Other |  | Will Inspect meter box at a later date | Unknown | Don't Know | Don't Know |  | Building | Unknown | Unknown | No |  |  | Unknown |  | 32.7172246 | -103.1326088
7061 | 1007 W IRON AVE, HOBBS NM |  | No | No | Unknown - Unlikely Lead | Don't Know |  |  |  | No | Other |  | Will Inspect meter box at a later date | Unknown - Unlikely Lead |  |  |  | No | Other |  | Will Inspect meter box at a later date | Unknown | Don't Know | Don't Know |  | Building | Unknown | Unknown | No |  |  | Unknown |  | 32.7315242 | -103.1476558
6071 | 1023 E GLORIETTA H 104, HOBBS NM |  | No | No | Non-Lead - Plastic | No | 2019 | 1 | Field inspection only with no records | Yes | Visual inspection at the meter pit | 05/26/2024 00:00:00 |  | Non-Lead - Plastic | 2019 | 1 | Installation date after lead ban | Yes | Visual inspection at the meter pit | 05/26/2024 00:00:00 |  | Non-Lead | No | No |  | Single Family Residence |  | No | No |  |  | Non-Lead |  | 32.7322508 | -103.1251818
7195 | 524 E JEMEZ RD, HOBBS NM |  | No | No | Unknown - Unlikely Lead | Don't Know |  |  |  | No | Other |  | Will Inspect meter box at a later date | Unknown - Unlikely Lead |  |  |  | No | Other |  | Will Inspect meter box at a later date | Unknown | Don't Know | Don't Know |  | Building | Unknown | Unknown | No |  |  | Unknown |  | 35.867142 | -106.272952
840 | 916 W BERRY DR, HOBBS NM |  | No | No | Unknown - Unlikely Lead | Don't Know |  |  |  | No | Other |  | Will Inspect meter box at a later date | Unknown - Unlikely Lead |  |  |  | No | Other |  | Will Inspect meter box at a later date | Unknown | Don't Know | Don't Know |  | Building | Unknown | Unknown | No |  |  | Unknown |  | 32.7143173 | -103.1469583
9694 | 1216 E MICHIGAN DR, HOBBS NM |  | No | No | Unknown - Unlikely Lead | Don't Know |  |  |  | No | Other |  | Will Inspect meter box at a later date | Unknown - Unlikely Lead |  |  |  | No | Other |  | Will Inspect meter box at a later date | Unknown | Don't Know | Don't Know |  | Building | Unknown | Unknown | No |  |  | Unknown |  | 32.7227167 | -103.1214844
5607 | 1212 N GREEN ACRES DR, HOBBS NM |  | No | No | Unknown - Unlikely Lead | Don't Know |  |  |  | No | Other |  | Will Inspect meter box at a later date | Unknown - Unlikely Lead |  |  |  | No | Other |  | Will Inspect meter box at a later date | Unknown | Don't Know | Don't Know |  | Building | Unknown | Unknown | No |  |  | Unknown
7040 | 4717 N HOMESTRETCH RD, HOBBS NM |  | No | No | Non-Lead - Plastic | No | 2019 | 1 | Installation date after lead ban | Yes | Visual inspection at the meter pit | 09/30/2024 00:00:00 |  | Non-Lead - Plastic | 2019 | 1 | Installation date after lead ban | Yes | Visual inspection at the meter pit | 09/30/2024 00:00:00 |  | Non-Lead | No | No |  | Single Family Residence | Unknown | No | No |  |  | Non-Lead |  | 32.7530859 | -103.2043561
9431 | 3015 MONTGOMERY ST, HOBBS NM |  | No | No | Unknown - Unlikely Lead | Don't Know |  |  |  | No | Other |  | Will Inspect meter box at a later date | Unknown - Unlikely Lead |  |  |  | No | Other |  | Will Inspect meter box at a later date | Unknown | Don't Know | Don't Know |  | Building | Unknown | Unknown | No |  |  | Unknown |  | 32.7336321 | -103.1331415
6563 | 2510 N HOUSTON ST, HOBBS NM |  | No | No | Unknown - Unlikely Lead | Don't Know |  |  |  | No | Other |  | Will Inspect meter box at a later date | Unknown - Unlikely Lead |  |  |  | No | Other |  | Will Inspect meter box at a later date | Unknown | Don't Know | Don't Know |  | Building | Unknown | Unknown | No |  |  | Unknown |  | 32.7287756 | -103.1324066
7290 | 903 N JEFFERSON ST, HOBBS NM |  | No | No | Unknown - Unlikely Lead | Don't Know |  |  |  | No | Other |  | Will Inspect meter box at a later date | Unknown - Unlikely Lead |  |  |  | No | Other |  | Will Inspect meter box at a later date | Unknown | Don't Know | Don't Know |  | Building | Unknown | Unknown | No |  |  | Unknown |  | 32.7093548 | -103.1236629
6784 | 624 E HUMBLE ST, HOBBS NM |  | No | No | Unknown - Unlikely Lead | Don't Know |  |  |  | No | Other |  | Will Inspect meter box at a later date | Unknown - Unlikely Lead |  |  |  | No | Other |  | Will Inspect meter box at a later date | Unknown | Don't Know | Don't Know |  | Building | Unknown | Unknown | No |  |  | Unknown |  | 32.6938452 | -103.1290335
6992 | 1501 W HONEYSUCKLE CT, HOBBS NM |  | No | No | Non-Lead - Plastic | No | 2021 | 1 | Installation date after lead ban | No | Other |  | GIS verfied because of being built after ban | Non-Lead - Plastic | 2021 | 1 | Installation date after lead ban | No | Other |  | Newer Construction, verified by GIS Mapping |  | No | No |  | Single Family Residence | Unknown | No | No |  |  | Non-Lead |  | 32.773439 | -103.154344
9636 | 1005 W MACKENZIE DR, HOBBS NM |  | No | No | Unknown - Unlikely Lead | Don't Know |  |  |  | No | Other |  | Will Inspect meter box at a later date | Unknown - Unlikely Lead |  |  |  | No | Other |  | Will Inspect meter box at a later date | Unknown | Don't Know | Don't Know |  | Building | Unknown | Unknown | No |  |  | Unknown |  | 32.7132215 | -103.1478371
4943 | 4023-A EL NIDO, HOBBS NM |  | No | No | Non-Lead - Plastic | No | 2015 | 1 | Field inspection only with no records | Yes | Visual inspection at the meter pit | 06/03/2024 00:00:00 |  | Non-Lead - Plastic | 2015 | 1 | Field inspection only with no records | Yes | Visual inspection at the meter pit | 06/03/2024 00:00:00 |  | Non-Lead | No | No |  | Single Family Residence |  | No | No |  |  | Non-Lead
6114 | 2518 N GREEN VALLEY TRAIL, HOBBS NM |  | No | No | Non-Lead - Copper | No | 2007 | 3/4 | Field inspection only with no records | Yes | Visual inspection at the meter pit | 05/26/2024 00:00:00 |  | Non-Lead - Copper | 2007 | 3/4 | Installation date after lead ban | Yes | Visual inspection at the meter pit | 05/26/2024 00:00:00 |  | Non-Lead | No | No |  | Single Family Residence |  | No | No |  |  | Non-Lead |  | 32.7284129 | -103.1129276
5891 | 807 E GYPSY ST, HOBBS NM |  | No | No | Unknown - Unlikely Lead | Don't Know |  |  |  | No | Other |  | Will Inspect meter box at a later date | Unknown - Unlikely Lead |  |  |  | No | Other |  | Will Inspect meter box at a later date | Unknown | Don't Know | Don't Know |  | Building | Unknown | Unknown | No |  |  | Unknown
562 | 102 S AVENUE A, HOBBS NM |  | No | No | Unknown - Unlikely Lead | Don't Know |  |  |  | No | Other |  | Will Inspect meter box at a later date | Unknown - Unlikely Lead |  |  |  | No | Other |  | Will Inspect meter box at a later date | Unknown | Don't Know | Don't Know |  | Building | Unknown | Unknown | No |  |  | Unknown
6148 | 4115 N GRIMES ST, HOBBS NM |  | No | No | Unknown - Unlikely Lead | Don't Know |  |  |  | No | Other |  | Will Inspect meter box at a later date | Unknown - Unlikely Lead |  |  |  | No | Other |  | Will Inspect meter box at a later date | Unknown | Don't Know | Don't Know |  | Building | Unknown | Unknown | No |  |  | Unknown |  | 32.7454026 | -103.1453455
8305 | 6610 N LOVINGTON HWY, HOBBS NM |  | No | No | Unknown - Unlikely Lead | Don't Know |  |  |  | No | Other |  | Will Inspect meter box at a later date | Unknown - Unlikely Lead |  |  |  | No | Other |  | Will Inspect meter box at a later date | Unknown | Don't Know | Don't Know |  | Building | Unknown | Unknown | No |  |  | Unknown |  | 32.7752276 | -103.1890026
7503 | 1507 W KYLEIGH, HOBBS NM |  | No | No | Non-Lead - Plastic | No | 2008 | 1 | Installation date after lead ban | Yes | Visual inspection at the meter pit | 09/30/2024 00:00:00 |  | Non-Lead - Plastic | 2008 |  | Field inspection only with no records | Yes | Visual inspection at the meter pit | 09/30/2024 00:00:00 |  | Non-Lead | No | No |  | Single Family Residence | Unknown | No | No |  |  | Non-Lead |  | 32.756773 | -103.1543306
8911 | 1213 E MIDWEST ST, HOBBS NM |  | No | No | Unknown - Unlikely Lead | Don't Know |  |  |  | No | Other |  | Will Inspect meter box at a later date | Unknown - Unlikely Lead |  |  |  | No | Other |  | Will Inspect meter box at a later date | Unknown | Don't Know | Don't Know |  | Building | Unknown | Unknown | No |  |  | Unknown |  | 32.690999 | -103.1219031
7196 | 412 E JEMEZ RD, HOBBS NM |  | No | No | Unknown - Unlikely Lead | Don't Know |  |  |  | No | Other |  | Will Inspect meter box at a later date | Unknown - Unlikely Lead |  |  |  | No | Other |  | Will Inspect meter box at a later date | Unknown | Don't Know | Don't Know |  | Building | Unknown | Unknown | No |  |  | Unknown |  | 35.867142 | -106.272952
8723 | 106 N MARLAND BLVD #2, HOBBS NM |  | No | No | Unknown - Unlikely Lead | Don't Know |  |  |  | No | Other |  | Will Inspect meter box at a later date | Unknown - Unlikely Lead |  |  |  | No | Other |  | Will Inspect meter box at a later date | Unknown | Don't Know | Don't Know |  | Building | Unknown | Unknown | No |  |  | Unknown
7793 | 207 W LLANO DR, HOBBS NM |  | No | No | Unknown - Unlikely Lead | Don't Know |  |  |  | No | Other |  | Will Inspect meter box at a later date | Unknown - Unlikely Lead |  |  |  | No | Other |  | Will Inspect meter box at a later date | Unknown | Don't Know | Don't Know |  | Building | Unknown | Unknown | No |  |  | Unknown |  | 32.7162427 | -103.1367733
9690 | 1107 E MICHIGAN DR, HOBBS NM |  | No | No | Unknown - Unlikely Lead | Don't Know |  |  |  | No | Other |  | Will Inspect meter box at a later date | Unknown - Unlikely Lead |  |  |  | No | Other |  | Will Inspect meter box at a later date | Unknown | Don't Know | Don't Know |  | Building | Unknown | Unknown | No |  |  | Unknown |  | 32.7223078 | -103.1227699
5665 | 100 W GOLD AVE, HOBBS NM |  | No | No | Unknown - Unlikely Lead | Don't Know |  |  |  | No | Other |  | Will Inspect meter box at a later date | Unknown - Unlikely Lead |  |  |  | No | Other |  | Will Inspect meter box at a later date | Unknown | Don't Know | Don't Know |  | Building | Unknown | Unknown | No |  |  | Unknown
8600 | 1224 E MARLAND ST, HOBBS NM |  | No | No | Unknown - Unlikely Lead | Don't Know |  |  |  | No | Other |  | Will Inspect meter box at a later date | Unknown - Unlikely Lead |  |  |  | No | Other |  | Will Inspect meter box at a later date | Unknown | Don't Know | Don't Know |  | Building | Unknown | Unknown | No |  |  | Unknown |  | 32.6967767 | -103.1215137
7537 | 1211 W KIOWA AVE, HOBBS NM |  | No | No | Unknown - Unlikely Lead | Don't Know |  |  |  | No | Other |  | Will Inspect meter box at a later date | Unknown - Unlikely Lead |  |  |  | No | Other |  | Will Inspect meter box at a later date | Unknown | Don't Know | Don't Know |  | Building | Unknown | Unknown | No |  |  | Unknown |  | 32.7358006 | -103.1497787
6120 | 819 S GIBBS ST, HOBBS NM |  | No | No | Unknown - Unlikely Lead | Don't Know |  |  |  | No | Other |  | Will Inspect meter box at a later date | Unknown - Unlikely Lead |  |  |  | No | Other |  | Will Inspect meter box at a later date | Unknown | Don't Know | Don't Know |  | Building | Unknown | Unknown | No |  |  | Unknown |  | 32.6931573 | -103.1719692
8365 | 5000 N LOVINGTON HWY, HOBBS NM |  | No | No | Unknown - Unlikely Lead | Don't Know |  |  |  | No | Other |  | Will Inspect meter box at a later date | Unknown - Unlikely Lead |  |  |  | No | Other |  | Will Inspect meter box at a later date | Unknown | Don't Know | Don't Know |  | Building | Unknown | Unknown | No |  |  | Unknown |  | 32.75653 | -103.175624
7476 | 1503 W JESIFER CT, HOBBS NM |  | No | No | Unknown - Unlikely Lead | Don't Know |  |  |  | No | Other |  | Will Inspect meter box at a later date | Unknown - Unlikely Lead |  |  |  | No | Other |  | Will Inspect meter box at a later date | Unknown | Don't Know | Don't Know |  | Building | Unknown | Unknown | No |  |  | Unknown |  | 32.7561035 | -103.1541138
5791 | 1900 N GILA DR, HOBBS NM |  | No | No | Unknown - Unlikely Lead | Don't Know |  |  |  | No | Other |  | Will Inspect meter box at a later date | Unknown - Unlikely Lead |  |  |  | No | Other |  | Will Inspect meter box at a later date | Unknown | Don't Know | Don't Know |  | Building | Unknown | Unknown | No |  |  | Unknown
8978 | 3505 W MIDWEST ST, HOBBS NM |  | No | No | Unknown - Unlikely Lead | Don't Know |  |  |  | No | Other |  | Will Inspect meter box at a later date | Unknown - Unlikely Lead |  |  |  | No | Other |  | Will Inspect meter box at a later date | Unknown | Don't Know | Don't Know |  | Building | Unknown | Unknown | No |  |  | Unknown |  | 32.690196 | -103.177331
7383 | 707 S JEFFERSON ST, HOBBS NM |  | No | No | Unknown - Unlikely Lead | Don't Know |  |  |  | No | Other |  | Will Inspect meter box at a later date | Unknown - Unlikely Lead |  |  |  | No | Other |  | Will Inspect meter box at a later date | Unknown | Don't Know | Don't Know |  | Building | Unknown | Unknown | No |  |  | Unknown |  | 32.6940589 | -103.1242501
6884 | 903 W HUMBLE ST, HOBBS NM |  | No | No | Unknown - Unlikely Lead | Don't Know |  |  |  | No | Other |  | Will Inspect meter box at a later date | Unknown - Unlikely Lead |  |  |  | No | Other |  | Will Inspect meter box at a later date | Unknown | Don't Know | Don't Know |  | Building | Unknown | Unknown | No |  |  | Unknown |  | 32.6932772 | -103.1464435
9894 | 3306 N NORTHWEST DR, HOBBS NM |  | No | No | Unknown - Unlikely Lead | Don't Know |  |  |  | No | Other |  | Will Inspect meter box at a later date | Unknown - Unlikely Lead |  |  |  | No | Other |  | Will Inspect meter box at a later date | Unknown | Don't Know | Don't Know |  | Building | Unknown | Unknown | No |  |  | Unknown |  | 32.7363026 | -103.1545193
6503 | 2900 N HOUSTON ST, HOBBS NM |  | No | No | Unknown - Unlikely Lead | Don't Know |  |  |  | No | Other |  | Will Inspect meter box at a later date | Unknown - Unlikely Lead |  |  |  | No | Other |  | Will Inspect meter box at a later date | Unknown | Don't Know | Don't Know |  | Building | Unknown | Unknown | No |  |  | Unknown |  | 32.7320907 | -103.1317003
9434 | 3023 MONTGOMERY ST, HOBBS NM |  | No | No | Unknown - Unlikely Lead | Don't Know |  |  |  | No | Other |  | Will Inspect meter box at a later date | Unknown - Unlikely Lead |  |  |  | No | Other |  | Will Inspect meter box at a later date | Unknown | Don't Know | Don't Know |  | Building | Unknown | Unknown | No |  |  | Unknown |  | 32.733914 | -103.1328989
6213 | 3500 N GRIMES ST, HOBBS NM |  | No | No | Unknown - Unlikely Lead | Don't Know |  |  |  | No | Other |  | Will Inspect meter box at a later date | Unknown - Unlikely Lead |  |  |  | No | Other |  | Will Inspect meter box at a later date | Unknown | Don't Know | Don't Know |  | Building | Unknown | Unknown | No |  |  | Unknown |  | 32.738664 | -103.143783
8104 | 1005 N LEECH ST, HOBBS NM |  | No | No | Unknown - Unlikely Lead | Don't Know |  |  |  | No | Other |  | Will Inspect meter box at a later date | Unknown - Unlikely Lead |  |  |  | No | Other |  | Will Inspect meter box at a later date | Unknown | Don't Know | Don't Know |  | Building | Unknown | Unknown | No |  |  | Unknown |  | 32.7103672 | -103.1426121
8545 | 2703 W MARLAND ST, HOBBS NM |  | No | No | Unknown - Unlikely Lead | Don't Know |  |  |  | No | Other |  | Will Inspect meter box at a later date | Unknown - Unlikely Lead |  |  |  | No | Other |  | Will Inspect meter box at a later date | Unknown | Don't Know | Don't Know |  | Building | Unknown | Unknown | No |  |  | Unknown |  | 32.6961734 | -103.170172
5599 | 712 E GREEN ACRES DR, HOBBS NM |  | No | No | Unknown - Unlikely Lead | Don't Know |  |  |  | No | Other |  | Will Inspect meter box at a later date | Unknown - Unlikely Lead |  |  |  | No | Other |  | Will Inspect meter box at a later date | Unknown | Don't Know | Don't Know |  | Building | Unknown | Unknown | No |  |  | Unknown
8028 | 119 N LINAM ST, HOBBS NM |  | No | No | Unknown - Unlikely Lead | Don't Know |  |  |  | No | Other |  | Will Inspect meter box at a later date | Unknown - Unlikely Lead |  |  |  | No | Other |  | Will Inspect meter box at a later date | Unknown | Don't Know | Don't Know |  | Building | Unknown | Unknown | No |  |  | Unknown |  | 32.7015198 | -103.1389777
7208 | 624 E JEMEZ RD, HOBBS NM |  | No | No | Unknown - Unlikely Lead | Don't Know |  |  |  | No | Other |  | Will Inspect meter box at a later date | Unknown - Unlikely Lead |  |  |  | No | Other |  | Will Inspect meter box at a later date | Unknown | Don't Know | Don't Know |  | Building | Unknown | Unknown | No |  |  | Unknown |  | 35.867142 | -106.272952
8803 | 1214 S MORRIS ST, HOBBS NM |  | No | No | Unknown - Unlikely Lead | Don't Know |  |  |  | No | Other |  | Will Inspect meter box at a later date | Unknown - Unlikely Lead |  |  |  | No | Other |  | Will Inspect meter box at a later date | Unknown | Don't Know | Don't Know |  | Building | Unknown | Unknown | No |  |  | Unknown |  | 32.6872631 | -103.1289901
7335 | 109 JEFFERSON PL, HOBBS NM |  | No | No | Unknown - Unlikely Lead | Don't Know |  |  |  | No | Other |  | Will Inspect meter box at a later date | Unknown - Unlikely Lead |  |  |  | No | Other |  | Will Inspect meter box at a later date | Unknown | Don't Know | Don't Know |  | Building | Unknown | Unknown | No |  |  | Unknown |  | 32.7151923 | -103.1252281
7105 | 3503 INDUSTRIAL DR, HOBBS NM |  | No | No | Unknown - Unlikely Lead | Don't Know |  |  |  | No | Other |  | Will Inspect meter box at a later date | Unknown - Unlikely Lead |  |  |  | No | Other |  | Will Inspect meter box at a later date | Unknown | Don't Know | Don't Know |  | Building | Unknown | Unknown | No |  |  | Unknown |  | 32.737915 | -103.1607056
5739 | 1736 N GILA DR, HOBBS NM |  | No | No | Unknown - Unlikely Lead | Don't Know |  |  |  | No | Other |  | Will Inspect meter box at a later date | Unknown - Unlikely Lead |  |  |  | No | Other |  | Will Inspect meter box at a later date | Unknown | Don't Know | Don't Know |  | Building | Unknown | Unknown | No |  |  | Unknown
9513 | 1712 MARQUIS LN, HOBBS NM |  | No | No | Unknown - Unlikely Lead | Don't Know |  |  |  | No | Other |  | Will Inspect meter box at a later date | Unknown - Unlikely Lead |  |  |  | No | Other |  | Will Inspect meter box at a later date | Unknown | Don't Know | Don't Know |  | Building | Unknown | Unknown | No |  |  | Unknown |  | 32.740021 | -103.1572869
6501 | 2916 N HOUSTON ST, HOBBS NM |  | No | No | Unknown - Unlikely Lead | Don't Know |  |  |  | No | Other |  | Will Inspect meter box at a later date | Unknown - Unlikely Lead |  |  |  | No | Other |  | Will Inspect meter box at a later date | Unknown | Don't Know | Don't Know |  | Building | Unknown | Unknown | No |  |  | Unknown |  | 32.732634 | -103.131744
6821 | 309 E HUMBLE ST, HOBBS NM |  | No | No | Unknown - Unlikely Lead | Don't Know |  |  |  | No | Other |  | Will Inspect meter box at a later date | Unknown - Unlikely Lead |  |  |  | No | Other |  | Will Inspect meter box at a later date | Unknown | Don't Know | Don't Know |  | Building | Unknown | Unknown | No |  |  | Unknown |  | 32.6932315 | -103.1329001
5916 | #7 N GREYHOUND PL, HOBBS NM |  | No | No | Unknown - Unlikely Lead | Don't Know |  |  |  | No | Other |  | Will Inspect meter box at a later date | Unknown - Unlikely Lead |  |  |  | No | Other |  | Will Inspect meter box at a later date | Unknown | Don't Know | Don't Know |  | Building | Unknown | Unknown | No |  |  | Unknown
8823 | 1311 S MORRIS ST, HOBBS NM |  | No | No | Unknown - Unlikely Lead | Don't Know |  |  |  | No | Other |  | Will Inspect meter box at a later date | Unknown - Unlikely Lead |  |  |  | No | Other |  | Will Inspect meter box at a later date | Unknown | Don't Know | Don't Know |  | Building | Unknown | Unknown | No |  |  | Unknown |  | 32.6857453 | -103.1299683
7862 | 1020 E LLANO DR, HOBBS NM |  | No | No | Unknown - Unlikely Lead | Don't Know |  |  |  | No | Other |  | Will Inspect meter box at a later date | Unknown - Unlikely Lead |  |  |  | No | Other |  | Will Inspect meter box at a later date | Unknown | Don't Know | Don't Know |  | Building | Unknown | Unknown | No |  |  | Unknown |  | 32.7146052 | -103.1234544
9274 | 210 W MAIN ST, HOBBS NM |  | No | No | Unknown - Unlikely Lead | Don't Know |  |  |  | No | Other |  | Will Inspect meter box at a later date | Unknown - Unlikely Lead |  |  |  | No | Other |  | Will Inspect meter box at a later date | Unknown | Don't Know | Don't Know |  | Building | Unknown | Unknown | No |  |  | Unknown |  | 32.692767 | -103.1379095
8012 | 406 N LINAM ST, HOBBS NM |  | No | No | Unknown - Unlikely Lead | Don't Know |  |  |  | No | Other |  | Will Inspect meter box at a later date | Unknown - Unlikely Lead |  |  |  | No | Other |  | Will Inspect meter box at a later date | Unknown | Don't Know | Don't Know |  | Building | Unknown | Unknown | No |  |  | Unknown |  | 32.7043893 | -103.1384755
9795 | 3131 N NORTHWEST DR, HOBBS NM |  | No | No | Unknown - Unlikely Lead | Don't Know |  |  |  | No | Other |  | Will Inspect meter box at a later date | Unknown - Unlikely Lead |  |  |  | No | Other |  | Will Inspect meter box at a later date | Unknown | Don't Know | Don't Know |  | Building | Unknown | Unknown | No |  |  | Unknown |  | 32.7344167 | -103.1532876
6388 | 5115 W GREY GHOST RD, HOBBS NM |  | No | No | Non-Lead - Plastic | No | 2017 | 3/4 | Field inspection only with no records | Yes | Visual inspection at the meter pit | 05/26/2024 00:00:00 |  | Non-Lead - Plastic | 2017 | 3/4 | Installation date after lead ban | Yes | Visual inspection at the meter pit | 05/26/2024 00:00:00 |  | Non-Lead | No | No |  | Single Family Residence |  | No | No |  |  | Non-Lead |  | 32.749568 | -103.201738
7615 | 4831 W KING KELLY RD, HOBBS NM |  | No | No | Non-Lead - Plastic | No | 2021 | 1 | Field inspection only with no records | Yes | Visual inspection at the meter pit | 09/30/2024 00:00:00 |  | Non-Lead - Plastic | 2021 | 3/4 | Field inspection only with no records | Yes | Visual inspection at the meter pit | 09/30/2024 00:00:00 |  | Non-Lead | No | No |  | Single Family Residence |  | No | No |  |  | Non-Lead |  | 32.748805 | -103.198759
7530 | 424 W KIOWA AVE, HOBBS NM |  | No | No | Unknown - Unlikely Lead | Don't Know |  |  |  | No | Other |  | Will Inspect meter box at a later date | Unknown - Unlikely Lead |  |  |  | No | Other |  | Will Inspect meter box at a later date | Unknown | Don't Know | Don't Know |  | Building | Unknown | Unknown | No |  |  | Unknown |  | 32.7362621 | -103.1415493
9678 | 2215 N MORA DR, HOBBS NM |  | No | No | Unknown - Unlikely Lead | Don't Know |  |  |  | No | Other |  | Will Inspect meter box at a later date | Unknown - Unlikely Lead |  |  |  | No | Other |  | Will Inspect meter box at a later date | Unknown | Don't Know | Don't Know |  | Building | Unknown | Unknown | No |  |  | Unknown |  | 32.7251418 | -103.1176876
7297 | 1202 N JEFFERSON ST, HOBBS NM |  | No | No | Unknown - Unlikely Lead | Don't Know |  |  |  | No | Other |  | Will Inspect meter box at a later date | Unknown - Unlikely Lead |  |  |  | No | Other |  | Will Inspect meter box at a later date | Unknown | Don't Know | Don't Know |  | Building | Unknown | Unknown | No |  |  | Unknown |  | 32.7128405 | -103.1230034
4815 | 1519 N DENSON DR, HOBBS NM |  | No | No | Unknown - Unlikely Lead | Don't Know |  |  |  | No | Other |  | Will Inspect meter box at a later date | Unknown - Unlikely Lead |  |  |  | No | Other |  | Will Inspect meter box at a later date | Unknown | Don't Know | Don't Know |  | Building | Unknown | Unknown | No |  |  | Unknown
9877 | 2618 N NORTHWEST DR, HOBBS NM |  | No | No | Unknown - Unlikely Lead | Don't Know |  |  |  | No | Other |  | Will Inspect meter box at a later date | Unknown - Unlikely Lead |  |  |  | No | Other |  | Will Inspect meter box at a later date | Unknown | Don't Know | Don't Know |  | Building | Unknown | Unknown | No |  |  | Unknown |  | 32.7290405 | -103.1472019
7368 | 420 S JEFFERSON ST, HOBBS NM |  | No | No | Unknown - Unlikely Lead | Don't Know |  |  |  | No | Other |  | Will Inspect meter box at a later date | Unknown - Unlikely Lead |  |  |  | No | Other |  | Will Inspect meter box at a later date | Unknown | Don't Know | Don't Know |  | Building | Unknown | Unknown | No |  |  | Unknown |  | 32.6973057 | -103.1236299
8215 | 1001 W LAUGHLIN DR, HOBBS NM |  | No | No | Unknown - Unlikely Lead | Don't Know |  |  |  | No | Other |  | Will Inspect meter box at a later date | Unknown - Unlikely Lead |  |  |  | No | Other |  | Will Inspect meter box at a later date | Unknown | Don't Know | Don't Know |  | Building | Unknown | Unknown | No |  |  | Unknown |  | 32.7123887 | -103.1476501
6976 | 1513 W HOOT OWL CT, HOBBS NM |  | No | No | Non-Lead - Plastic | No | 2021 | 1 | Installation date after lead ban | No | Other |  | GIS verfied because of being built after ban | Non-Lead - Plastic | 2021 | 1 | Installation date after lead ban | No | Other |  | Newer Construction, verified by GIS Mapping |  | No | No |  | Single Family Residence | Unknown | No | No |  |  | Non-Lead |  | 32.7710006 | -103.1550475
5995 | 1519 N GULF ST, HOBBS NM |  | No | No | Unknown - Unlikely Lead | Don't Know |  |  |  | No | Other |  | Will Inspect meter box at a later date | Unknown - Unlikely Lead |  |  |  | No | Other |  | Will Inspect meter box at a later date | Unknown | Don't Know | Don't Know |  | Building | Unknown | Unknown | No |  |  | Unknown |  | 32.7160919 | -103.1521533
6054 | 1023 E GLORIETTA E 201, HOBBS NM |  | No | No | Non-Lead - Plastic | No | 2019 | 1 | Field inspection only with no records | Yes | Visual inspection at the meter pit | 05/26/2024 00:00:00 |  | Non-Lead - Plastic | 2019 | 1 | Installation date after lead ban | Yes | Visual inspection at the meter pit | 05/26/2024 00:00:00 |  | Non-Lead | No | No |  | Single Family Residence |  | No | No |  |  | Non-Lead |  | 32.7322508 | -103.1251818
5277 | 2920 N FLAMINGO DR, HOBBS NM |  | No | No | Unknown - Unlikely Lead | Don't Know |  |  |  | No | Other |  | Will Inspect meter box at a later date | Unknown - Unlikely Lead |  |  |  | No | Other |  | Will Inspect meter box at a later date | Unknown | Don't Know | Don't Know |  | Building | Unknown | Unknown | No |  |  | Unknown
5954 | 1535 N GULF ST, HOBBS NM |  | No | No | Unknown - Unlikely Lead | Don't Know |  |  |  | No | Other |  | Will Inspect meter box at a later date | Unknown - Unlikely Lead |  |  |  | No | Other |  | Will Inspect meter box at a later date | Unknown | Don't Know | Don't Know |  | Building | Unknown | Unknown | No |  |  | Unknown
8694 | 1000 N MARLAND BLVD #17, HOBBS NM |  | No | No | Non-Lead - Plastic | Don't Know | 2003 | 3/4 | Field inspection only with no records | Yes | Visual inspection at the meter pit | 08/26/2024 00:00:00 |  | Non-Lead - Plastic | 2003 | 3/4 | Field inspection only with no records | Yes | Visual inspection at the meter pit | 08/26/2024 00:00:00 |  | Non-Lead | No | Don't Know |  | Single Family Residence |  | No | No |  |  | Non-Lead
832 | 813 W BERRY DR, HOBBS NM |  | No | No | Unknown - Unlikely Lead | Don't Know |  |  |  | No | Other |  | Will Inspect meter box at a later date | Unknown - Unlikely Lead |  |  |  | No | Other |  | Will Inspect meter box at a later date | Unknown | Don't Know | Don't Know |  | Building | Unknown | Unknown | No |  |  | Unknown |  | 32.7138818 | -103.1456699
4787 | 1400 N DENSON DR, HOBBS NM |  | No | No | Unknown - Unlikely Lead | Don't Know |  |  |  | No | Other |  | Will Inspect meter box at a later date | Unknown - Unlikely Lead |  |  |  | No | Other |  | Will Inspect meter box at a later date | Unknown | Don't Know | Don't Know |  | Building | Unknown | Unknown | No |  |  | Unknown
7938 | 1330 N LLANO DR, HOBBS NM |  | No | No | Unknown - Unlikely Lead | Don't Know |  |  |  | No | Other |  | Will Inspect meter box at a later date | Unknown - Unlikely Lead |  |  |  | No | Other |  | Will Inspect meter box at a later date | Unknown | Don't Know | Don't Know |  | Building | Unknown | Unknown | No |  |  | Unknown |  | 32.7139966 | -103.1177984
9043 | 1220 S MCKINLEY ST, HOBBS NM |  | No | No | Unknown - Unlikely Lead | Don't Know |  |  |  | No | Other |  | Will Inspect meter box at a later date | Unknown - Unlikely Lead |  |  |  | No | Other |  | Will Inspect meter box at a later date | Unknown | Don't Know | Don't Know |  | Building | Unknown | Unknown | No |  |  | Unknown |  | 32.6875375 | -103.1328548
4825 | 1425 N DENSON DR, HOBBS NM |  | No | No | Unknown - Unlikely Lead | Don't Know |  |  |  | No | Other |  | Will Inspect meter box at a later date | Unknown - Unlikely Lead |  |  |  | No | Other |  | Will Inspect meter box at a later date | Unknown | Don't Know | Don't Know |  | Building | Unknown | Unknown | No |  |  | Unknown
8312 | 5915 N LOVINGTON HWY HIAP, HOBBS NM |  | No | No | Unknown - Unlikely Lead | Don't Know |  |  |  | No | Other |  | Will Inspect meter box at a later date | Unknown - Unlikely Lead |  |  |  | No | Other |  | Will Inspect meter box at a later date | Unknown | Don't Know | Don't Know |  | Building | Unknown | Unknown | No |  |  | Unknown |  | 32.7672699 | -103.1896047
657 | 508 E ASPEN ST, HOBBS NM |  | No | No | Unknown - Unlikely Lead | Don't Know |  |  |  | No | Other |  | Will Inspect meter box at a later date | Unknown - Unlikely Lead |  |  |  | No | Other |  | Will Inspect meter box at a later date | Unknown | Don't Know | Don't Know |  | Building | Unknown | Unknown | No |  |  | Unknown |  | 32.7356366 | -103.1320435
6357 | 1628 W GOOSE BERRY DR, HOBBS NM |  | No | No | Non-Lead - Plastic | No | 2022 | 1 | Field inspection only with no records | Yes | Visual inspection at the meter pit | 05/26/2024 00:00:00 |  | Non-Lead - Plastic | 2022 | 1 | Installation date after lead ban | Yes | Visual inspection at the meter pit | 05/26/2024 00:00:00 |  | Non-Lead | No | No |  | Single Family Residence |  | No | No |  |  | Non-Lead |  | 32.771061 | -103.156848
7377 | 402 S JEFFERSON ST, HOBBS NM |  | No | No | Unknown - Unlikely Lead | Don't Know |  |  |  | No | Other |  | Will Inspect meter box at a later date | Unknown - Unlikely Lead |  |  |  | No | Other |  | Will Inspect meter box at a later date | Unknown | Don't Know | Don't Know |  | Building | Unknown | Unknown | No |  |  | Unknown |  | 32.697677 | -103.123624
6662 | 4804 W HARDTACK RD, HOBBS NM |  | No | No | Non-Lead - Plastic | No | 2015 | 3/4 | Field inspection only with no records | Yes | Visual inspection at the meter pit | 05/26/2024 00:00:00 |  | Non-Lead - Plastic | 2015 | 3/4 | Installation date after lead ban | Yes | Visual inspection at the meter pit | 05/26/2024 00:00:00 |  | Non-Lead | No | No |  | Single Family Residence |  | No | No |  |  | Non-Lead |  | 32.752106 | -103.197787
556 | 309 S AVENUE A, HOBBS NM |  | No | No | Unknown - Unlikely Lead | Don't Know |  |  |  | No | Other |  | Will Inspect meter box at a later date | Unknown - Unlikely Lead |  |  |  | No | Other |  | Will Inspect meter box at a later date | Unknown | Don't Know | Don't Know |  | Building | Unknown | Unknown | No |  |  | Unknown
8283 | 2726 N LOVINGTON HWY, HOBBS NM |  | No | No | Unknown - Unlikely Lead | Don't Know |  |  |  | No | Other |  | Will Inspect meter box at a later date | Unknown - Unlikely Lead |  |  |  | No | Other |  | Will Inspect meter box at a later date | Unknown | Don't Know | Don't Know |  | Building | Unknown | Unknown | No |  |  | Unknown |  | 32.7308915 | -103.1511069
7764 | 1401 W LEA ST, HOBBS NM |  | No | No | Unknown - Unlikely Lead | Don't Know |  |  |  | No | Other |  | Will Inspect meter box at a later date | Unknown - Unlikely Lead |  |  |  | No | Other |  | Will Inspect meter box at a later date | Unknown | Don't Know | Don't Know |  | Building | Unknown | Unknown | No |  |  | Unknown |  | 32.7091733 | -103.1523434
9756 | 4511 MAPLE ST, HOBBS NM |  | No | No | Unknown - Unlikely Lead | Don't Know |  |  |  | No | Other |  | Will Inspect meter box at a later date | Unknown - Unlikely Lead |  |  |  | No | Other |  | Will Inspect meter box at a later date | Unknown | Don't Know | Don't Know |  | Building | Unknown | Unknown | No |  |  | Unknown |  | 32.7507165 | -103.1692977
9584 | 14 MIGHTY ATOM CIRCLE, HOBBS NM |  | No | No | Non-Lead - Plastic | No | 2020 | 1 | Field inspection only with no records | Yes | Visual inspection at the meter pit | 06/03/2024 00:00:00 |  | Non-Lead - Plastic | 2020 | 1 | Field inspection only with no records | Yes | Visual inspection at the meter pit | 06/03/2024 00:00:00 |  | Non-Lead | No | No |  | Single Family Residence |  | No | No |  |  | Non-Lead |  | 32.74677 | -103.197616
5981 | 1316 N GULF ST, HOBBS NM |  | No | No | Unknown - Unlikely Lead | Don't Know |  |  |  | No | Other |  | Will Inspect meter box at a later date | Unknown - Unlikely Lead |  |  |  | No | Other |  | Will Inspect meter box at a later date | Unknown | Don't Know | Don't Know |  | Building | Unknown | Unknown | No |  |  | Unknown |  | 32.714053 | -103.1525834
7930 | 1210 N LLANO DR, HOBBS NM |  | No | No | Unknown - Unlikely Lead | Don't Know |  |  |  | No | Other |  | Will Inspect meter box at a later date | Unknown - Unlikely Lead |  |  |  | No | Other |  | Will Inspect meter box at a later date | Unknown | Don't Know | Don't Know |  | Building | Unknown | Unknown | No |  |  | Unknown |  | 32.7126533 | -103.1171186
9624 | 1200 W MACKENZIE DR, HOBBS NM |  | No | No | Unknown - Unlikely Lead | Don't Know |  |  |  | No | Other |  | Will Inspect meter box at a later date | Unknown - Unlikely Lead |  |  |  | No | Other |  | Will Inspect meter box at a later date | Unknown | Don't Know | Don't Know |  | Building | Unknown | Unknown | No |  |  | Unknown |  | 32.7135601 | -103.1503114
5597 | 121 E GREEN ACRES DR, HOBBS NM |  | No | No | Unknown - Unlikely Lead | Don't Know |  |  |  | No | Other |  | Will Inspect meter box at a later date | Unknown - Unlikely Lead |  |  |  | No | Other |  | Will Inspect meter box at a later date | Unknown | Don't Know | Don't Know |  | Building | Unknown | Unknown | No |  |  | Unknown
9468 | 712 W MILLEN DR, HOBBS NM |  | No | No | Unknown - Unlikely Lead | Don't Know |  |  |  | No | Other |  | Will Inspect meter box at a later date | Unknown - Unlikely Lead |  |  |  | No | Other |  | Will Inspect meter box at a later date | Unknown | Don't Know | Don't Know |  | Building | Unknown | Unknown | No |  |  | Unknown |  | 32.7552414 | -103.144093
7775 | 1420 W LEA ST, HOBBS NM |  | No | No | Unknown - Unlikely Lead | Don't Know |  |  |  | No | Other |  | Will Inspect meter box at a later date | Unknown - Unlikely Lead |  |  |  | No | Other |  | Will Inspect meter box at a later date | Unknown | Don't Know | Don't Know |  | Building | Unknown | Unknown | No |  |  | Unknown |  | 32.7095365 | -103.1529974
6729 | 1910 N HOMESTEAD DR, HOBBS NM |  | No | No | Non-Lead - Plastic | No | 2019 | 1 | Field inspection only with no records | Yes | Visual inspection at the meter pit | 09/02/2024 00:00:00 |  | Non-Lead - Plastic | 2019 | 1 | Installation date after lead ban | Yes | Visual inspection at the meter pit | 09/02/2024 00:00:00 |  | Non-Lead | No | No |  | Single Family Residence |  | No | No |  |  | Non-Lead |  | 32.721476 | -103.111685
8282 | 2720 N LOVINGTON HWY, HOBBS NM |  | No | No | Unknown - Unlikely Lead | Don't Know |  |  |  | No | Other |  | Will Inspect meter box at a later date | Unknown - Unlikely Lead |  |  |  | No | Other |  | Will Inspect meter box at a later date | Unknown | Don't Know | Don't Know |  | Building | Unknown | Unknown | No |  |  | Unknown |  | 32.7309051 | -103.1509854
4873 | 2303 N DESERT WILLOW LN, HOBBS NM |  | No | No | Non-Lead - Plastic | No | 2007 | 1 | Field inspection only with no records | Yes | Visual inspection at the meter pit | 06/03/2024 00:00:00 |  | Non-Lead - Plastic | 2007 | 1 | Field inspection only with no records | Yes | Visual inspection at the meter pit | 06/03/2024 00:00:00 |  | Non-Lead | No | No |  | Single Family Residence |  | No | No |  |  | Non-Lead
6745 | 2016 N HOMESTEAD DR, HOBBS NM |  | No | No | Non-Lead - Plastic | No | 2019 | 1 | Field inspection only with no records | Yes | Visual inspection at the meter pit | 09/02/2024 00:00:00 |  | Non-Lead - Plastic | 2019 | 1 | Installation date after lead ban | Yes | Visual inspection at the meter pit | 09/02/2024 00:00:00 |  | Non-Lead | No | No |  | Single Family Residence |  | No | No |  |  | Non-Lead |  | 32.7225826 | -103.1110765
4976 | 1720 EL CENTRO, HOBBS NM |  | No | No | Non-Lead - Plastic | No | 2015 | 1 | Field inspection only with no records | Yes | Visual inspection at the meter pit | 06/03/2024 00:00:00 |  | Non-Lead - Plastic | 2015 | 1 | Field inspection only with no records | Yes | Visual inspection at the meter pit | 06/03/2024 00:00:00 |  | Non-Lead | No | No |  | Single Family Residence |  | No | No |  |  | Non-Lead
9348 | 407 E MESA DR, HOBBS NM |  | No | No | Unknown - Unlikely Lead | Don't Know |  |  |  | No | Other |  | Will Inspect meter box at a later date | Unknown - Unlikely Lead |  |  |  | No | Other |  | Will Inspect meter box at a later date | Unknown | Don't Know | Don't Know |  | Building | Unknown | Unknown | No |  |  | Unknown |  | 32.7175309 | -103.1320293
5448 | 1833 N GRAYSON ST, HOBBS NM |  | No | No | Unknown - Unlikely Lead | Don't Know |  |  |  | No | Other |  | Will Inspect meter box at a later date | Unknown - Unlikely Lead |  |  |  | No | Other |  | Will Inspect meter box at a later date | Unknown | Don't Know | Don't Know |  | Building | Unknown | Unknown | No |  |  | Unknown
7453 | 2322 N JUNIPER LN, HOBBS NM |  | No | No | Non-Lead - Plastic | No | 2009 | 3/4 | Field inspection only with no records | Yes | Visual inspection at the meter pit | 07/23/2024 00:00:00 |  | Non-Lead - Plastic | 2009 | 3/4 | Field inspection only with no records | Yes | Visual inspection at the meter pit | 07/23/2024 00:00:00 |  | Non-Lead | No | No |  | Single Family Residence | Unknown | No | No |  |  | Non-Lead |  | 32.7268162 | -103.1113228
721 | 2200 N ADOBE DR, HOBBS NM |  | No | No | Unknown - Unlikely Lead | Don't Know |  |  |  | No | Other |  | Will Inspect meter box at a later date | Unknown - Unlikely Lead |  |  |  | No | Other |  | Will Inspect meter box at a later date | Unknown | Don't Know | Don't Know |  | Building | Unknown | Unknown | No |  |  | Unknown |  | 32.7243301 | -103.1397018
9596 | 809 W MACKENZIE DR, HOBBS NM |  | No | No | Unknown - Unlikely Lead | Don't Know |  |  |  | No | Other |  | Will Inspect meter box at a later date | Unknown - Unlikely Lead |  |  |  | No | Other |  | Will Inspect meter box at a later date | Unknown | Don't Know | Don't Know |  | Building | Unknown | Unknown | No |  |  | Unknown |  | 32.7131763 | -103.1455693
6014 | 1023 E GLORIETTA E 101, HOBBS NM |  | No | No | Non-Lead - Plastic | No | 2019 | 1 | Field inspection only with no records | Yes | Visual inspection at the meter pit | 05/26/2024 00:00:00 |  | Non-Lead - Plastic | 2019 | 1 | Installation date after lead ban | Yes | Visual inspection at the meter pit | 05/26/2024 00:00:00 |  | Non-Lead | No | No |  | Single Family Residence |  | No | No |  |  | Non-Lead |  | 32.7322508 | -103.1251818
6176 | 1501 N GRIMES ST, HOBBS NM |  | No | No | Unknown - Unlikely Lead | Don't Know |  |  |  | No | Other |  | Will Inspect meter box at a later date | Unknown - Unlikely Lead |  |  |  | No | Other |  | Will Inspect meter box at a later date | Unknown | Don't Know | Don't Know |  | Building | Unknown | Unknown | No |  |  | Unknown |  | 32.715511 | -103.14571
5790 | 2115 N GILA DR, HOBBS NM |  | No | No | Unknown - Unlikely Lead | Don't Know |  |  |  | No | Other |  | Will Inspect meter box at a later date | Unknown - Unlikely Lead |  |  |  | No | Other |  | Will Inspect meter box at a later date | Unknown | Don't Know | Don't Know |  | Building | Unknown | Unknown | No |  |  | Unknown
8597 | 1818 E MARLAND ST, HOBBS NM |  | No | No | Unknown - Unlikely Lead | Don't Know |  |  |  | No | Other |  | Will Inspect meter box at a later date | Unknown - Unlikely Lead |  |  |  | No | Other |  | Will Inspect meter box at a later date | Unknown | Don't Know | Don't Know |  | Building | Unknown | Unknown | No |  |  | Unknown |  | 32.6969105 | -103.1123099
9605 | 1012 W MACKENZIE DR, HOBBS NM |  | No | No | Unknown - Unlikely Lead | Don't Know |  |  |  | No | Other |  | Will Inspect meter box at a later date | Unknown - Unlikely Lead |  |  |  | No | Other |  | Will Inspect meter box at a later date | Unknown | Don't Know | Don't Know |  | Building | Unknown | Unknown | No |  |  | Unknown |  | 32.7135715 | -103.148301
6251 | 1943 N GRIMES ST, HOBBS NM |  | No | No | Unknown - Unlikely Lead | Don't Know |  |  |  | No | Other |  | Will Inspect meter box at a later date | Unknown - Unlikely Lead |  |  |  | No | Other |  | Will Inspect meter box at a later date | Unknown | Don't Know | Don't Know |  | Other | Unknown | Unknown | No |  |  | Unknown |  | 32.7215389 | -103.1452611
4959 | 1125 S EDWARDS ST, HOBBS NM |  | No | No | Unknown - Unlikely Lead | Don't Know |  |  |  | No | Other |  | Will Inspect meter box at a later date | Unknown - Unlikely Lead |  |  |  | No | Other |  | Will Inspect meter box at a later date | Unknown | Don't Know | Don't Know |  | Building | Unknown | Unknown | No |  |  | Unknown
9414 | 325 W MESA DR, HOBBS NM |  | No | No | Unknown - Unlikely Lead | Don't Know |  |  |  | No | Other |  | Will Inspect meter box at a later date | Unknown - Unlikely Lead |  |  |  | No | Other |  | Will Inspect meter box at a later date | Unknown | Don't Know | Don't Know |  | Building | Unknown | Unknown | No |  |  | Unknown |  | 32.716385 | -103.1388106
7412 | 411 S JEFFERSON ST, HOBBS NM |  | No | No | Unknown - Unlikely Lead | Don't Know |  |  |  | No | Other |  | Will Inspect meter box at a later date | Unknown - Unlikely Lead |  |  |  | No | Other |  | Will Inspect meter box at a later date | Unknown | Don't Know | Don't Know |  | Building | Unknown | Unknown | No |  |  | Unknown |  | 32.6973268 | -103.1242597
9671 | 2226 N MORA DR, HOBBS NM |  | No | No | Unknown - Unlikely Lead | Don't Know |  |  |  | No | Other |  | Will Inspect meter box at a later date | Unknown - Unlikely Lead |  |  |  | No | Other |  | Will Inspect meter box at a later date | Unknown | Don't Know | Don't Know |  | Building | Unknown | Unknown | No |  |  | Unknown |  | 32.7254721 | -103.1171934
7043 | 4701 N HOMESTRETCH RD, HOBBS NM |  | No | No | Non-Lead - Plastic | No | 2019 | 1 | Installation date after lead ban | Yes | Visual inspection at the meter pit | 09/30/2024 00:00:00 |  | Non-Lead - Plastic | 2019 | 1 | Installation date after lead ban | Yes | Visual inspection at the meter pit | 09/30/2024 00:00:00 |  | Non-Lead | No | No |  | Single Family Residence | Unknown | No | No |  |  | Non-Lead |  | 32.752602 | -103.2043489
7183 | 4800 W JACK GOMEZ BLVD, HOBBS NM |  | No | No | Unknown - Unlikely Lead | Don't Know |  |  |  | No | Other |  | Will Inspect meter box at a later date | Unknown - Unlikely Lead |  |  |  | No | Other |  | Will Inspect meter box at a later date | Unknown | Don't Know | Don't Know |  | Building | Unknown | Unknown | No |  |  | Unknown |  | 32.7776702 | -103.1974511
7988 | 809 E LINCOLN RD, HOBBS NM |  | No | No | Unknown - Unlikely Lead | Don't Know |  |  |  | No | Other |  | Will Inspect meter box at a later date | Unknown - Unlikely Lead |  |  |  | No | Other |  | Will Inspect meter box at a later date | Unknown | Don't Know | Don't Know |  | Building | Unknown | Unknown | No |  |  | Unknown |  | 32.7195755 | -103.1270359
5185 | 1934 N FOWLER ST, HOBBS NM |  | No | No | Unknown - Unlikely Lead | Don't Know |  |  |  | No | Other |  | Will Inspect meter box at a later date | Unknown - Unlikely Lead |  |  |  | No | Other |  | Will Inspect meter box at a later date | Unknown | Don't Know | Don't Know |  | Building | Unknown | Unknown | No |  |  | Unknown
7993 | 823 E LINCOLN RD, HOBBS NM |  | No | No | Unknown - Unlikely Lead | Don't Know |  |  |  | No | Other |  | Will Inspect meter box at a later date | Unknown - Unlikely Lead |  |  |  | No | Other |  | Will Inspect meter box at a later date | Unknown | Don't Know | Don't Know |  | Building | Unknown | Unknown | No |  |  | Unknown |  | 32.7195383 | -103.1266127
6587 | 1301 S HOUSTON ST, HOBBS NM |  | No | No | Unknown - Unlikely Lead | Don't Know |  |  |  | No | Other |  | Will Inspect meter box at a later date | Unknown - Unlikely Lead |  |  |  | No | Other |  | Will Inspect meter box at a later date | Unknown | Don't Know | Don't Know |  | Building | Unknown | Unknown | No |  |  | Unknown |  | 32.6857841 | -103.1314914
6858 | 419 W HUMBLE ST, HOBBS NM |  | No | No | Unknown - Unlikely Lead | Don't Know |  |  |  | No | Other |  | Will Inspect meter box at a later date | Unknown - Unlikely Lead |  |  |  | No | Other |  | Will Inspect meter box at a later date | Unknown | Don't Know | Don't Know |  | Building | Unknown | Unknown | No |  |  | Unknown |  | 32.6932232 | -103.1410055
845 | 1500 W BERRY DR, HOBBS NM |  | No | No | Unknown - Unlikely Lead | Don't Know |  |  |  | No | Other |  | Will Inspect meter box at a later date | Unknown - Unlikely Lead |  |  |  | No | Other |  | Will Inspect meter box at a later date | Unknown | Don't Know | Don't Know |  | Building | Unknown | Unknown | No |  |  | Unknown |  | 32.7151812 | -103.1541857
8555 | 1908 W MARLAND BLVD, HOBBS NM |  | No | No | Unknown - Unlikely Lead | Don't Know |  |  |  | No | Other |  | Will Inspect meter box at a later date | Unknown - Unlikely Lead |  |  |  | No | Other |  | Will Inspect meter box at a later date | Unknown | Don't Know | Don't Know |  | Building | Unknown | Unknown | No |  |  | Unknown |  | 32.6969477 | -103.1589382
5527 | 1219 E GREEN ACRES DR, HOBBS NM |  | No | No | Unknown - Unlikely Lead | Don't Know |  |  |  | No | Other |  | Will Inspect meter box at a later date | Unknown - Unlikely Lead |  |  |  | No | Other |  | Will Inspect meter box at a later date | Unknown | Don't Know | Don't Know |  | Building | Unknown | Unknown | No |  |  | Unknown
7193 | 512 E JEMEZ RD, HOBBS NM |  | No | No | Unknown - Unlikely Lead | Don't Know |  |  |  | No | Other |  | Will Inspect meter box at a later date | Unknown - Unlikely Lead |  |  |  | No | Other |  | Will Inspect meter box at a later date | Unknown | Don't Know | Don't Know |  | Building | Unknown | Unknown | No |  |  | Unknown |  | 35.867142 | -106.272952
5733 | 1501 N GILA DR, HOBBS NM |  | No | No | Unknown - Unlikely Lead | Don't Know |  |  |  | No | Other |  | Will Inspect meter box at a later date | Unknown - Unlikely Lead |  |  |  | No | Other |  | Will Inspect meter box at a later date | Unknown | Don't Know | Don't Know |  | Building | Unknown | Unknown | No |  |  | Unknown
9448 | 1118 MOSELY CIR, HOBBS NM |  | No | No | Unknown - Unlikely Lead | Don't Know |  |  |  | No | Other |  | Will Inspect meter box at a later date | Unknown - Unlikely Lead |  |  |  | No | Other |  | Will Inspect meter box at a later date | Unknown | Don't Know | Don't Know |  | Building | Unknown | Unknown | No |  |  | Unknown |  | 32.7163727 | -103.1224709
7717 | 609 E LEA ST, HOBBS NM |  | No | No | Unknown - Unlikely Lead | Don't Know |  |  |  | No | Other |  | Will Inspect meter box at a later date | Unknown - Unlikely Lead |  |  |  | No | Other |  | Will Inspect meter box at a later date | Unknown | Don't Know | Don't Know |  | Building | Unknown | Unknown | No |  |  | Unknown |  | 32.7089103 | -103.1294095
7748 | 313 W LEA ST, HOBBS NM |  | No | No | Non-Lead - Plastic | Don't Know |  | 1 | Field inspection only with no records | Yes | Visual inspection at the meter pit | 07/23/2024 00:00:00 |  | Galvanized | 1950 | 3/4 | Field inspection only with no records | Yes | Visual inspection at the meter pit | 07/23/2024 00:00:00 |  | Non-Lead | No | Don't Know |  | Single Family Residence |  | No | No |  |  | Non-Lead |  | 32.7089934 | -103.139622
9322 | 1124 W MESA VERDE, HOBBS NM |  | No | No | Unknown - Unlikely Lead | Don't Know |  |  |  | No | Other |  | Will Inspect meter box at a later date | Unknown - Unlikely Lead |  |  |  | No | Other |  | Will Inspect meter box at a later date | Unknown | Don't Know | Don't Know |  | Building | Unknown | Unknown | No |  |  | Unknown |  | 32.746694 | -103.148959
5659 | 830 W GOLD AVE, HOBBS NM |  | No | No | Unknown - Unlikely Lead | Don't Know |  |  |  | No | Other |  | Will Inspect meter box at a later date | Unknown - Unlikely Lead |  |  |  | No | Other |  | Will Inspect meter box at a later date | Unknown | Don't Know | Don't Know |  | Building | Unknown | Unknown | No |  |  | Unknown
988 | 715 E BAJA DR, HOBBS NM |  | No | No | Unknown - Unlikely Lead | Don't Know |  |  |  | No | Other |  | Will Inspect meter box at a later date | Unknown - Unlikely Lead |  |  |  | No | Other |  | Will Inspect meter box at a later date | Unknown | Don't Know | Don't Know |  | Building | Unknown | Unknown | No |  |  | Unknown |  | 32.7186538 | -103.1283987
8610 | 1112 E MARLAND ST, HOBBS NM |  | No | No | Unknown - Unlikely Lead | Don't Know |  |  |  | No | Other |  | Will Inspect meter box at a later date | Unknown - Unlikely Lead |  |  |  | No | Other |  | Will Inspect meter box at a later date | Unknown | Don't Know | Don't Know |  | Building | Unknown | Unknown | No |  |  | Unknown |  | 32.696711 | -103.122972
4864 | 2306 N DESERT WILLOW LN, HOBBS NM |  | No | No | Non-Lead - Plastic | No | 2007 | 1 | Field inspection only with no records | Yes | Visual inspection at the meter pit | 06/03/2024 00:00:00 |  | Non-Lead - Plastic | 2007 | 1 | Field inspection only with no records | Yes | Visual inspection at the meter pit | 06/03/2024 00:00:00 |  | Non-Lead | No | No |  | Single Family Residence |  | No | No |  |  | Non-Lead
7763 | 417 W LEA ST, HOBBS NM |  | No | No | Unknown - Unlikely Lead | Don't Know |  |  |  | No | Other |  | Will Inspect meter box at a later date | Unknown - Unlikely Lead |  |  |  | No | Other |  | Will Inspect meter box at a later date | Unknown | Don't Know | Don't Know |  | Building | Unknown | Unknown | No |  |  | Unknown |  | 32.7088043 | -103.1406587
9152 | 710 E MAIN ST, HOBBS NM |  | No | No | Unknown - Unlikely Lead | Don't Know |  |  |  | No | Other |  | Will Inspect meter box at a later date | Unknown - Unlikely Lead |  |  |  | No | Other |  | Will Inspect meter box at a later date | Unknown | Don't Know | Don't Know |  | Building | Unknown | Unknown | No |  |  | Unknown |  | 32.6926214 | -103.1282815
71 | 615 S 9TH ST, HOBBS NM |  | No | No | Unknown - Unlikely Lead | Don't Know |  |  |  | No | Other |  | Will Inspect meter box at a later date | Unknown - Unlikely Lead |  |  |  | No | Other |  | Will Inspect meter box at a later date | Unknown | Don't Know | Don't Know |  | Building | Unknown | Unknown | No |  |  | Unknown |  | 32.695086 | -103.1180025
6546 | 1700 N HOUSTON ST, HOBBS NM |  | No | No | Unknown - Unlikely Lead | Don't Know |  |  |  | No | Other |  | Will Inspect meter box at a later date | Unknown - Unlikely Lead |  |  |  | No | Other |  | Will Inspect meter box at a later date | Unknown | Don't Know | Don't Know |  | Building | Unknown | Unknown | No |  |  | Unknown |  | 32.7185938 | -103.1300684
6292 | 4301 N GRIMES ST SUITE 600, HOBBS NM |  | No | No | Non-Lead - Plastic | Don't Know |  | 1 | Field inspection only with no records | Yes | Visual inspection at the meter pit | 08/13/2024 00:00:00 |  | Non-Lead - Plastic | 2022 | 1 | Field inspection only with no records | Yes | Visual inspection at the meter pit | 08/13/2024 00:00:00 |  | Non-Lead | No | Don't Know |  | Building |  | No | No |  |  | Non-Lead |  | 32.7475429 | -103.1449547
908 | 209 S AVENUE B, HOBBS NM |  | No | No | Unknown - Unlikely Lead | Don't Know |  |  |  | No | Other |  | Will Inspect meter box at a later date | Unknown - Unlikely Lead |  |  |  | No | Other |  | Will Inspect meter box at a later date | Unknown | Don't Know | Don't Know |  | Building | Unknown | Unknown | No |  |  | Unknown |  | 32.6992997 | -103.1259584
7218 | 219 E JEMEZ RD, HOBBS NM |  | No | No | Unknown - Unlikely Lead | Don't Know |  |  |  | No | Other |  | Will Inspect meter box at a later date | Unknown - Unlikely Lead |  |  |  | No | Other |  | Will Inspect meter box at a later date | Unknown | Don't Know | Don't Know |  | Building | Unknown | Unknown | No |  |  | Unknown |  | 35.867142 | -106.272952
5214 | 907 N FOWLER ST, HOBBS NM |  | No | No | Unknown - Unlikely Lead | Don't Know |  |  |  | No | Other |  | Will Inspect meter box at a later date | Unknown - Unlikely Lead |  |  |  | No | Other |  | Will Inspect meter box at a later date | Unknown | Don't Know | Don't Know |  | Building | Unknown | Unknown | No |  |  | Unknown
7639 | 2320 N KINGSLEY DR, HOBBS NM |  | No | No | Unknown - Unlikely Lead | Don't Know |  |  |  | No | Other |  | Will Inspect meter box at a later date | Unknown - Unlikely Lead |  |  |  | No | Other |  | Will Inspect meter box at a later date | Unknown | Don't Know | Don't Know |  | Building | Unknown | Unknown | No |  |  | Unknown |  | 32.7267457 | -103.1413157
6666 | 4902 W HARDTACK RD, HOBBS NM |  | No | No | Non-Lead - Plastic | No | 2015 | 3/4 | Field inspection only with no records | Yes | Visual inspection at the meter pit | 05/26/2024 00:00:00 |  | Non-Lead - Plastic | 2015 | 3/4 | Installation date after lead ban | Yes | Visual inspection at the meter pit | 05/26/2024 00:00:00 |  | Non-Lead | No | No |  | Single Family Residence |  | No | No |  |  | Non-Lead |  | 32.752107 | -103.198811
8976 | 3017 W MIDWEST ST, HOBBS NM |  | No | No | Unknown - Unlikely Lead | Don't Know |  |  |  | No | Other |  | Will Inspect meter box at a later date | Unknown - Unlikely Lead |  |  |  | No | Other |  | Will Inspect meter box at a later date | Unknown | Don't Know | Don't Know |  | Building | Unknown | Unknown | No |  |  | Unknown |  | 32.6907738 | -103.1722563
8693 | 1000 N MARLAND BLVD #16, HOBBS NM |  | No | No | Non-Lead - Plastic | Don't Know | 2003 | 3/4 | Field inspection only with no records | Yes | Visual inspection at the meter pit | 08/26/2024 00:00:00 |  | Non-Lead - Plastic | 2003 | 3/4 | Field inspection only with no records | Yes | Visual inspection at the meter pit | 08/26/2024 00:00:00 |  | Non-Lead | No | Don't Know |  | Single Family Residence |  | No | No |  |  | Non-Lead
8609 | 1812 E MARLAND ST, HOBBS NM |  | No | No | Unknown - Unlikely Lead | Don't Know |  |  |  | No | Other |  | Will Inspect meter box at a later date | Unknown - Unlikely Lead |  |  |  | No | Other |  | Will Inspect meter box at a later date | Unknown | Don't Know | Don't Know |  | Building | Unknown | Unknown | No |  |  | Unknown |  | 32.6967616 | -103.1128792
8502 | 1909 W MARLAND BLVD, HOBBS NM |  | No | No | Unknown - Unlikely Lead | Don't Know |  |  |  | No | Other |  | Will Inspect meter box at a later date | Unknown - Unlikely Lead |  |  |  | No | Other |  | Will Inspect meter box at a later date | Unknown | Don't Know | Don't Know |  | Building | Unknown | Unknown | No |  |  | Unknown |  | 32.6958248 | -103.1600364
7668 | 6122 N LOBO CT, HOBBS NM |  | No | No | Unknown - Unlikely Lead | Don't Know |  |  |  | No | Other |  | Will Inspect meter box at a later date | Unknown - Unlikely Lead |  |  |  | No | Other |  | Will Inspect meter box at a later date | Unknown | Don't Know | Don't Know |  | Building | Unknown | Unknown | No |  |  | Unknown |  | 32.7704231 | -103.1798082
9129 | 2923 N MCKINLEY ST, HOBBS NM |  | No | No | Unknown - Unlikely Lead | Don't Know |  |  |  | No | Other |  | Will Inspect meter box at a later date | Unknown - Unlikely Lead |  |  |  | No | Other |  | Will Inspect meter box at a later date | Unknown | Don't Know | Don't Know |  | Building | Unknown | Unknown | No |  |  | Unknown |  | 32.7328192 | -103.1344002
5654 | 617 W GOLD AVE, HOBBS NM |  | No | No | Unknown - Unlikely Lead | Don't Know |  |  |  | No | Other |  | Will Inspect meter box at a later date | Unknown - Unlikely Lead |  |  |  | No | Other |  | Will Inspect meter box at a later date | Unknown | Don't Know | Don't Know |  | Building | Unknown | Unknown | No |  |  | Unknown
8086 | 6428 LILY POND RD, HOBBS NM |  | No | No | Non-Lead - Plastic | No | 2022 | 1 | Field inspection only with no records | Yes | Visual inspection at the meter pit | 07/23/2024 00:00:00 |  | Non-Lead - Plastic | 2022 | 1 | Field inspection only with no records | Yes | Visual inspection at the meter pit | 07/23/2024 00:00:00 |  | Non-Lead | No | No |  | Single Family Residence | Unknown | No | No |  |  | Non-Lead |  | 32.7728795 | -103.1563812
4999 | 225 N EASTERN AVE, HOBBS NM |  | No | No | Unknown - Unlikely Lead | Don't Know |  |  |  | No | Other |  | Will Inspect meter box at a later date | Unknown - Unlikely Lead |  |  |  | No | Other |  | Will Inspect meter box at a later date | Unknown | Don't Know | Don't Know |  | Building | Unknown | Unknown | No |  |  | Unknown
7038 | 4721 N HOMESTRETCH RD, HOBBS NM |  | No | No | Non-Lead - Plastic | No | 2019 | 1 | Installation date after lead ban | Yes | Visual inspection at the meter pit | 09/30/2024 00:00:00 |  | Non-Lead - Plastic | 2019 | 1 | Installation date after lead ban | Yes | Visual inspection at the meter pit | 09/30/2024 00:00:00 |  | Non-Lead | No | No |  | Single Family Residence | Unknown | No | No |  |  | Non-Lead |  | 32.753398 | -103.204384
4842 | 1202 DESERT SAGE, HOBBS NM |  | No | No | Non-Lead - Plastic | No | 2005 | 3/4 | Field inspection only with no records | Yes | Visual inspection at the meter pit | 04/17/2024 00:00:00 |  | Non-Lead - Copper | 2005 | 3/4 | Field inspection only with no records | Yes | Visual inspection at the meter pit | 04/17/2024 00:00:00 |  | Non-Lead | No | No | Not Applicable | Single Family Residence | Unknown | No | No |  |  | Non-Lead
7572 | 1010 W KIOWA AVE, HOBBS NM |  | No | No | Unknown - Unlikely Lead | Don't Know |  |  |  | No | Other |  | Will Inspect meter box at a later date | Unknown - Unlikely Lead |  |  |  | No | Other |  | Will Inspect meter box at a later date | Unknown | Don't Know | Don't Know |  | Building | Unknown | Unknown | No |  |  | Unknown |  | 32.7361882 | -103.1476851
8698 | 1000 N MARLAND BLVD #1, HOBBS NM |  | No | No | Non-Lead - Plastic | Don't Know | 2003 | 3/4 | Field inspection only with no records | Yes | Visual inspection at the meter pit | 08/26/2024 00:00:00 |  | Non-Lead - Plastic | 2003 | 3/4 | Field inspection only with no records | Yes | Visual inspection at the meter pit | 08/26/2024 00:00:00 |  | Non-Lead | No | Don't Know |  | Single Family Residence |  | No | No |  |  | Non-Lead
5883 | 518 E GYPSY ST, HOBBS NM |  | No | No | Unknown - Unlikely Lead | Don't Know |  |  |  | No | Other |  | Will Inspect meter box at a later date | Unknown - Unlikely Lead |  |  |  | No | Other |  | Will Inspect meter box at a later date | Unknown | Don't Know | Don't Know |  | Building | Unknown | Unknown | No |  |  | Unknown
7592 | 1202 W KIOWA AVE, HOBBS NM |  | No | No | Unknown - Unlikely Lead | Don't Know |  |  |  | No | Other |  | Will Inspect meter box at a later date | Unknown - Unlikely Lead |  |  |  | No | Other |  | Will Inspect meter box at a later date | Unknown | Don't Know | Don't Know |  | Building | Unknown | Unknown | No |  |  | Unknown |  | 32.7362593 | -103.149537
6966 | 1510 W HOOT OWL CT, HOBBS NM |  | No | No | Non-Lead - Plastic | No | 2021 | 1 | Installation date after lead ban | No | Other |  | GIS verfied because of being built after ban | Non-Lead - Plastic | 2021 | 1 | Installation date after lead ban | No | Other |  | Newer Construction, verified by GIS Mapping |  | No | No |  | Single Family Residence | Unknown | No | No |  |  | Non-Lead |  | 32.7714882 | -103.1548857
9238 | 1011 E MAIN ST, HOBBS NM |  | No | No | Unknown - Unlikely Lead | Don't Know |  |  |  | No | Other |  | Will Inspect meter box at a later date | Unknown - Unlikely Lead |  |  |  | No | Other |  | Will Inspect meter box at a later date | Unknown | Don't Know | Don't Know |  | Building | Unknown | Unknown | No |  |  | Unknown |  | 32.692327 | -103.124982
6579 | 306 S HOUSTON ST, HOBBS NM |  | No | No | Unknown - Unlikely Lead | Don't Know |  |  |  | No | Other |  | Will Inspect meter box at a later date | Unknown - Unlikely Lead |  |  |  | No | Other |  | Will Inspect meter box at a later date | Unknown | Don't Know | Don't Know |  | Building | Unknown | Unknown | No |  |  | Unknown |  | 32.6983418 | -103.1310091
6202 | 1606 N GRIMES ST, HOBBS NM |  | No | No | Unknown - Unlikely Lead | Don't Know |  |  |  | No | Other |  | Will Inspect meter box at a later date | Unknown - Unlikely Lead |  |  |  | No | Other |  | Will Inspect meter box at a later date | Unknown | Don't Know | Don't Know |  | Building | Unknown | Unknown | No |  |  | Unknown |  | 32.7171549 | -103.1444576
7452 | 2323 N JUNIPER LN, HOBBS NM |  | No | No | Non-Lead - Plastic | No | 2009 | 3/4 | Field inspection only with no records | Yes | Visual inspection at the meter pit | 07/23/2024 00:00:00 |  | Non-Lead - Plastic | 2009 | 3/4 | Field inspection only with no records | Yes | Visual inspection at the meter pit | 07/23/2024 00:00:00 |  | Non-Lead | No | No |  | Single Family Residence | Unknown | No | No |  |  | Non-Lead |  | 32.7268107 | -103.1116933
9179 | 1413 E MAIN ST, HOBBS NM |  | No | No | Unknown - Unlikely Lead | Don't Know |  |  |  | No | Other |  | Will Inspect meter box at a later date | Unknown - Unlikely Lead |  |  |  | No | Other |  | Will Inspect meter box at a later date | Unknown | Don't Know | Don't Know |  | Building | Unknown | Unknown | No |  |  | Unknown |  | 32.6920007 | -103.1192401
9710 | 1005 E MICHIGAN DR #3, HOBBS NM |  | No | No | Unknown - Unlikely Lead | Don't Know |  |  |  | No | Other |  | Will Inspect meter box at a later date | Unknown - Unlikely Lead |  |  |  | No | Other |  | Will Inspect meter box at a later date | Unknown | Don't Know | Don't Know |  | Building | Unknown | Unknown | No |  |  | Unknown
6268 | 1717 N GRIMES ST, HOBBS NM |  | No | No | Unknown - Unlikely Lead | Don't Know |  |  |  | No | Other |  | Will Inspect meter box at a later date | Unknown - Unlikely Lead |  |  |  | No | Other |  | Will Inspect meter box at a later date | Unknown | Don't Know | Don't Know |  | Building | Unknown | Unknown | No |  |  | Unknown |  | 32.718813 | -103.145512
9355 | 624 E MESA DR, HOBBS NM |  | No | No | Unknown - Unlikely Lead | Don't Know |  |  |  | No | Other |  | Will Inspect meter box at a later date | Unknown - Unlikely Lead |  |  |  | No | Other |  | Will Inspect meter box at a later date | Unknown | Don't Know | Don't Know |  | Building | Unknown | Unknown | No |  |  | Unknown |  | 32.7182328 | -103.1293089
7681 | 601 E LEA ST, HOBBS NM |  | No | No | Unknown - Unlikely Lead | Don't Know |  |  |  | No | Other |  | Will Inspect meter box at a later date | Unknown - Unlikely Lead |  |  |  | No | Other |  | Will Inspect meter box at a later date | Unknown | Don't Know | Don't Know |  | Building | Unknown | Unknown | No |  |  | Unknown |  | 32.7089228 | -103.1298008
5840 | 200 W GYPSY ST, HOBBS NM |  | No | No | Unknown - Unlikely Lead | Don't Know |  |  |  | No | Other |  | Will Inspect meter box at a later date | Unknown - Unlikely Lead |  |  |  | No | Other |  | Will Inspect meter box at a later date | Unknown | Don't Know | Don't Know |  | Building | Unknown | Unknown | No |  |  | Unknown
8507 | 115 W MARLAND ST, HOBBS NM |  | No | No | Unknown - Unlikely Lead | Don't Know |  |  |  | No | Other |  | Will Inspect meter box at a later date | Unknown - Unlikely Lead |  |  |  | No | Other |  | Will Inspect meter box at a later date | Unknown | Don't Know | Don't Know |  | Building | Unknown | Unknown | No |  |  | Unknown |  | 32.6962767 | -103.1369314
6047 | 1023 E GLORIETTA G 101, HOBBS NM |  | No | No | Non-Lead - Plastic | No | 2019 | 1 | Field inspection only with no records | No | Visual inspection at the meter pit | 05/26/2024 00:00:00 |  | Non-Lead - Plastic | 2019 | 1 | Installation date after lead ban | Yes | Visual inspection at the meter pit | 05/26/2024 00:00:00 |  | Non-Lead | No | No |  | Single Family Residence |  | No | No |  |  | Non-Lead |  | 32.7322508 | -103.1251818
8153 | 1119 S LEECH ST, HOBBS NM |  | No | No | Unknown - Unlikely Lead | Don't Know |  |  |  | No | Other |  | Will Inspect meter box at a later date | Unknown - Unlikely Lead |  |  |  | No | Other |  | Will Inspect meter box at a later date | Unknown | Don't Know | Don't Know |  | Building | Unknown | Unknown | No |  |  | Unknown |  | 32.6896082 | -103.1431888
6989 | 4311 HERMOSA ST, HOBBS NM |  | No | No | Unknown - Unlikely Lead | Don't Know |  |  |  | No | Other |  | Will Inspect meter box at a later date | Unknown - Unlikely Lead |  |  |  | No | Other |  | Will Inspect meter box at a later date | Unknown | Don't Know | Don't Know |  | Building | Unknown | Unknown | No |  |  | Unknown |  | 32.74786 | -103.1470799
5236 | 2319 N FOWLER ST, HOBBS NM |  | No | No | Unknown - Unlikely Lead | Don't Know |  |  |  | No | Other |  | Will Inspect meter box at a later date | Unknown - Unlikely Lead |  |  |  | No | Other |  | Will Inspect meter box at a later date | Unknown | Don't Know | Don't Know |  | Building | Unknown | Unknown | No |  |  | Unknown
5280 | 2912 N FLAMINGO DR, HOBBS NM |  | No | No | Unknown - Unlikely Lead | Don't Know |  |  |  | No | Other |  | Will Inspect meter box at a later date | Unknown - Unlikely Lead |  |  |  | No | Other |  | Will Inspect meter box at a later date | Unknown | Don't Know | Don't Know |  | Building | Unknown | Unknown | No |  |  | Unknown
6928 | 2039 E HERITAGE LN, HOBBS NM |  | No | No | Non-Lead - Copper | No | 2007 | 3/4 | Field inspection only with no records | Yes | Visual inspection at the meter pit | 05/26/2024 00:00:00 |  | Non-Lead - Copper | 2007 | 3/4 | Installation date after lead ban | No | Visual inspection at the meter pit | 05/26/2024 00:00:00 |  | Non-Lead | No | No |  | Single Family Residence |  | No | No |  |  | Non-Lead |  | 32.7276017 | -103.1118386
7139 | 1510 W JOE HARVEY BLVD, HOBBS NM |  | No | No | Unknown - Unlikely Lead | Don't Know |  |  |  | No | Other |  | Will Inspect meter box at a later date | Unknown - Unlikely Lead |  |  |  | No | Other |  | Will Inspect meter box at a later date | Unknown | Don't Know | Don't Know |  | Building | Unknown | Unknown | No |  |  | Unknown |  | 32.741862 | -103.154328
5270 | 2921 N FLAMINGO DR, HOBBS NM |  | No | No | Unknown - Unlikely Lead | Don't Know |  |  |  | No | Other |  | Will Inspect meter box at a later date | Unknown - Unlikely Lead |  |  |  | No | Other |  | Will Inspect meter box at a later date | Unknown | Don't Know | Don't Know |  | Building | Unknown | Unknown | No |  |  | Unknown
8525 | 3015 W MARLAND ST, HOBBS NM |  | No | No | Unknown - Unlikely Lead | Don't Know |  |  |  | No | Other |  | Will Inspect meter box at a later date | Unknown - Unlikely Lead |  |  |  | No | Other |  | Will Inspect meter box at a later date | Unknown | Don't Know | Don't Know |  | Building | Unknown | Unknown | No |  |  | Unknown |  | 32.6960579 | -103.1745405
9603 | 1205 W MACKENZIE DR, HOBBS NM |  | No | No | Unknown - Unlikely Lead | Don't Know |  |  |  | No | Other |  | Will Inspect meter box at a later date | Unknown - Unlikely Lead |  |  |  | No | Other |  | Will Inspect meter box at a later date | Unknown | Don't Know | Don't Know |  | Building | Unknown | Unknown | No |  |  | Unknown |  | 32.713185 | -103.1505494
8358 | 5012 N LOVINGTON HWY, HOBBS NM |  | No | No | Unknown - Unlikely Lead | Don't Know |  |  |  | No | Other |  | Will Inspect meter box at a later date | Unknown - Unlikely Lead |  |  |  | No | Other |  | Will Inspect meter box at a later date | Unknown | Don't Know | Don't Know |  | Building | Unknown | Unknown | No |  |  | Unknown |  | 32.7563941 | -103.1762077
8183 | 6010 N LA MESA ST, HOBBS NM |  | No | No | Non-Lead - Plastic | No | Unknow | 1 | Field inspection only with no records | Yes | Visual inspection at the meter pit | 08/13/2024 00:00:00 |  | Non-Lead - Copper | 1982 | 3/4 | Field inspection only with no records | Yes | Visual inspection at the meter pit | 08/13/2024 00:00:00 |  | Non-Lead | No | No |  | Single Family Residence |  | No | No |  |  | Non-Lead |  | 32.7685374 | -103.1815405
7589 | 1019 W KIOWA AVE, HOBBS NM |  | No | No | Unknown - Unlikely Lead | Don't Know |  |  |  | No | Other |  | Will Inspect meter box at a later date | Unknown - Unlikely Lead |  |  |  | No | Other |  | Will Inspect meter box at a later date | Unknown | Don't Know | Don't Know |  | Building | Unknown | Unknown | No |  |  | Unknown |  | 32.7357542 | -103.1479752
509 | 4135-C N APODACA ST, HOBBS NM |  | No | No | Unknown - Unlikely Lead | Don't Know |  |  |  | No | Other |  | Will Inspect meter box at a later date | Unknown - Unlikely Lead |  |  |  | No | Other |  | Will Inspect meter box at a later date | Unknown | Don't Know | Don't Know |  | Building | Unknown | Unknown | No |  |  | Unknown
7828 | 1414 E LLANO DR, HOBBS NM |  | No | No | Unknown - Unlikely Lead | Don't Know |  |  |  | No | Other |  | Will Inspect meter box at a later date | Unknown - Unlikely Lead |  |  |  | No | Other |  | Will Inspect meter box at a later date | Unknown | Don't Know | Don't Know |  | Building | Unknown | Unknown | No |  |  | Unknown |  | 32.7145777 | -103.1189498
9218 | 1707 1/2 E MAIN ST, HOBBS NM |  | No | No | Unknown - Unlikely Lead | Don't Know |  |  |  | No | Other |  | Will Inspect meter box at a later date | Unknown - Unlikely Lead |  |  |  | No | Other |  | Will Inspect meter box at a later date | Unknown | Don't Know | Don't Know |  | Building | Unknown | Unknown | No |  |  | Unknown
6611 | 1707 S HOUSTON ST, HOBBS NM |  | No | No | Unknown - Unlikely Lead | Don't Know |  |  |  | No | Other |  | Will Inspect meter box at a later date | Unknown - Unlikely Lead |  |  |  | No | Other |  | Will Inspect meter box at a later date | Unknown | Don't Know | Don't Know |  | Building | Unknown | Unknown | No |  |  | Unknown |  | 32.6832468 | -103.1316013
5692 | 837 E GOLD AVE, HOBBS NM |  | No | No | Unknown - Unlikely Lead | Don't Know |  |  |  | No | Other |  | Will Inspect meter box at a later date | Unknown - Unlikely Lead |  |  |  | No | Other |  | Will Inspect meter box at a later date | Unknown | Don't Know | Don't Know |  | Building | Unknown | Unknown | No |  |  | Unknown
6743 | 2036 N HOMESTEAD DR, HOBBS NM |  | No | No | Non-Lead - Plastic | No | 2019 | 1 | Field inspection only with no records | Yes | Visual inspection at the meter pit | 09/02/2024 00:00:00 |  | Non-Lead - Plastic | 2019 | 1 | Installation date after lead ban | Yes | Visual inspection at the meter pit | 09/02/2024 00:00:00 |  | Non-Lead | No | No |  | Single Family Residence |  | No | No |  |  | Non-Lead |  | 32.7232098 | -103.1107652
7238 | 1211 E JEMEZ DR, HOBBS NM |  | No | No | Unknown - Unlikely Lead | Don't Know |  |  |  | No | Other |  | Will Inspect meter box at a later date | Unknown - Unlikely Lead |  |  |  | No | Other |  | Will Inspect meter box at a later date | Unknown | Don't Know | Don't Know |  | Building | Unknown | Unknown | No |  |  | Unknown |  | 32.721437 | -103.1217053
5725 | 1120 N GILA DR, HOBBS NM |  | No | No | Unknown - Unlikely Lead | Don't Know |  |  |  | No | Other |  | Will Inspect meter box at a later date | Unknown - Unlikely Lead |  |  |  | No | Other |  | Will Inspect meter box at a later date | Unknown | Don't Know | Don't Know |  | Building | Unknown | Unknown | No |  |  | Unknown
6404 | 4620 N GREENWAY DR, HOBBS NM |  | No | No | Unknown - Unlikely Lead | Don't Know |  |  |  | No | Other |  | Will Inspect meter box at a later date | Unknown - Unlikely Lead |  |  |  | No | Other |  | Will Inspect meter box at a later date | Unknown | Don't Know | Don't Know |  | Building | Unknown | Unknown | No |  |  | Unknown |  | 34.7982401 | -92.2459504
9089 | 1927 N MCKINLEY ST, HOBBS NM |  | No | No | Unknown - Unlikely Lead | Don't Know |  |  |  | No | Other |  | Will Inspect meter box at a later date | Unknown - Unlikely Lead |  |  |  | No | Other |  | Will Inspect meter box at a later date | Unknown | Don't Know | Don't Know |  | Building | Unknown | Unknown | No |  |  | Unknown |  | 32.7215449 | -103.1353402
8703 | 1000 N MARLAND BLVD #4, HOBBS NM |  | No | No | Non-Lead - Plastic | Don't Know | 2003 | 3/4 | Field inspection only with no records | Yes | Visual inspection at the meter pit | 08/26/2024 00:00:00 |  | Non-Lead - Plastic | 2003 | 3/4 | Field inspection only with no records | Yes | Visual inspection at the meter pit | 08/26/2024 00:00:00 |  | Non-Lead | No | Don't Know |  | Single Family Residence |  | No | No |  |  | Non-Lead
81 | 18 ACOMA CT, HOBBS NM |  | No | No | Unknown - Unlikely Lead | Don't Know |  |  |  | No | Other |  | Will Inspect meter box at a later date | Unknown - Unlikely Lead |  |  |  | No | Other |  | Will Inspect meter box at a later date | Unknown | Don't Know | Don't Know |  | Building | Unknown | Unknown | No |  |  | Unknown |  | 32.7364682 | -103.1389361
5741 | 1810 N GILA DR, HOBBS NM |  | No | No | Unknown - Unlikely Lead | Don't Know |  |  |  | No | Other |  | Will Inspect meter box at a later date | Unknown - Unlikely Lead |  |  |  | No | Other |  | Will Inspect meter box at a later date | Unknown | Don't Know | Don't Know |  | Building | Unknown | Unknown | No |  |  | Unknown
852 | 1004 W BERRY DR, HOBBS NM |  | No | No | Unknown - Unlikely Lead | Don't Know |  |  |  | No | Other |  | Will Inspect meter box at a later date | Unknown - Unlikely Lead |  |  |  | No | Other |  | Will Inspect meter box at a later date | Unknown | Don't Know | Don't Know |  | Building | Unknown | Unknown | No |  |  | Unknown |  | 32.714303 | -103.1478999
7742 | 116 1/2 W LEA ST, HOBBS NM |  | No | No | Unknown - Unlikely Lead | Don't Know |  |  |  | No | Other |  | Will Inspect meter box at a later date | Unknown - Unlikely Lead |  |  |  | No | Other |  | Will Inspect meter box at a later date | Unknown | Don't Know | Don't Know |  | Building | Unknown | Unknown | No |  |  | Unknown
7260 | 1204 N JEFFERSON ST, HOBBS NM |  | No | No | Unknown - Unlikely Lead | Don't Know |  |  |  | No | Other |  | Will Inspect meter box at a later date | Unknown - Unlikely Lead |  |  |  | No | Other |  | Will Inspect meter box at a later date | Unknown | Don't Know | Don't Know |  | Building | Unknown | Unknown | No |  |  | Unknown |  | 32.7130052 | -103.1229795
5913 | 6114 N GREYHOUND PL, HOBBS NM |  | No | No | Unknown - Unlikely Lead | Don't Know |  |  |  | No | Other |  | Will Inspect meter box at a later date | Unknown - Unlikely Lead |  |  |  | No | Other |  | Will Inspect meter box at a later date | Unknown | Don't Know | Don't Know |  | Building | Unknown | Unknown | No |  |  | Unknown
7972 | 810 E LINCOLN RD, HOBBS NM |  | No | No | Unknown - Unlikely Lead | Don't Know |  |  |  | No | Other |  | Will Inspect meter box at a later date | Unknown - Unlikely Lead |  |  |  | No | Other |  | Will Inspect meter box at a later date | Unknown | Don't Know | Don't Know |  | Building | Unknown | Unknown | No |  |  | Unknown |  | 32.7199877 | -103.1262922
534 | 302 N AVENUE A, HOBBS NM |  | No | No | Unknown - Unlikely Lead | Don't Know |  |  |  | No | Other |  | Will Inspect meter box at a later date | Unknown - Unlikely Lead |  |  |  | No | Other |  | Will Inspect meter box at a later date | Unknown | Don't Know | Don't Know |  | Building | Unknown | Unknown | No |  |  | Unknown
5159 | 2000 N FOWLER ST, HOBBS NM |  | No | No | Unknown - Unlikely Lead | Don't Know |  |  |  | No | Other |  | Will Inspect meter box at a later date | Unknown - Unlikely Lead |  |  |  | No | Other |  | Will Inspect meter box at a later date | Unknown | Don't Know | Don't Know |  | Building | Unknown | Unknown | No |  |  | Unknown
7881 | 1409 E LLANO DR, HOBBS NM |  | No | No | Unknown - Unlikely Lead | Don't Know |  |  |  | No | Other |  | Will Inspect meter box at a later date | Unknown - Unlikely Lead |  |  |  | No | Other |  | Will Inspect meter box at a later date | Unknown | Don't Know | Don't Know |  | Building | Unknown | Unknown | No |  |  | Unknown |  | 32.7140323 | -103.1191631
5740 | 1806 N GILA DR, HOBBS NM |  | No | No | Unknown - Unlikely Lead | Don't Know |  |  |  | No | Other |  | Will Inspect meter box at a later date | Unknown - Unlikely Lead |  |  |  | No | Other |  | Will Inspect meter box at a later date | Unknown | Don't Know | Don't Know |  | Building | Unknown | Unknown | No |  |  | Unknown
9162 | 1114 E MAIN ST, HOBBS NM |  | No | No | Unknown - Unlikely Lead | Don't Know |  |  |  | No | Other |  | Will Inspect meter box at a later date | Unknown - Unlikely Lead |  |  |  | No | Other |  | Will Inspect meter box at a later date | Unknown | Don't Know | Don't Know |  | Building | Unknown | Unknown | No |  |  | Unknown |  | 32.6926252 | -103.1231861
6788 | 609 E HUMBLE ST, HOBBS NM |  | No | No | Unknown - Unlikely Lead | Don't Know |  |  |  | No | Other |  | Will Inspect meter box at a later date | Unknown - Unlikely Lead |  |  |  | No | Other |  | Will Inspect meter box at a later date | Unknown | Don't Know | Don't Know |  | Building | Unknown | Unknown | No |  |  | Unknown |  | 32.6932181 | -103.1296033
7046 | 4629 N HOMESTRETCH RD, HOBBS NM |  | No | No | Non-Lead - Plastic | No | 2019 | 1 | Installation date after lead ban | Yes | Visual inspection at the meter pit | 09/30/2024 00:00:00 |  | Non-Lead - Plastic | 2019 | 1 | Installation date after lead ban | Yes | Visual inspection at the meter pit | 09/30/2024 00:00:00 |  | Non-Lead | No | No |  | Single Family Residence | Unknown | No | No |  |  | Non-Lead |  | 32.752301 | -103.20435
7145 | 1710-E W JOE HARVEY BLVD, HOBBS NM |  | No | No | Unknown - Unlikely Lead | Don't Know |  |  |  | No | Other |  | Will Inspect meter box at a later date | Unknown - Unlikely Lead |  |  |  | No | Other |  | Will Inspect meter box at a later date | Unknown | Don't Know | Don't Know |  | Building | Unknown | Unknown | No |  |  | Unknown
5278 | 2916 N FLAMINGO DR, HOBBS NM |  | No | No | Unknown - Unlikely Lead | Don't Know |  |  |  | No | Other |  | Will Inspect meter box at a later date | Unknown - Unlikely Lead |  |  |  | No | Other |  | Will Inspect meter box at a later date | Unknown | Don't Know | Don't Know |  | Building | Unknown | Unknown | No |  |  | Unknown
8263 | 5012 W LONGTAIL RD, HOBBS NM |  | No | No | Non-Lead - Plastic | No | 2020 | 1 | Field inspection only with no records | Yes | Visual inspection at the meter pit | 09/30/2024 00:00:00 |  | Non-Lead - Plastic | 2020 | 3/4 | Field inspection only with no records | Yes | Visual inspection at the meter pit | 09/30/2024 00:00:00 |  | Non-Lead | No | No |  | Single Family Residence | Unknown | No | No |  |  | Non-Lead |  | 32.7507185 | -103.2003901
8896 | 317 E MIDWEST ST, HOBBS NM |  | No | No | Unknown - Unlikely Lead | Don't Know |  |  |  | No | Other |  | Will Inspect meter box at a later date | Unknown - Unlikely Lead |  |  |  | No | Other |  | Will Inspect meter box at a later date | Unknown | Don't Know | Don't Know |  | Building | Unknown | Unknown | No |  |  | Unknown |  | 32.690954 | -103.1331613
6573 | 2400 N HOUSTON ST, HOBBS NM |  | No | No | Unknown - Unlikely Lead | Don't Know |  |  |  | No | Other |  | Will Inspect meter box at a later date | Unknown - Unlikely Lead |  |  |  | No | Other |  | Will Inspect meter box at a later date | Unknown | Don't Know | Don't Know |  | Building | Unknown | Unknown | No |  |  | Unknown |  | 32.727369 | -103.1325451
6470 | 1718 E HIGHLAND DR, HOBBS NM |  | No | No | Unknown - Unlikely Lead | Don't Know |  |  |  | No | Other |  | Will Inspect meter box at a later date | Unknown - Unlikely Lead |  |  |  | No | Other |  | Will Inspect meter box at a later date | Unknown | Don't Know | Don't Know |  | Building | Unknown | Unknown | No |  |  | Unknown |  | 32.7297139 | -103.1162321
496 | 4201-B N APODACA ST, HOBBS NM |  | No | No | Unknown - Unlikely Lead | Don't Know |  |  |  | No | Other |  | Will Inspect meter box at a later date | Unknown - Unlikely Lead |  |  |  | No | Other |  | Will Inspect meter box at a later date | Unknown | Don't Know | Don't Know |  | Building | Unknown | Unknown | No |  |  | Unknown
943 | 115 N AVENUE B, HOBBS NM |  | No | No | Unknown - Unlikely Lead | Don't Know |  |  |  | No | Other |  | Will Inspect meter box at a later date | Unknown - Unlikely Lead |  |  |  | No | Other |  | Will Inspect meter box at a later date | Unknown | Don't Know | Don't Know |  | Building | Unknown | Unknown | No |  |  | Unknown |  | 32.701577 | -103.126031
5641 | 605 W GOLD AVE, HOBBS NM |  | No | No | Unknown - Unlikely Lead | Don't Know |  |  |  | No | Other |  | Will Inspect meter box at a later date | Unknown - Unlikely Lead |  |  |  | No | Other |  | Will Inspect meter box at a later date | Unknown | Don't Know | Don't Know |  | Building | Unknown | Unknown | No |  |  | Unknown
9564 | 4831 W MIGHTY ATOM RD, HOBBS NM |  | No | No | Non-Lead - Plastic | No | 2020 | 1 | Field inspection only with no records | Yes | Visual inspection at the meter pit | 06/03/2024 00:00:00 |  | Non-Lead - Plastic | 2020 | 1 | Field inspection only with no records | Yes | Visual inspection at the meter pit | 06/03/2024 00:00:00 |  | Non-Lead | No | No |  | Single Family Residence |  | No | No |  |  | Non-Lead |  | 32.747292 | -103.198913
570 | 120 S AVENUE A, HOBBS NM |  | No | No | Unknown - Unlikely Lead | Don't Know |  |  |  | No | Other |  | Will Inspect meter box at a later date | Unknown - Unlikely Lead |  |  |  | No | Other |  | Will Inspect meter box at a later date | Unknown | Don't Know | Don't Know |  | Building | Unknown | Unknown | No |  |  | Unknown
6629 | 517 S HOUSTON ST, HOBBS NM |  | No | No | Unknown - Unlikely Lead | Don't Know |  |  |  | No | Other |  | Will Inspect meter box at a later date | Unknown - Unlikely Lead |  |  |  | No | Other |  | Will Inspect meter box at a later date | Unknown | Don't Know | Don't Know |  | Building | Unknown | Unknown | No |  |  | Unknown |  | 32.6958359 | -103.1315504
8965 | 115 W MIDWEST ST, HOBBS NM |  | No | No | Unknown - Unlikely Lead | Don't Know |  |  |  | No | Other |  | Will Inspect meter box at a later date | Unknown - Unlikely Lead |  |  |  | No | Other |  | Will Inspect meter box at a later date | Unknown | Don't Know | Don't Know |  | Building | Unknown | Unknown | No |  |  | Unknown |  | 32.6910825 | -103.1369758
6301 | 4401 N GRIMES ST SUITE 100, HOBBS NM |  | No | No | Non-Lead - Plastic | Don't Know |  | 1 | Field inspection only with no records | Yes | Visual inspection at the meter pit | 08/13/2024 00:00:00 |  | Non-Lead - Plastic | 2022 | 1 | Field inspection only with no records | Yes | Visual inspection at the meter pit | 08/13/2024 00:00:00 |  | Non-Lead | No | Don't Know |  | Building |  | No | No |  |  | Non-Lead |  | 32.7493134 | -103.144956
7975 | 1200 E LINCOLN RD, HOBBS NM |  | No | No | Unknown - Unlikely Lead | Don't Know |  |  |  | No | Other |  | Will Inspect meter box at a later date | Unknown - Unlikely Lead |  |  |  | No | Other |  | Will Inspect meter box at a later date | Unknown | Don't Know | Don't Know |  | Building | Unknown | Unknown | No |  |  | Unknown |  | 32.7200125 | -103.1219703
8916 | 321 E MIDWEST ST, HOBBS NM |  | No | No | Unknown - Unlikely Lead | Don't Know |  |  |  | No | Other |  | Will Inspect meter box at a later date | Unknown - Unlikely Lead |  |  |  | No | Other |  | Will Inspect meter box at a later date | Unknown | Don't Know | Don't Know |  | Building | Unknown | Unknown | No |  |  | Unknown |  | 32.6910266 | -103.1328558
6255 | 3421 N GRIMES ST- SUITE 100, HOBBS NM |  | No | No | Non-Lead - Plastic | Don't Know |  | 1 | Field inspection only with no records | Yes | Visual inspection at the meter pit | 08/13/2024 00:00:00 |  | Non-Lead - Plastic | 2022 | 1 | Field inspection only with no records | Yes | Visual inspection at the meter pit | 08/13/2024 00:00:00 |  | Non-Lead | No | Don't Know |  | Building |  | No | No |  |  | Non-Lead
8462 | 2914 W MARLAND, HOBBS NM |  | No | No | Unknown - Unlikely Lead | Don't Know |  |  |  | No | Other |  | Will Inspect meter box at a later date | Unknown - Unlikely Lead |  |  |  | No | Other |  | Will Inspect meter box at a later date | Unknown | Don't Know | Don't Know |  | Building | Unknown | Unknown | No |  |  | Unknown |  | 32.6971364 | -103.1747772
7246 | 1200 E JEMEZ DR, HOBBS NM |  | No | No | Unknown - Unlikely Lead | Don't Know |  |  |  | No | Other |  | Will Inspect meter box at a later date | Unknown - Unlikely Lead |  |  |  | No | Other |  | Will Inspect meter box at a later date | Unknown | Don't Know | Don't Know |  | Building | Unknown | Unknown | No |  |  | Unknown |  | 32.7218542 | -103.1220055
9404 | 119 W MESA DR, HOBBS NM |  | No | No | Unknown - Unlikely Lead | Don't Know |  |  |  | No | Other |  | Will Inspect meter box at a later date | Unknown - Unlikely Lead |  |  |  | No | Other |  | Will Inspect meter box at a later date | Unknown | Don't Know | Don't Know |  | Building | Unknown | Unknown | No |  |  | Unknown |  | 32.7170739 | -103.1366159
6446 | 1507 E HIGHLAND DR, HOBBS NM |  | No | No | Unknown - Unlikely Lead | Don't Know |  |  |  | No | Other |  | Will Inspect meter box at a later date | Unknown - Unlikely Lead |  |  |  | No | Other |  | Will Inspect meter box at a later date | Unknown | Don't Know | Don't Know |  | Building | Unknown | Unknown | No |  |  | Unknown |  | 32.7286835 | -103.118627
874 | 1309 W BERRY DR, HOBBS NM |  | No | No | Unknown - Unlikely Lead | Don't Know |  |  |  | No | Other |  | Will Inspect meter box at a later date | Unknown - Unlikely Lead |  |  |  | No | Other |  | Will Inspect meter box at a later date | Unknown | Don't Know | Don't Know |  | Building | Unknown | Unknown | No |  |  | Unknown |  | 32.7144523 | -103.1520857
8431 | 410 W MESQUITE DR, HOBBS NM |  | No | No | Unknown - Unlikely Lead | Don't Know |  |  |  | No | Other |  | Will Inspect meter box at a later date | Unknown - Unlikely Lead |  |  |  | No | Other |  | Will Inspect meter box at a later date | Unknown | Don't Know | Don't Know |  | Building | Unknown | Unknown | No |  |  | Unknown |  | 32.6886056 | -103.1411183
6300 | 4401 N GRIMES ST SUITE 600, HOBBS NM |  | No | No | Non-Lead - Plastic | Don't Know |  | 1 | Field inspection only with no records | Yes | Visual inspection at the meter pit | 08/13/2024 00:00:00 |  | Non-Lead - Plastic | 2022 | 1 | Field inspection only with no records | Yes | Visual inspection at the meter pit | 08/13/2024 00:00:00 |  | Non-Lead | No | Don't Know |  | Building |  | No | No |  |  | Non-Lead |  | 32.7493134 | -103.144956
8778 | 2912 N MORRIS DR, HOBBS NM |  | No | No | Unknown - Unlikely Lead | Don't Know |  |  |  | No | Other |  | Will Inspect meter box at a later date | Unknown - Unlikely Lead |  |  |  | No | Other |  | Will Inspect meter box at a later date | Unknown | Don't Know | Don't Know |  | Building | Unknown | Unknown | No |  |  | Unknown |  | 32.7324447 | -103.1291729
764 | 2028 E ARBORS AVE, HOBBS NM |  | No | No | Non-Lead - Copper | No | 2007 | 3/4 | Field inspection only with no records | Yes | Visual inspection at the meter pit | 05/26/2024 00:00:00 |  | Non-Lead - Plastic | 2007 | 3/4 | Installation date after lead ban | Yes | Visual inspection at the meter pit | 05/26/2024 00:00:00 |  | Non-Lead | No | No |  | Single Family Residence |  | No | No |  |  | Non-Lead |  | 32.7274142 | -103.1124002
9395 | 301 W MESA DR, HOBBS NM |  | No | No | Unknown - Unlikely Lead | Don't Know |  |  |  | No | Other |  | Will Inspect meter box at a later date | Unknown - Unlikely Lead |  |  |  | No | Other |  | Will Inspect meter box at a later date | Unknown | Don't Know | Don't Know |  | Building | Unknown | Unknown | No |  |  | Unknown |  | 32.7166197 | -103.1380104
8198 | 5940 N LA MESA ST, HOBBS NM |  | No | No | Unknown - Unlikely Lead | Don't Know |  |  |  | No | Other |  | Will Inspect meter box at a later date | Unknown - Unlikely Lead |  |  |  | No | Other |  | Will Inspect meter box at a later date | Unknown | Don't Know | Don't Know |  | Building | Unknown | Unknown | No |  |  | Unknown |  | 32.7681309 | -103.1815585
9436 | 2914 N MONTGOMERY ST, HOBBS NM |  | No | No | Unknown - Unlikely Lead | Don't Know |  |  |  | No | Other |  | Will Inspect meter box at a later date | Unknown - Unlikely Lead |  |  |  | No | Other |  | Will Inspect meter box at a later date | Unknown | Don't Know | Don't Know |  | Building | Unknown | Unknown | No |  |  | Unknown |  | 32.7325118 | -103.1328159
5779 | 1123 N GILA DR, HOBBS NM |  | No | No | Unknown - Unlikely Lead | Don't Know |  |  |  | No | Other |  | Will Inspect meter box at a later date | Unknown - Unlikely Lead |  |  |  | No | Other |  | Will Inspect meter box at a later date | Unknown | Don't Know | Don't Know |  | Building | Unknown | Unknown | No |  |  | Unknown
9494 | 6325 N MEADOWLANDS DR, HOBBS NM |  | No | No | Non-Lead - Plastic | No |  | 1 | Field inspection only with no records | Yes | Visual inspection at the meter pit | 06/03/2024 00:00:00 |  | Non-Lead - Plastic |  | 1 | Field inspection only with no records | Yes | Visual inspection at the meter pit | 06/03/2024 00:00:00 |  | Non-Lead | No | No |  | Single Family Residence |  | No | No |  |  | Non-Lead |  | 32.7727 | -103.157611
6610 | 1302 S HOUSTON ST, HOBBS NM |  | No | No | Unknown - Unlikely Lead | Don't Know |  |  |  | No | Other |  | Will Inspect meter box at a later date | Unknown - Unlikely Lead |  |  |  | No | Other |  | Will Inspect meter box at a later date | Unknown | Don't Know | Don't Know |  | Building | Unknown | Unknown | No |  |  | Unknown |  | 32.6855614 | -103.1310909
9331 | 207 E MESA DR, HOBBS NM |  | No | No | Unknown - Unlikely Lead | Don't Know |  |  |  | No | Other |  | Will Inspect meter box at a later date | Unknown - Unlikely Lead |  |  |  | No | Other |  | Will Inspect meter box at a later date | Unknown | Don't Know | Don't Know |  | Building | Unknown | Unknown | No |  |  | Unknown |  | 32.7171897 | -103.1343431
6504 | 2920 N HOUSTON ST, HOBBS NM |  | No | No | Unknown - Unlikely Lead | Don't Know |  |  |  | No | Other |  | Will Inspect meter box at a later date | Unknown - Unlikely Lead |  |  |  | No | Other |  | Will Inspect meter box at a later date | Unknown | Don't Know | Don't Know |  | Building | Unknown | Unknown | No |  |  | Unknown |  | 32.7325658 | -103.1317439
635 | 906 S ASHER RD, HOBBS NM |  | No | No | Unknown - Unlikely Lead | Don't Know |  |  |  | No | Other |  | Will Inspect meter box at a later date | Unknown - Unlikely Lead |  |  |  | No | Other |  | Will Inspect meter box at a later date | Unknown | Don't Know | Don't Know |  | Building | Unknown | Unknown | No |  |  | Unknown |  | 32.6918546 | -103.1724957
7400 | 301 S JEFFERSON ST, HOBBS NM |  | No | No | Unknown - Unlikely Lead | Don't Know |  |  |  | No | Other |  | Will Inspect meter box at a later date | Unknown - Unlikely Lead |  |  |  | No | Other |  | Will Inspect meter box at a later date | Unknown | Don't Know | Don't Know |  | Building | Unknown | Unknown | No |  |  | Unknown |  | 32.6986705 | -103.1242187
620 | 1907 E ASH ST, HOBBS NM |  | No | No | Unknown - Unlikely Lead | Don't Know |  |  |  | No | Other |  | Will Inspect meter box at a later date | Unknown - Unlikely Lead |  |  |  | No | Other |  | Will Inspect meter box at a later date | Unknown | Don't Know | Don't Know |  | Building | Unknown | Unknown | No |  |  | Unknown |  | 32.6995875 | -103.1138166
7811 | 206 W LLANO DR, HOBBS NM |  | No | No | Unknown - Unlikely Lead | Don't Know |  |  |  | No | Other |  | Will Inspect meter box at a later date | Unknown - Unlikely Lead |  |  |  | No | Other |  | Will Inspect meter box at a later date | Unknown | Don't Know | Don't Know |  | Building | Unknown | Unknown | No |  |  | Unknown |  | 32.7165441 | -103.136934
4837 | 1212 DESERT SAGE, HOBBS NM |  | No | No | Non-Lead - Plastic | No | 2005 | 3/4 | Field inspection only with no records | Yes | Visual inspection at the meter pit | 04/17/2024 00:00:00 |  | Non-Lead - Copper | 2005 | 3/4 | Field inspection only with no records | Yes | Visual inspection at the meter pit | 04/17/2024 00:00:00 |  | Non-Lead | No | No | Not Applicable | Single Family Residence | Unknown | No | No |  |  | Non-Lead
5432 | 1118 N GRAYSON ST, HOBBS NM |  | No | No | Unknown - Unlikely Lead | Don't Know |  |  |  | No | Other |  | Will Inspect meter box at a later date | Unknown - Unlikely Lead |  |  |  | No | Other |  | Will Inspect meter box at a later date | Unknown | Don't Know | Don't Know |  | Building | Unknown | Unknown | No |  |  | Unknown
9153 | 315 E MAIN ST, HOBBS NM |  | No | No | Unknown - Unlikely Lead | Don't Know |  |  |  | No | Other |  | Will Inspect meter box at a later date | Unknown - Unlikely Lead |  |  |  | No | Other |  | Will Inspect meter box at a later date | Unknown | Don't Know | Don't Know |  | Building | Unknown | Unknown | No |  |  | Unknown |  | 32.6920285 | -103.1331084
5286 | 4013 FIESTA DR, HOBBS NM |  | No | No | Unknown - Unlikely Lead | Don't Know |  |  |  | No | Other |  | Will Inspect meter box at a later date | Unknown - Unlikely Lead |  |  |  | No | Other |  | Will Inspect meter box at a later date | Unknown | Don't Know | Don't Know |  | Building | Unknown | Unknown | No |  |  | Unknown
8013 | 702 N LINAM ST, HOBBS NM |  | No | No | Unknown - Unlikely Lead | Don't Know |  |  |  | No | Other |  | Will Inspect meter box at a later date | Unknown - Unlikely Lead |  |  |  | No | Other |  | Will Inspect meter box at a later date | Unknown | Don't Know | Don't Know |  | Building | Unknown | Unknown | No |  |  | Unknown |  | 32.7074679 | -103.1384444
8757 | 2804 N MORRIS DR, HOBBS NM |  | No | No | Unknown - Unlikely Lead | Don't Know |  |  |  | No | Other |  | Will Inspect meter box at a later date | Unknown - Unlikely Lead |  |  |  | No | Other |  | Will Inspect meter box at a later date | Unknown | Don't Know | Don't Know |  | Building | Unknown | Unknown | No |  |  | Unknown |  | 32.7314301 | -103.1291628
9146 | 601 N MCKINLEY ST, HOBBS NM |  | No | No | Unknown - Unlikely Lead | Don't Know |  |  |  | No | Other |  | Will Inspect meter box at a later date | Unknown - Unlikely Lead |  |  |  | No | Other |  | Will Inspect meter box at a later date | Unknown | Don't Know | Don't Know |  | Building | Unknown | Unknown | No |  |  | Unknown |  | 32.7063132 | -103.1327421
5110 | 5424-B N ENERGY PL, HOBBS NM |  | No | No | Unknown - Unlikely Lead | Don't Know |  |  |  | No | Other |  | Will Inspect meter box at a later date | Unknown - Unlikely Lead |  |  |  | No | Other |  | Will Inspect meter box at a later date | Unknown | Don't Know | Don't Know |  | Building | Unknown | Unknown | No |  |  | Unknown
6863 | 803 W HUMBLE ST, HOBBS NM |  | No | No | Unknown - Unlikely Lead | Don't Know |  |  |  | No | Other |  | Will Inspect meter box at a later date | Unknown - Unlikely Lead |  |  |  | No | Other |  | Will Inspect meter box at a later date | Unknown | Don't Know | Don't Know |  | Building | Unknown | Unknown | No |  |  | Unknown |  | 32.6932642 | -103.1455705
6039 | 813 E GLORIETTA DR, HOBBS NM |  | No | No | Unknown - Unlikely Lead | Don't Know |  |  |  | No | Other |  | Will Inspect meter box at a later date | Unknown - Unlikely Lead |  |  |  | No | Other |  | Will Inspect meter box at a later date | Unknown | Don't Know | Don't Know |  | Building | Unknown | Unknown | No |  |  | Unknown |  | 32.732662 | -103.127036
7021 | 1106 W HOLLIS DR, HOBBS NM |  | No | No | Unknown - Unlikely Lead | Don't Know |  |  |  | No | Other |  | Will Inspect meter box at a later date | Unknown - Unlikely Lead |  |  |  | No | Other |  | Will Inspect meter box at a later date | Unknown | Don't Know | Don't Know |  | Building | Unknown | Unknown | No |  |  | Unknown |  | 32.7150603 | -103.1488612
6996 | 1525 W HONEYSUCKLE CT, HOBBS NM |  | No | No | Non-Lead - Plastic | No | 2021 | 1 | Installation date after lead ban | No | Other |  | GIS verfied because of being built after ban | Non-Lead - Plastic | 2021 | 1 | Installation date after lead ban | No | Other |  | Newer Construction, verified by GIS Mapping |  | No | No |  | Single Family Residence | Unknown | No | No |  |  | Non-Lead |  | 32.773434 | -103.155393
732 | 2015 N ADOBE DR, HOBBS NM |  | No | No | Unknown - Unlikely Lead | Don't Know |  |  |  | No | Other |  | Will Inspect meter box at a later date | Unknown - Unlikely Lead |  |  |  | No | Other |  | Will Inspect meter box at a later date | Unknown | Don't Know | Don't Know |  | Building | Unknown | Unknown | No |  |  | Unknown |  | 32.7226282 | -103.1402539
7545 | 813 W KIOWA AVE, HOBBS NM |  | No | No | Unknown - Unlikely Lead | Don't Know |  |  |  | No | Other |  | Will Inspect meter box at a later date | Unknown - Unlikely Lead |  |  |  | No | Other |  | Will Inspect meter box at a later date | Unknown | Don't Know | Don't Know |  | Building | Unknown | Unknown | No |  |  | Unknown |  | 32.735729 | -103.1458108
5668 | 109 W GOLD AVE, HOBBS NM |  | No | No | Unknown - Unlikely Lead | Don't Know |  |  |  | No | Other |  | Will Inspect meter box at a later date | Unknown - Unlikely Lead |  |  |  | No | Other |  | Will Inspect meter box at a later date | Unknown | Don't Know | Don't Know |  | Building | Unknown | Unknown | No |  |  | Unknown
9343 | 200 E MESA DR, HOBBS NM |  | No | No | Unknown - Unlikely Lead | Don't Know |  |  |  | No | Other |  | Will Inspect meter box at a later date | Unknown - Unlikely Lead |  |  |  | No | Other |  | Will Inspect meter box at a later date | Unknown | Don't Know | Don't Know |  | Building | Unknown | Unknown | No |  |  | Unknown |  | 32.7176035 | -103.1345855
5065 | 1110 S ELM BLVD, HOBBS NM |  | No | No | Unknown - Unlikely Lead | Don't Know |  |  |  | No | Other |  | Will Inspect meter box at a later date | Unknown - Unlikely Lead |  |  |  | No | Other |  | Will Inspect meter box at a later date | Unknown | Don't Know | Don't Know |  | Building | Unknown | Unknown | No |  |  | Unknown
6166 | 405 N GRIMES ST, HOBBS NM |  | No | No | Unknown - Unlikely Lead | Don't Know |  |  |  | No | Other |  | Will Inspect meter box at a later date | Unknown - Unlikely Lead |  |  |  | No | Other |  | Will Inspect meter box at a later date | Unknown | Don't Know | Don't Know |  | Building | Unknown | Unknown | No |  |  | Unknown |  | 32.7042816 | -103.1451202
7455 | 2318 N JUNIPER LN, HOBBS NM |  | No | No | Non-Lead - Plastic | No | 2009 | 3/4 | Field inspection only with no records | Yes | Visual inspection at the meter pit | 07/23/2024 00:00:00 |  | Non-Lead - Plastic | 2009 | 3/4 | Field inspection only with no records | Yes | Visual inspection at the meter pit | 07/23/2024 00:00:00 |  | Non-Lead | No | No |  | Single Family Residence | Unknown | No | No |  |  | Non-Lead |  | 32.726857 | -103.111297
735 | 2115 N ADOBE DR, HOBBS NM |  | No | No | Unknown - Unlikely Lead | Don't Know |  |  |  | No | Other |  | Will Inspect meter box at a later date | Unknown - Unlikely Lead |  |  |  | No | Other |  | Will Inspect meter box at a later date | Unknown | Don't Know | Don't Know |  | Building | Unknown | Unknown | No |  |  | Unknown |  | 32.7237251 | -103.1402744
6335 | 1121 S GRIMES ST, HOBBS NM |  | No | No | Unknown - Unlikely Lead | Don't Know |  |  |  | No | Other |  | Will Inspect meter box at a later date | Unknown - Unlikely Lead |  |  |  | No | Other |  | Will Inspect meter box at a later date | Unknown | Don't Know | Don't Know |  | Building | Unknown | Unknown | No |  |  | Unknown |  | 32.6899518 | -103.1451121
8700 | 1000 N MARLAND BLVD #2, HOBBS NM |  | No | No | Non-Lead - Plastic | Don't Know | 2003 | 3/4 | Field inspection only with no records | Yes | Visual inspection at the meter pit | 08/26/2024 00:00:00 |  | Non-Lead - Plastic | 2003 | 3/4 | Field inspection only with no records | Yes | Visual inspection at the meter pit | 08/26/2024 00:00:00 |  | Non-Lead | No | Don't Know |  | Single Family Residence |  | No | No |  |  | Non-Lead
6728 | 2021 N HOMESTEAD DR, HOBBS NM |  | No | No | Non-Lead - Plastic | No | 2019 | 1 | Field inspection only with no records | Yes | Visual inspection at the meter pit | 09/02/2024 00:00:00 |  | Non-Lead - Plastic | 2019 | 1 | Installation date after lead ban | Yes | Visual inspection at the meter pit | 09/02/2024 00:00:00 |  | Non-Lead | No | No |  | Single Family Residence |  | No | No |  |  | Non-Lead |  | 32.722743 | -103.111642
7409 | 521 S JEFFERSON ST, HOBBS NM |  | No | No | Unknown - Unlikely Lead | Don't Know |  |  |  | No | Other |  | Will Inspect meter box at a later date | Unknown - Unlikely Lead |  |  |  | No | Other |  | Will Inspect meter box at a later date | Unknown | Don't Know | Don't Know |  | Building | Unknown | Unknown | No |  |  | Unknown |  | 32.6956881 | -103.1241402
8023 | 700 N LINAM ST, HOBBS NM |  | No | No | Unknown - Unlikely Lead | Don't Know |  |  |  | No | Other |  | Will Inspect meter box at a later date | Unknown - Unlikely Lead |  |  |  | No | Other |  | Will Inspect meter box at a later date | Unknown | Don't Know | Don't Know |  | Building | Unknown | Unknown | No |  |  | Unknown |  | 32.7073397 | -103.1383432
8795 | 1227 S MORRIS ST, HOBBS NM |  | No | No | Unknown - Unlikely Lead | Don't Know |  |  |  | No | Other |  | Will Inspect meter box at a later date | Unknown - Unlikely Lead |  |  |  | No | Other |  | Will Inspect meter box at a later date | Unknown | Don't Know | Don't Know |  | Building | Unknown | Unknown | No |  |  | Unknown |  | 32.6862617 | -103.1295164
5845 | 223 W GYPSY ST, HOBBS NM |  | No | No | Unknown - Unlikely Lead | Don't Know |  |  |  | No | Other |  | Will Inspect meter box at a later date | Unknown - Unlikely Lead |  |  |  | No | Other |  | Will Inspect meter box at a later date | Unknown | Don't Know | Don't Know |  | Building | Unknown | Unknown | No |  |  | Unknown
9912 | 201 E NAVAJO DR, HOBBS NM |  | No | No | Unknown - Unlikely Lead | Don't Know |  |  |  | No | Other |  | Will Inspect meter box at a later date | Unknown - Unlikely Lead |  |  |  | No | Other |  | Will Inspect meter box at a later date | Unknown | Don't Know | Don't Know |  | Building | Unknown | Unknown | No |  |  | Unknown |  | 32.7398914 | -103.1355771
8678 | 1000 N MARLAND BLVD #47, HOBBS NM |  | No | No | Non-Lead - Plastic | Don't Know | 2003 | 3/4 | Field inspection only with no records | Yes | Visual inspection at the meter pit | 08/26/2024 00:00:00 |  | Non-Lead - Plastic | 2003 | 3/4 | Field inspection only with no records | Yes | Visual inspection at the meter pit | 08/26/2024 00:00:00 |  | Non-Lead | No | Don't Know |  | Single Family Residence |  | No | No |  |  | Non-Lead
7136 | 1001 W JOE HARVEY BLVD, HOBBS NM |  | No | No | Unknown - Unlikely Lead | Don't Know |  |  |  | No | Other |  | Will Inspect meter box at a later date | Unknown - Unlikely Lead |  |  |  | No | Other |  | Will Inspect meter box at a later date | Unknown | Don't Know | Don't Know |  | Building | Unknown | Unknown | No |  |  | Unknown |  | 32.7397075 | -103.147379
538 | 320 N AVENUE A, HOBBS NM |  | No | No | Unknown - Unlikely Lead | Don't Know |  |  |  | No | Other |  | Will Inspect meter box at a later date | Unknown - Unlikely Lead |  |  |  | No | Other |  | Will Inspect meter box at a later date | Unknown | Don't Know | Don't Know |  | Building | Unknown | Unknown | No |  |  | Unknown
7450 | 1116 JICARILLA ST, HOBBS NM |  | No | No | Unknown - Unlikely Lead | Don't Know |  |  |  | No | Other |  | Will Inspect meter box at a later date | Unknown - Unlikely Lead |  |  |  | No | Other |  | Will Inspect meter box at a later date | Unknown | Don't Know | Don't Know |  | Building | Unknown | Unknown | No |  |  | Unknown |  | 32.7453628 | -103.1488515
6146 | 4107 N GRIMES ST, HOBBS NM |  | No | No | Unknown - Unlikely Lead | Don't Know |  |  |  | No | Other |  | Will Inspect meter box at a later date | Unknown - Unlikely Lead |  |  |  | No | Other |  | Will Inspect meter box at a later date | Unknown | Don't Know | Don't Know |  | Building | Unknown | Unknown | No |  |  | Unknown |  | 32.7451334 | -103.1453749
6094 | 1023 E GLORIETTA- COMMUNITY, HOBBS NM |  | No | No | Non-Lead - Plastic | No | 2019 | 1 | Field inspection only with no records | Yes | Visual inspection at the meter pit | 05/26/2024 00:00:00 |  | Non-Lead - Plastic | 2019 | 1 | Installation date after lead ban | Yes | Visual inspection at the meter pit | 05/26/2024 00:00:00 |  | Non-Lead | No | No |  | Single Family Residence |  | No | No |  |  | Non-Lead
8661 | 1000 N MARLAND BLVD #26, HOBBS NM |  | No | No | Non-Lead - Plastic | Don't Know | 2003 | 3/4 | Field inspection only with no records | Yes | Visual inspection at the meter pit | 08/26/2024 00:00:00 |  | Non-Lead - Plastic | 2003 | 3/4 | Field inspection only with no records | Yes | Visual inspection at the meter pit | 08/26/2024 00:00:00 |  | Non-Lead | No | Don't Know |  | Single Family Residence |  | No | No |  |  | Non-Lead
4783 | 200 N DENSON DR, HOBBS NM |  | No | No | Unknown - Unlikely Lead | Don't Know |  |  |  | No | Other |  | Will Inspect meter box at a later date | Unknown - Unlikely Lead |  |  |  | No | Other |  | Will Inspect meter box at a later date | Unknown | Don't Know | Don't Know |  | Building | Unknown | Unknown | No |  |  | Unknown
9046 | 1300 S MCKINLEY ST, HOBBS NM |  | No | No | Unknown - Unlikely Lead | Don't Know |  |  |  | No | Other |  | Will Inspect meter box at a later date | Unknown - Unlikely Lead |  |  |  | No | Other |  | Will Inspect meter box at a later date | Unknown | Don't Know | Don't Know |  | Building | Unknown | Unknown | No |  |  | Unknown |  | 32.6856792 | -103.1329282
4934 | 203 S DOUGLAS AVE, HOBBS NM |  | No | No | Unknown - Unlikely Lead | Don't Know |  |  |  | No | Other |  | Will Inspect meter box at a later date | Unknown - Unlikely Lead |  |  |  | No | Other |  | Will Inspect meter box at a later date | Unknown | Don't Know | Don't Know |  | Building | Unknown | Unknown | No |  |  | Unknown
6174 | 1308 N GRIMES ST, HOBBS NM |  | No | No | Unknown - Unlikely Lead | Don't Know |  |  |  | No | Other |  | Will Inspect meter box at a later date | Unknown - Unlikely Lead |  |  |  | No | Other |  | Will Inspect meter box at a later date | Unknown | Don't Know | Don't Know |  | Building | Unknown | Unknown | No |  |  | Unknown |  | 32.7137182 | -103.1444035
9622 | 1113 W MACKENZIE DR, HOBBS NM |  | No | No | Unknown - Unlikely Lead | Don't Know |  |  |  | No | Other |  | Will Inspect meter box at a later date | Unknown - Unlikely Lead |  |  |  | No | Other |  | Will Inspect meter box at a later date | Unknown | Don't Know | Don't Know |  | Building | Unknown | Unknown | No |  |  | Unknown |  | 32.7132079 | -103.1498409
8591 | 1101 E MARLAND ST, HOBBS NM |  | No | No | Unknown - Unlikely Lead | Don't Know |  |  |  | No | Other |  | Will Inspect meter box at a later date | Unknown - Unlikely Lead |  |  |  | No | Other |  | Will Inspect meter box at a later date | Unknown | Don't Know | Don't Know |  | Building | Unknown | Unknown | No |  |  | Unknown |  | 32.6963598 | -103.1236114
7198 | 301 E JEMEZ RD, HOBBS NM |  | No | No | Unknown - Unlikely Lead | Don't Know |  |  |  | No | Other |  | Will Inspect meter box at a later date | Unknown - Unlikely Lead |  |  |  | No | Other |  | Will Inspect meter box at a later date | Unknown | Don't Know | Don't Know |  | Building | Unknown | Unknown | No |  |  | Unknown |  | 35.867142 | -106.272952
779 | 6125 NORTH A ST, HOBBS NM |  | No | No | Unknown - Unlikely Lead | Don't Know |  |  |  | No | Other |  | Will Inspect meter box at a later date | Unknown - Unlikely Lead |  |  |  | No | Other |  | Will Inspect meter box at a later date | Unknown | Don't Know | Don't Know |  | Building | Unknown | Unknown | No |  |  | Unknown |  | 32.7694278 | -103.2105404
9783 | 2717 N NORTHWEST DR, HOBBS NM |  | No | No | Unknown - Unlikely Lead | Don't Know |  |  |  | No | Other |  | Will Inspect meter box at a later date | Unknown - Unlikely Lead |  |  |  | No | Other |  | Will Inspect meter box at a later date | Unknown | Don't Know | Don't Know |  | Building | Unknown | Unknown | No |  |  | Unknown |  | 32.7296335 | -103.1485434
9855 | 3528 N NORTHWEST DR, HOBBS NM |  | No | No | Unknown - Unlikely Lead | Don't Know |  |  |  | No | Other |  | Will Inspect meter box at a later date | Unknown - Unlikely Lead |  |  |  | No | Other |  | Will Inspect meter box at a later date | Unknown | Don't Know | Don't Know |  | Building | Unknown | Unknown | No |  |  | Unknown |  | 32.7385833 | -103.1566654
5237 | 3500 N FOWLER ST #9, HOBBS NM |  | No | No | Unknown - Unlikely Lead | Don't Know |  |  |  | No | Other |  | Will Inspect meter box at a later date | Unknown - Unlikely Lead |  |  |  | No | Other |  | Will Inspect meter box at a later date | Unknown | Don't Know | Don't Know |  | Building | Unknown | Unknown | No |  |  | Unknown
5645 | 408 W GOLD AVE, HOBBS NM |  | No | No | Unknown - Unlikely Lead | Don't Know |  |  |  | No | Other |  | Will Inspect meter box at a later date | Unknown - Unlikely Lead |  |  |  | No | Other |  | Will Inspect meter box at a later date | Unknown | Don't Know | Don't Know |  | Building | Unknown | Unknown | No |  |  | Unknown
7276 | 905 N JEFFERSON ST, HOBBS NM |  | No | No | Unknown - Unlikely Lead | Don't Know |  |  |  | No | Other |  | Will Inspect meter box at a later date | Unknown - Unlikely Lead |  |  |  | No | Other |  | Will Inspect meter box at a later date | Unknown | Don't Know | Don't Know |  | Building | Unknown | Unknown | No |  |  | Unknown |  | 32.7094249 | -103.1235674
4880 | 312 DONAHUE AVE, HOBBS NM |  | No | No | Unknown - Unlikely Lead | Don't Know |  |  |  | No | Other |  | Will Inspect meter box at a later date | Unknown - Unlikely Lead |  |  |  | No | Other |  | Will Inspect meter box at a later date | Unknown | Don't Know | Don't Know |  | Building | Unknown | Unknown | No |  |  | Unknown
7729 | 404 W LEA ST, HOBBS NM |  | No | No | Unknown - Unlikely Lead | Don't Know |  |  |  | No | Other |  | Will Inspect meter box at a later date | Unknown - Unlikely Lead |  |  |  | No | Other |  | Will Inspect meter box at a later date | Unknown | Don't Know | Don't Know |  | Building | Unknown | Unknown | No |  |  | Unknown |  | 32.709441 | -103.1402081
7469 | 1507 W JESIFER CT, HOBBS NM |  | No | No | Non-Lead - Plastic | No | 2008 | 1 | Installation date after lead ban | Yes | Visual inspection at the meter pit | 09/30/2024 00:00:00 |  | Non-Lead - Plastic | 2008 | 1 | Installation date after lead ban | Yes | Visual inspection at the meter pit | 09/30/2024 00:00:00 |  | Non-Lead | No | No |  | Single Family Residence |  | Unknown | No |  |  | Non-Lead |  | 32.755995 | -103.154325
7670 | 6126 N LOBO CT, HOBBS NM |  | No | No | Unknown - Unlikely Lead | Don't Know |  |  |  | No | Other |  | Will Inspect meter box at a later date | Unknown - Unlikely Lead |  |  |  | No | Other |  | Will Inspect meter box at a later date | Unknown | Don't Know | Don't Know |  | Building | Unknown | Unknown | No |  |  | Unknown |  | 32.7704672 | -103.1799061
9365 | 522 E MESA DR, HOBBS NM |  | No | No | Unknown - Unlikely Lead | Don't Know |  |  |  | No | Other |  | Will Inspect meter box at a later date | Unknown - Unlikely Lead |  |  |  | No | Other |  | Will Inspect meter box at a later date | Unknown | Don't Know | Don't Know |  | Building | Unknown | Unknown | No |  |  | Unknown |  | 32.7182068 | -103.1310115
9681 | 2114 N MORA DR, HOBBS NM |  | No | No | Unknown - Unlikely Lead | Don't Know |  |  |  | No | Other |  | Will Inspect meter box at a later date | Unknown - Unlikely Lead |  |  |  | No | Other |  | Will Inspect meter box at a later date | Unknown | Don't Know | Don't Know |  | Building | Unknown | Unknown | No |  |  | Unknown |  | 32.7244831 | -103.1171158
786 | 213 E BERRY DR, HOBBS NM |  | No | No | Unknown - Unlikely Lead | Don't Know |  |  |  | No | Other |  | Will Inspect meter box at a later date | Unknown - Unlikely Lead |  |  |  | No | Other |  | Will Inspect meter box at a later date | Unknown | Don't Know | Don't Know |  | Building | Unknown | Unknown | No |  |  | Unknown |  | 32.7162505 | -103.1340284
9337 | 718 E MESA DR, HOBBS NM |  | No | No | Unknown - Unlikely Lead | Don't Know |  |  |  | No | Other |  | Will Inspect meter box at a later date | Unknown - Unlikely Lead |  |  |  | No | Other |  | Will Inspect meter box at a later date | Unknown | Don't Know | Don't Know |  | Building | Unknown | Unknown | No |  |  | Unknown |  | 32.7182202 | -103.1283105
9796 | 3217 N NORTHWEST DR, HOBBS NM |  | No | No | Unknown - Unlikely Lead | Don't Know |  |  |  | No | Other |  | Will Inspect meter box at a later date | Unknown - Unlikely Lead |  |  |  | No | Other |  | Will Inspect meter box at a later date | Unknown | Don't Know | Don't Know |  | Building | Unknown | Unknown | No |  |  | Unknown |  | 32.7353718 | -103.1542094
9080 | 2100 N MCKINLEY ST, HOBBS NM |  | No | No | Unknown - Unlikely Lead | Don't Know |  |  |  | No | Other |  | Will Inspect meter box at a later date | Unknown - Unlikely Lead |  |  |  | No | Other |  | Will Inspect meter box at a later date | Unknown | Don't Know | Don't Know |  | Building | Unknown | Unknown | No |  |  | Unknown |  | 32.7239058 | -103.1354438
9112 | 2037 N MCKINLEY ST, HOBBS NM |  | No | No | Unknown - Unlikely Lead | Don't Know |  |  |  | No | Other |  | Will Inspect meter box at a later date | Unknown - Unlikely Lead |  |  |  | No | Other |  | Will Inspect meter box at a later date | Unknown | Don't Know | Don't Know |  | Building | Unknown | Unknown | No |  |  | Unknown |  | 32.7235218 | -103.1359267
841 | 305 W BERRY DR, HOBBS NM |  | No | No | Unknown - Unlikely Lead | Don't Know |  |  |  | No | Other |  | Will Inspect meter box at a later date | Unknown - Unlikely Lead |  |  |  | No | Other |  | Will Inspect meter box at a later date | Unknown | Don't Know | Don't Know |  | Building | Unknown | Unknown | No |  |  | Unknown |  | 32.7149578 | -103.1375371
590 | 2001 E ALAMEDA ST, HOBBS NM |  | No | No | Unknown - Unlikely Lead | Don't Know |  |  |  | No | Other |  | Will Inspect meter box at a later date | Unknown - Unlikely Lead |  |  |  | No | Other |  | Will Inspect meter box at a later date | Unknown | Don't Know | Don't Know |  | Building | Unknown | Unknown | No |  |  | Unknown
8357 | 5420 N LOVINGTON HWY, HOBBS NM |  | No | No | Unknown - Unlikely Lead | Don't Know |  |  |  | No | Other |  | Will Inspect meter box at a later date | Unknown - Unlikely Lead |  |  |  | No | Other |  | Will Inspect meter box at a later date | Unknown | Don't Know | Don't Know |  | Building | Unknown | Unknown | No |  |  | Unknown |  | 32.7622199 | -103.1807
564 | 321 S AVENUE A, HOBBS NM |  | No | No | Non-Lead - Copper | Don't Know |  | 3/4 | Field inspection only with no records | Yes | Visual inspection at the meter pit | 08/26/2024 00:00:00 |  | Galvanized |  | 3/4 | Field inspection only with no records | Yes | Visual inspection at the meter pit | 08/26/2024 00:00:00 |  | Non-Lead | No | Don't Know |  | Single Family Residence |  | No | No |  |  | Non-Lead
963 | 117 W BAJA DR, HOBBS NM |  | No | No | Unknown - Unlikely Lead | Don't Know |  |  |  | No | Other |  | Will Inspect meter box at a later date | Unknown - Unlikely Lead |  |  |  | No | Other |  | Will Inspect meter box at a later date | Unknown | Don't Know | Don't Know |  | Building | Unknown | Unknown | No |  |  | Unknown |  | 32.7189348 | -103.1364483
489 | 701 W APACHE DR, HOBBS NM |  | No | No | Unknown - Unlikely Lead | Don't Know |  |  |  | No | Other |  | Will Inspect meter box at a later date | Unknown - Unlikely Lead |  |  |  | No | Other |  | Will Inspect meter box at a later date | Unknown | Don't Know | Don't Know |  | Building | Unknown | Unknown | No |  |  | Unknown
8612 | 1804 E MARLAND BLVD, HOBBS NM |  | No | No | Unknown - Unlikely Lead | Don't Know |  |  |  | No | Other |  | Will Inspect meter box at a later date | Unknown - Unlikely Lead |  |  |  | No | Other |  | Will Inspect meter box at a later date | Unknown | Don't Know | Don't Know |  | Building | Unknown | Unknown | No |  |  | Unknown |  | 32.6966562 | -103.1582108
765 | 2122 E ARBORS AVE, HOBBS NM |  | No | No | Non-Lead - Copper | No | 2007 | 3/4 | Field inspection only with no records | Yes | Visual inspection at the meter pit | 05/26/2024 00:00:00 |  | Non-Lead - Plastic | 2007 | 3/4 | Installation date after lead ban | Yes | Visual inspection at the meter pit | 05/26/2024 00:00:00 |  | Non-Lead | No | No |  | Single Family Residence |  | No | No |  |  | Non-Lead |  | 32.727398 | -103.110753
5402 | 3006 GANTT AVE, HOBBS NM |  | No | No | Unknown - Unlikely Lead | Don't Know |  |  |  | No | Other |  | Will Inspect meter box at a later date | Unknown - Unlikely Lead |  |  |  | No | Other |  | Will Inspect meter box at a later date | Unknown | Don't Know | Don't Know |  | Building | Unknown | Unknown | No |  |  | Unknown
7099 | 1103 W IRON AVE, HOBBS NM |  | No | No | Non-Lead - Copper | No |  | 3/4 | Field inspection only with no records | Yes | Visual inspection at the meter pit | 09/03/2024 00:00:00 |  | Non-Lead - Plastic |  | 3/4 | Installation date after lead ban | Yes | Visual inspection at the meter pit | 09/03/2024 00:00:00 |  | Non-Lead | No | No |  | Single Family Residence |  | No | No |  |  | Non-Lead |  | 32.7315083 | -103.1482985
6415 | 928 E HIGHLAND DR, HOBBS NM |  | No | No | Unknown - Unlikely Lead | Don't Know |  |  |  | No | Other |  | Will Inspect meter box at a later date | Unknown - Unlikely Lead |  |  |  | No | Other |  | Will Inspect meter box at a later date | Unknown | Don't Know | Don't Know |  | Building | Unknown | Unknown | No |  |  | Unknown |  | 32.7296906 | -103.1248788
6658 | 4915 W HARDTACK RD, HOBBS NM |  | No | No | Non-Lead - Plastic | No | 2015 | 3/4 | Field inspection only with no records | Yes | Visual inspection at the meter pit | 05/26/2024 00:00:00 |  | Non-Lead - Plastic | 2015 | 3/4 | Installation date after lead ban | Yes | Visual inspection at the meter pit | 05/26/2024 00:00:00 |  | Non-Lead | No | No |  | Single Family Residence |  | No | No |  |  | Non-Lead |  | 32.7516729 | -103.199329
979 | 532 E BAJA DR, HOBBS NM |  | No | No | Unknown - Unlikely Lead | Don't Know |  |  |  | No | Other |  | Will Inspect meter box at a later date | Unknown - Unlikely Lead |  |  |  | No | Other |  | Will Inspect meter box at a later date | Unknown | Don't Know | Don't Know |  | Building | Unknown | Unknown | No |  |  | Unknown |  | 32.7194671 | -103.130239
9315 | 1101 W MESA VERDE DR, HOBBS NM |  | No | No | Unknown - Unlikely Lead | Don't Know |  |  |  | No | Other |  | Will Inspect meter box at a later date | Unknown - Unlikely Lead |  |  |  | No | Other |  | Will Inspect meter box at a later date | Unknown | Don't Know | Don't Know |  | Building | Unknown | Unknown | No |  |  | Unknown |  | 32.7456898 | -103.1486918
6036 | 1023 E GLORIETTA G 104, HOBBS NM |  | No | No | Non-Lead - Plastic | No | 2019 | 1 | Field inspection only with no records | Yes | Visual inspection at the meter pit | 05/26/2024 00:00:00 |  | Non-Lead - Plastic | 2019 | 1 | Installation date after lead ban | Yes | Visual inspection at the meter pit | 05/26/2024 00:00:00 |  | Non-Lead | No | No |  | Single Family Residence |  | No | No |  |  | Non-Lead |  | 32.7322508 | -103.1251818
9538 | 1630 MARQUIS LN, HOBBS NM |  | No | No | Unknown - Unlikely Lead | Don't Know |  |  |  | No | Other |  | Will Inspect meter box at a later date | Unknown - Unlikely Lead |  |  |  | No | Other |  | Will Inspect meter box at a later date | Unknown | Don't Know | Don't Know |  | Building | Unknown | Unknown | No |  |  | Unknown |  | 32.7400154 | -103.1564899
7656 | 2207 N KINGSLEY DR, HOBBS NM |  | No | No | Unknown - Unlikely Lead | Don't Know |  |  |  | No | Other |  | Will Inspect meter box at a later date | Unknown - Unlikely Lead |  |  |  | No | Other |  | Will Inspect meter box at a later date | Unknown | Don't Know | Don't Know |  | Building | Unknown | Unknown | No |  |  | Unknown |  | 32.7244906 | -103.1421654
7235 | 1123 E JEMEZ DR, HOBBS NM |  | No | No | Unknown - Unlikely Lead | Don't Know |  |  |  | No | Other |  | Will Inspect meter box at a later date | Unknown - Unlikely Lead |  |  |  | No | Other |  | Will Inspect meter box at a later date | Unknown | Don't Know | Don't Know |  | Building | Unknown | Unknown | No |  |  | Unknown |  | 32.7214485 | -103.122228
5881 | 619 E GYPSY ST, HOBBS NM |  | No | No | Unknown - Unlikely Lead | Don't Know |  |  |  | No | Other |  | Will Inspect meter box at a later date | Unknown - Unlikely Lead |  |  |  | No | Other |  | Will Inspect meter box at a later date | Unknown | Don't Know | Don't Know |  | Building | Unknown | Unknown | No |  |  | Unknown
7774 | 509 W LEA ST, HOBBS NM |  | No | No | Unknown - Unlikely Lead | Don't Know |  |  |  | No | Other |  | Will Inspect meter box at a later date | Unknown - Unlikely Lead |  |  |  | No | Other |  | Will Inspect meter box at a later date | Unknown | Don't Know | Don't Know |  | Building | Unknown | Unknown | No |  |  | Unknown |  | 32.7089819 | -103.1418456
8121 | 315 N LEECH ST, HOBBS NM |  | No | No | Unknown - Unlikely Lead | Don't Know |  |  |  | No | Other |  | Will Inspect meter box at a later date | Unknown - Unlikely Lead |  |  |  | No | Other |  | Will Inspect meter box at a later date | Unknown | Don't Know | Don't Know |  | Building | Unknown | Unknown | No |  |  | Unknown |  | 32.7035762 | -103.1424408
5552 | 1113 E GREEN ACRES DR, HOBBS NM |  | No | No | Unknown - Unlikely Lead | Don't Know |  |  |  | No | Other |  | Will Inspect meter box at a later date | Unknown - Unlikely Lead |  |  |  | No | Other |  | Will Inspect meter box at a later date | Unknown | Don't Know | Don't Know |  | Building | Unknown | Unknown | No |  |  | Unknown
6353 | 418 S GRIMES ST, HOBBS NM |  | No | No | Unknown - Unlikely Lead | Don't Know |  |  |  | No | Other |  | Will Inspect meter box at a later date | Unknown - Unlikely Lead |  |  |  | No | Other |  | Will Inspect meter box at a later date | Unknown | Don't Know | Don't Know |  | Building | Unknown | Unknown | No |  |  | Unknown |  | 32.6954028 | -103.1444639
5596 | 504 1/2 E GREEN ACRES DR, HOBBS NM |  | No | No | Unknown - Unlikely Lead | Don't Know |  |  |  | No | Other |  | Will Inspect meter box at a later date | Unknown - Unlikely Lead |  |  |  | No | Other |  | Will Inspect meter box at a later date | Unknown | Don't Know | Don't Know |  | Building | Unknown | Unknown | No |  |  | Unknown
5518 | 408 E GREEN ACRES DR, HOBBS NM |  | No | No | Unknown - Unlikely Lead | Don't Know |  |  |  | No | Other |  | Will Inspect meter box at a later date | Unknown - Unlikely Lead |  |  |  | No | Other |  | Will Inspect meter box at a later date | Unknown | Don't Know | Don't Know |  | Building | Unknown | Unknown | No |  |  | Unknown
62 | 607 S 8TH ST, HOBBS NM |  | No | No | Unknown - Unlikely Lead | Don't Know |  |  |  | No | Other |  | Will Inspect meter box at a later date | Unknown - Unlikely Lead |  |  |  | No | Other |  | Will Inspect meter box at a later date | Unknown | Don't Know | Don't Know |  | Building | Unknown | Unknown | No |  |  | Unknown |  | 32.6949844 | -103.1187489
5301 | 4124 FIESTA DR, HOBBS NM |  | No | No | Unknown - Unlikely Lead | Don't Know |  |  |  | No | Other |  | Will Inspect meter box at a later date | Unknown - Unlikely Lead |  |  |  | No | Other |  | Will Inspect meter box at a later date | Unknown | Don't Know | Don't Know |  | Building | Unknown | Unknown | No |  |  | Unknown
8472 | 510 W MARLAND ST, HOBBS NM |  | No | No | Unknown - Unlikely Lead | Don't Know |  |  |  | No | Other |  | Will Inspect meter box at a later date | Unknown - Unlikely Lead |  |  |  | No | Other |  | Will Inspect meter box at a later date | Unknown | Don't Know | Don't Know |  | Building | Unknown | Unknown | No |  |  | Unknown |  | 32.6969701 | -103.1415491
8481 | 1111 W MARLAND BLVD, HOBBS NM |  | No | No | Unknown - Unlikely Lead | Don't Know |  |  |  | No | Other |  | Will Inspect meter box at a later date | Unknown - Unlikely Lead |  |  |  | No | Other |  | Will Inspect meter box at a later date | Unknown | Don't Know | Don't Know |  | Building | Unknown | Unknown | No |  |  | Unknown |  | 32.6963235 | -103.1502665
5529 | 624 E GREEN ACRES DR, HOBBS NM |  | No | No | Unknown - Unlikely Lead | Don't Know |  |  |  | No | Other |  | Will Inspect meter box at a later date | Unknown - Unlikely Lead |  |  |  | No | Other |  | Will Inspect meter box at a later date | Unknown | Don't Know | Don't Know |  | Building | Unknown | Unknown | No |  |  | Unknown
7830 | 814 E LLANO DR, HOBBS NM |  | No | No | Unknown - Unlikely Lead | Don't Know |  |  |  | No | Other |  | Will Inspect meter box at a later date | Unknown - Unlikely Lead |  |  |  | No | Other |  | Will Inspect meter box at a later date | Unknown | Don't Know | Don't Know |  | Building | Unknown | Unknown | No |  |  | Unknown |  | 32.714571 | -103.1268735
4911 | 1605 E DUNN ST, HOBBS NM |  | No | No | Unknown - Unlikely Lead | Don't Know |  |  |  | No | Other |  | Will Inspect meter box at a later date | Unknown - Unlikely Lead |  |  |  | No | Other |  | Will Inspect meter box at a later date | Unknown | Don't Know | Don't Know |  | Building | Unknown | Unknown | No |  |  | Unknown
5030 | 131 N ELM ST, HOBBS NM |  | No | No | Unknown - Unlikely Lead | Don't Know |  |  |  | No | Other |  | Will Inspect meter box at a later date | Unknown - Unlikely Lead |  |  |  | No | Other |  | Will Inspect meter box at a later date | Unknown | Don't Know | Don't Know |  | Building | Unknown | Unknown | No |  |  | Unknown
8302 | 5720 N LOVINGTON HWY, HOBBS NM |  | No | No | Unknown - Unlikely Lead | Don't Know |  |  |  | No | Other |  | Will Inspect meter box at a later date | Unknown - Unlikely Lead |  |  |  | No | Other |  | Will Inspect meter box at a later date | Unknown | Don't Know | Don't Know |  | Building | Unknown | Unknown | No |  |  | Unknown |  | 32.7655529 | -103.1843086
6575 | 1229 S HOUSTON ST, HOBBS NM |  | No | No | Unknown - Unlikely Lead | Don't Know |  |  |  | No | Other |  | Will Inspect meter box at a later date | Unknown - Unlikely Lead |  |  |  | No | Other |  | Will Inspect meter box at a later date | Unknown | Don't Know | Don't Know |  | Building | Unknown | Unknown | No |  |  | Unknown |  | 32.6866563 | -103.1315684
8300 | 5312 N LOVINGTON HWY, HOBBS NM |  | No | No | Unknown - Unlikely Lead | Don't Know |  |  |  | No | Other |  | Will Inspect meter box at a later date | Unknown - Unlikely Lead |  |  |  | No | Other |  | Will Inspect meter box at a later date | Unknown | Don't Know | Don't Know |  | Building | Unknown | Unknown | No |  |  | Unknown |  | 32.760073 | -103.179331
6693 | 5004 W HARDTACK RD, HOBBS NM |  | No | No | Non-Lead - Plastic | No | 2015 | 3/4 | Field inspection only with no records | Yes | Visual inspection at the meter pit | 05/26/2024 00:00:00 |  | Non-Lead - Plastic | 2015 | 3/4 | Installation date after lead ban | Yes | Visual inspection at the meter pit | 05/26/2024 00:00:00 |  | Non-Lead | No | No |  | Single Family Residence |  | No | No |  |  | Non-Lead |  | 32.752106 | -103.200003
8734 | 727 N MARLAND BLVD, HOBBS NM |  | No | No | Unknown - Unlikely Lead | Don't Know |  |  |  | No | Other |  | Will Inspect meter box at a later date | Unknown - Unlikely Lead |  |  |  | No | Other |  | Will Inspect meter box at a later date | Unknown | Don't Know | Don't Know |  | Building | Unknown | Unknown | No |  |  | Unknown |  | 32.7071687 | -103.116799
7582 | 501-C W KIOWA AVE, HOBBS NM |  | No | No | Unknown - Unlikely Lead | Don't Know |  |  |  | No | Other |  | Will Inspect meter box at a later date | Unknown - Unlikely Lead |  |  |  | No | Other |  | Will Inspect meter box at a later date | Unknown | Don't Know | Don't Know |  | Building | Unknown | Unknown | No |  |  | Unknown
5436 | 1718 N GRAYSON ST, HOBBS NM |  | No | No | Unknown - Unlikely Lead | Don't Know |  |  |  | No | Other |  | Will Inspect meter box at a later date | Unknown - Unlikely Lead |  |  |  | No | Other |  | Will Inspect meter box at a later date | Unknown | Don't Know | Don't Know |  | Building | Unknown | Unknown | No |  |  | Unknown
8116 | 707 N LEECH ST, HOBBS NM |  | No | No | Unknown - Unlikely Lead | Don't Know |  |  |  | No | Other |  | Will Inspect meter box at a later date | Unknown - Unlikely Lead |  |  |  | No | Other |  | Will Inspect meter box at a later date | Unknown | Don't Know | Don't Know |  | Building | Unknown | Unknown | No |  |  | Unknown |  | 32.7082436 | -103.1427544
9638 | 2314 N MULBERRY LN, HOBBS NM |  | No | No | Non-Lead - Plastic | No | 2020 | 1 | Field inspection only with no records | Yes | Visual inspection at the meter pit | 06/03/2024 00:00:00 |  | Non-Lead - Plastic | 2020 | 1 | Field inspection only with no records | Yes | Visual inspection at the meter pit | 06/03/2024 00:00:00 |  | Non-Lead | No | No |  | Single Family Residence |  | No | No |  |  | Non-Lead |  | 32.726488 | -103.1106907
5084 | 800 E EAGLE DR, HOBBS NM |  | No | No | Unknown - Unlikely Lead | Don't Know |  |  |  | No | Other |  | Will Inspect meter box at a later date | Unknown - Unlikely Lead |  |  |  | No | Other |  | Will Inspect meter box at a later date | Unknown | Don't Know | Don't Know |  | Building | Unknown | Unknown | No |  |  | Unknown
5121 | 2916 EPOCA CIRCLE, HOBBS NM |  | No | No | Non-Lead - Plastic | No | 2021 | 1 | Field inspection only with no records | Yes | Visual inspection at the meter pit | 05/26/2024 00:00:00 |  | Non-Lead - Plastic | 2021 | 1 | Installation date after lead ban | Yes | Visual inspection at the meter pit | 05/26/2024 00:00:00 |  | Non-Lead | No | No |  | Single Family Residence |  | No | No |  |  | Non-Lead
9474 | 3901 W MILLEN DR #3, HOBBS NM |  | No | No | Unknown - Unlikely Lead | Don't Know |  |  |  | No | Other |  | Will Inspect meter box at a later date | Unknown - Unlikely Lead |  |  |  | No | Other |  | Will Inspect meter box at a later date | Unknown | Don't Know | Don't Know |  | Building | Unknown | Unknown | No |  |  | Unknown
9384 | 124 W MESA DR, HOBBS NM |  | No | No | Unknown - Unlikely Lead | Don't Know |  |  |  | No | Other |  | Will Inspect meter box at a later date | Unknown - Unlikely Lead |  |  |  | No | Other |  | Will Inspect meter box at a later date | Unknown | Don't Know | Don't Know |  | Building | Unknown | Unknown | No |  |  | Unknown |  | 32.717514 | -103.1368652
8817 | 1225 S MORRIS ST, HOBBS NM |  | No | No | Unknown - Unlikely Lead | Don't Know |  |  |  | No | Other |  | Will Inspect meter box at a later date | Unknown - Unlikely Lead |  |  |  | No | Other |  | Will Inspect meter box at a later date | Unknown | Don't Know | Don't Know |  | Building | Unknown | Unknown | No |  |  | Unknown |  | 32.6863336 | -103.1295291
7732 | 512 W LEA ST, HOBBS NM |  | No | No | Unknown - Unlikely Lead | Don't Know |  |  |  | No | Other |  | Will Inspect meter box at a later date | Unknown - Unlikely Lead |  |  |  | No | Other |  | Will Inspect meter box at a later date | Unknown | Don't Know | Don't Know |  | Building | Unknown | Unknown | No |  |  | Unknown |  | 32.7094014 | -103.1421244
661 | 501 E ASPEN ST, HOBBS NM |  | No | No | Unknown - Unlikely Lead | Don't Know |  |  |  | No | Other |  | Will Inspect meter box at a later date | Unknown - Unlikely Lead |  |  |  | No | Other |  | Will Inspect meter box at a later date | Unknown | Don't Know | Don't Know |  | Building | Unknown | Unknown | No |  |  | Unknown |  | 32.735196 | -103.1322552
6749 | 1812 N HOMESTEAD DR, HOBBS NM |  | No | No | Non-Lead - Plastic | No | 2019 | 1 | Field inspection only with no records | Yes | Visual inspection at the meter pit | 09/02/2024 00:00:00 |  | Non-Lead - Plastic | 2019 | 1 | Installation date after lead ban | Yes | Visual inspection at the meter pit | 09/02/2024 00:00:00 |  | Non-Lead | No | No |  | Single Family Residence |  | No | No |  |  | Non-Lead |  | 32.7205053 | -103.1117206
9607 | 1201 W MACKENZIE DR, HOBBS NM |  | No | No | Unknown - Unlikely Lead | Don't Know |  |  |  | No | Other |  | Will Inspect meter box at a later date | Unknown - Unlikely Lead |  |  |  | No | Other |  | Will Inspect meter box at a later date | Unknown | Don't Know | Don't Know |  | Building | Unknown | Unknown | No |  |  | Unknown |  | 32.7131731 | -103.150316
4942 | 4011-B EL NIDO, HOBBS NM |  | No | No | Non-Lead - Plastic | No | 2015 | 1 | Field inspection only with no records | Yes | Visual inspection at the meter pit | 06/03/2024 00:00:00 |  | Non-Lead - Plastic | 2015 | 1 | Field inspection only with no records | Yes | Visual inspection at the meter pit | 06/03/2024 00:00:00 |  | Non-Lead | No | No |  | Single Family Residence |  | No | No |  |  | Non-Lead
6592 | 1306 S HOUSTON ST, HOBBS NM |  | No | No | Unknown - Unlikely Lead | Don't Know |  |  |  | No | Other |  | Will Inspect meter box at a later date | Unknown - Unlikely Lead |  |  |  | No | Other |  | Will Inspect meter box at a later date | Unknown | Don't Know | Don't Know |  | Building | Unknown | Unknown | No |  |  | Unknown |  | 32.6852908 | -103.1310443
5760 | 1107 N GILA DR, HOBBS NM |  | No | No | Unknown - Unlikely Lead | Don't Know |  |  |  | No | Other |  | Will Inspect meter box at a later date | Unknown - Unlikely Lead |  |  |  | No | Other |  | Will Inspect meter box at a later date | Unknown | Don't Know | Don't Know |  | Building | Unknown | Unknown | No |  |  | Unknown
614 | 1507 E ALAMEDA ST, HOBBS NM |  | No | No | Unknown - Unlikely Lead | Don't Know |  |  |  | No | Other |  | Will Inspect meter box at a later date | Unknown - Unlikely Lead |  |  |  | No | Other |  | Will Inspect meter box at a later date | Unknown | Don't Know | Don't Know |  | Building | Unknown | Unknown | No |  |  | Unknown |  | 32.7023198 | -103.1178946
7663 | 2116 N KINGSLEY DR, HOBBS NM |  | No | No | Unknown - Unlikely Lead | Don't Know |  |  |  | No | Other |  | Will Inspect meter box at a later date | Unknown - Unlikely Lead |  |  |  | No | Other |  | Will Inspect meter box at a later date | Unknown | Don't Know | Don't Know |  | Building | Unknown | Unknown | No |  |  | Unknown |  | 32.7238611 | -103.1417166
9520 | 1512 MARQUIS LN, HOBBS NM |  | No | No | Unknown - Unlikely Lead | Don't Know |  |  |  | No | Other |  | Will Inspect meter box at a later date | Unknown - Unlikely Lead |  |  |  | No | Other |  | Will Inspect meter box at a later date | Unknown | Don't Know | Don't Know |  | Building | Unknown | Unknown | No |  |  | Unknown |  | 32.7398961 | -103.1546427
6468 | 2030 E HIGHLAND DR, HOBBS NM |  | No | No | Non-Lead - Copper | No | 2007 | 3/4 | Field inspection only with no records | Yes | Visual inspection at the meter pit | 05/26/2024 00:00:00 |  | Non-Lead - Copper | 2007 | 3/4 | Installation date after lead ban | Yes | Visual inspection at the meter pit | 05/26/2024 00:00:00 |  | Non-Lead | No | No |  | Single Family Residence |  | No | No |  |  | Non-Lead |  | 32.7296586 | -103.1121116
6516 | 3005 N HOUSTON ST, HOBBS NM |  | No | No | Unknown - Unlikely Lead | Don't Know |  |  |  | No | Other |  | Will Inspect meter box at a later date | Unknown - Unlikely Lead |  |  |  | No | Other |  | Will Inspect meter box at a later date | Unknown | Don't Know | Don't Know |  | Building | Unknown | Unknown | No |  |  | Unknown |  | 32.7333264 | -103.1322129
9863 | 3525 N NORTHWEST DR, HOBBS NM |  | No | No | Unknown - Unlikely Lead | Don't Know |  |  |  | No | Other |  | Will Inspect meter box at a later date | Unknown - Unlikely Lead |  |  |  | No | Other |  | Will Inspect meter box at a later date | Unknown | Don't Know | Don't Know |  | Building | Unknown | Unknown | No |  |  | Unknown |  | 32.7383144 | -103.1570801
7442 | 921 JICARILLA ST, HOBBS NM |  | No | No | Unknown - Unlikely Lead | Don't Know |  |  |  | No | Other |  | Will Inspect meter box at a later date | Unknown - Unlikely Lead |  |  |  | No | Other |  | Will Inspect meter box at a later date | Unknown | Don't Know | Don't Know |  | Building | Unknown | Unknown | No |  |  | Unknown |  | 32.7449438 | -103.1469587
8845 | 204 E MIDWEST ST, HOBBS NM |  | No | No | Unknown - Unlikely Lead | Don't Know |  |  |  | No | Other |  | Will Inspect meter box at a later date | Unknown - Unlikely Lead |  |  |  | No | Other |  | Will Inspect meter box at a later date | Unknown | Don't Know | Don't Know |  | Building | Unknown | Unknown | No |  |  | Unknown |  | 32.6917197 | -103.134473
6126 | 901 S GIBBS ST, HOBBS NM |  | No | No | Unknown - Unlikely Lead | Don't Know |  |  |  | No | Other |  | Will Inspect meter box at a later date | Unknown - Unlikely Lead |  |  |  | No | Other |  | Will Inspect meter box at a later date | Unknown | Don't Know | Don't Know |  | Building | Unknown | Unknown | No |  |  | Unknown |  | 32.6925894 | -103.1720615
7958 | 1200 N LLANO DR, HOBBS NM |  | No | No | Unknown - Unlikely Lead | Don't Know |  |  |  | No | Other |  | Will Inspect meter box at a later date | Unknown - Unlikely Lead |  |  |  | No | Other |  | Will Inspect meter box at a later date | Unknown | Don't Know | Don't Know |  | Building | Unknown | Unknown | No |  |  | Unknown |  | 32.7123643 | -103.1172101
8893 | 1115 E MIDWEST ST, HOBBS NM |  | No | No | Unknown - Unlikely Lead | Don't Know |  |  |  | No | Other |  | Will Inspect meter box at a later date | Unknown - Unlikely Lead |  |  |  | No | Other |  | Will Inspect meter box at a later date | Unknown | Don't Know | Don't Know |  | Building | Unknown | Unknown | No |  |  | Unknown |  | 32.6909653 | -103.1231132
9850 | 3523 N NORTHWEST DR, HOBBS NM |  | No | No | Unknown - Unlikely Lead | Don't Know |  |  |  | No | Other |  | Will Inspect meter box at a later date | Unknown - Unlikely Lead |  |  |  | No | Other |  | Will Inspect meter box at a later date | Unknown | Don't Know | Don't Know |  | Building | Unknown | Unknown | No |  |  | Unknown |  | 32.7382364 | -103.1569813
5992 | 1203 N GULF ST, HOBBS NM |  | No | No | Unknown - Unlikely Lead | Don't Know |  |  |  | No | Other |  | Will Inspect meter box at a later date | Unknown - Unlikely Lead |  |  |  | No | Other |  | Will Inspect meter box at a later date | Unknown | Don't Know | Don't Know |  | Building | Unknown | Unknown | No |  |  | Unknown |  | 32.7122458 | -103.1532242
5181 | 2031 N FOWLER ST, HOBBS NM |  | No | No | Unknown - Unlikely Lead | Don't Know |  |  |  | No | Other |  | Will Inspect meter box at a later date | Unknown - Unlikely Lead |  |  |  | No | Other |  | Will Inspect meter box at a later date | Unknown | Don't Know | Don't Know |  | Building | Unknown | Unknown | No |  |  | Unknown
9600 | 1021 W MACKENZIE DR, HOBBS NM |  | No | No | Unknown - Unlikely Lead | Don't Know |  |  |  | No | Other |  | Will Inspect meter box at a later date | Unknown - Unlikely Lead |  |  |  | No | Other |  | Will Inspect meter box at a later date | Unknown | Don't Know | Don't Know |  | Building | Unknown | Unknown | No |  |  | Unknown |  | 32.7131719 | -103.1486873
643 | 802 S ASHER RD, HOBBS NM |  | No | No | Unknown - Unlikely Lead | Don't Know |  |  |  | No | Other |  | Will Inspect meter box at a later date | Unknown - Unlikely Lead |  |  |  | No | Other |  | Will Inspect meter box at a later date | Unknown | Don't Know | Don't Know |  | Building | Unknown | Unknown | No |  |  | Unknown |  | 32.6937166 | -103.1724905
5319 | 1416 W FOX FIRE CT, HOBBS NM |  | No | No | Non-Lead - Plastic | No | 2020 | 1 | Installation date after lead ban | No | Other |  | Newer Construction, verified by GIS Mapping | Non-Lead - Plastic | 2020 | 1 | Installation date after lead ban | No | Other |  | Newer Construction, verified by GIS Mapping |  | No | No |  | Single Family Residence | Unknown | No | No |  |  | Non-Lead
6750 | 2008 N HOMESTEAD DR, HOBBS NM |  | No | No | Non-Lead - Plastic | No | 2019 | 1 | Field inspection only with no records | Yes | Visual inspection at the meter pit | 09/02/2024 00:00:00 |  | Non-Lead - Plastic | 2019 | 1 | Installation date after lead ban | Yes | Visual inspection at the meter pit | 09/02/2024 00:00:00 |  | Non-Lead | No | No |  | Single Family Residence |  | No | No |  |  | Non-Lead |  | 32.7223791 | -103.1113812
8777 | 2812 N MORRIS DR, HOBBS NM |  | No | No | Unknown - Unlikely Lead | Don't Know |  |  |  | No | Other |  | Will Inspect meter box at a later date | Unknown - Unlikely Lead |  |  |  | No | Other |  | Will Inspect meter box at a later date | Unknown | Don't Know | Don't Know |  | Building | Unknown | Unknown | No |  |  | Unknown |  | 32.7317643 | -103.1291528
5973 | 1106 N GULF ST, HOBBS NM |  | No | No | Unknown - Unlikely Lead | Don't Know |  |  |  | No | Other |  | Will Inspect meter box at a later date | Unknown - Unlikely Lead |  |  |  | No | Other |  | Will Inspect meter box at a later date | Unknown | Don't Know | Don't Know |  | Building | Unknown | Unknown | No |  |  | Unknown |  | 32.7114811 | -103.1527506
8566 | 901 W MARLAND ST, HOBBS NM |  | No | No | Unknown - Unlikely Lead | Don't Know |  |  |  | No | Other |  | Will Inspect meter box at a later date | Unknown - Unlikely Lead |  |  |  | No | Other |  | Will Inspect meter box at a later date | Unknown | Don't Know | Don't Know |  | Building | Unknown | Unknown | No |  |  | Unknown |  | 32.6957299 | -103.1472884
9754 | 4507 MAPLE ST, HOBBS NM |  | No | No | Unknown - Unlikely Lead | Don't Know |  |  |  | No | Other |  | Will Inspect meter box at a later date | Unknown - Unlikely Lead |  |  |  | No | Other |  | Will Inspect meter box at a later date | Unknown | Don't Know | Don't Know |  | Building | Unknown | Unknown | No |  |  | Unknown |  | 32.7505528 | -103.1691193
8534 | 1150 W MARLAND ST, HOBBS NM |  | No | No | Unknown - Unlikely Lead | Don't Know |  |  |  | No | Other |  | Will Inspect meter box at a later date | Unknown - Unlikely Lead |  |  |  | No | Other |  | Will Inspect meter box at a later date | Unknown | Don't Know | Don't Know |  | Building | Unknown | Unknown | No |  |  | Unknown |  | 32.6968207 | -103.1506482
9423 | 2907 MONTGOMERY ST, HOBBS NM |  | No | No | Unknown - Unlikely Lead | Don't Know |  |  |  | No | Other |  | Will Inspect meter box at a later date | Unknown - Unlikely Lead |  |  |  | No | Other |  | Will Inspect meter box at a later date | Unknown | Don't Know | Don't Know |  | Building | Unknown | Unknown | No |  |  | Unknown |  | 32.7322365 | -103.1332675
9352 | 726 E MESA DR, HOBBS NM |  | No | No | Unknown - Unlikely Lead | Don't Know |  |  |  | No | Other |  | Will Inspect meter box at a later date | Unknown - Unlikely Lead |  |  |  | No | Other |  | Will Inspect meter box at a later date | Unknown | Don't Know | Don't Know |  | Building | Unknown | Unknown | No |  |  | Unknown |  | 32.7182695 | -103.1279414
9466 | 4021 W MILLEN DR #1, HOBBS NM |  | No | No | Unknown - Unlikely Lead | Don't Know |  |  |  | No | Other |  | Will Inspect meter box at a later date | Unknown - Unlikely Lead |  |  |  | No | Other |  | Will Inspect meter box at a later date | Unknown | Don't Know | Don't Know |  | Building | Unknown | Unknown | No |  |  | Unknown
6663 | 4727 W HARDTACK RD, HOBBS NM |  | No | No | Non-Lead - Plastic | No | 2015 | 3/4 | Field inspection only with no records | Yes | Visual inspection at the meter pit | 05/26/2024 00:00:00 |  | Non-Lead - Plastic | 2015 | 3/4 | Installation date after lead ban | Yes | Visual inspection at the meter pit | 05/26/2024 00:00:00 |  | Non-Lead | No | No |  | Single Family Residence |  | No | No |  |  | Non-Lead |  | 32.751674 | -103.19745
8334 | 5920 N LOVINGTON HWY, HOBBS NM |  | No | No | Unknown - Unlikely Lead | Don't Know |  |  |  | No | Other |  | Will Inspect meter box at a later date | Unknown - Unlikely Lead |  |  |  | No | Other |  | Will Inspect meter box at a later date | Unknown | Don't Know | Don't Know |  | Building | Unknown | Unknown | No |  |  | Unknown |  | 32.7676311 | -103.1866546
9111 | 401 N MCKINLEY ST, HOBBS NM |  | No | No | Unknown - Unlikely Lead | Don't Know |  |  |  | No | Other |  | Will Inspect meter box at a later date | Unknown - Unlikely Lead |  |  |  | No | Other |  | Will Inspect meter box at a later date | Unknown | Don't Know | Don't Know |  | Building | Unknown | Unknown | No |  |  | Unknown |  | 32.704209 | -103.1327433
663 | 733 E ASPEN ST, HOBBS NM |  | No | No | Unknown - Unlikely Lead | Don't Know |  |  |  | No | Other |  | Will Inspect meter box at a later date | Unknown - Unlikely Lead |  |  |  | No | Other |  | Will Inspect meter box at a later date | Unknown | Don't Know | Don't Know |  | Building | Unknown | Unknown | No |  |  | Unknown |  | 32.73507 | -103.1287379
6687 | 4809 W HARDTACK RD, HOBBS NM |  | No | No | Non-Lead - Plastic | No | 2015 | 3/4 | Field inspection only with no records | Yes | Visual inspection at the meter pit | 05/26/2024 00:00:00 |  | Non-Lead - Plastic | 2015 | 3/4 | Installation date after lead ban | Yes | Visual inspection at the meter pit | 05/26/2024 00:00:00 |  | Non-Lead | No | No |  | Single Family Residence |  | No | No |  |  | Non-Lead |  | 32.751674 | -103.19797
7834 | 1311 E LLANO DR, HOBBS NM |  | No | No | Unknown - Unlikely Lead | Don't Know |  |  |  | No | Other |  | Will Inspect meter box at a later date | Unknown - Unlikely Lead |  |  |  | No | Other |  | Will Inspect meter box at a later date | Unknown | Don't Know | Don't Know |  | Building | Unknown | Unknown | No |  |  | Unknown |  | 32.7141314 | -103.1201662
9684 | 2225 N MORA DR, HOBBS NM |  | No | No | Unknown - Unlikely Lead | Don't Know |  |  |  | No | Other |  | Will Inspect meter box at a later date | Unknown - Unlikely Lead |  |  |  | No | Other |  | Will Inspect meter box at a later date | Unknown | Don't Know | Don't Know |  | Building | Unknown | Unknown | No |  |  | Unknown |  | 32.7255144 | -103.1176226
7985 | 1115 E LINCOLN RD, HOBBS NM |  | No | No | Unknown - Unlikely Lead | Don't Know |  |  |  | No | Other |  | Will Inspect meter box at a later date | Unknown - Unlikely Lead |  |  |  | No | Other |  | Will Inspect meter box at a later date | Unknown | Don't Know | Don't Know |  | Building | Unknown | Unknown | No |  |  | Unknown |  | 32.7195396 | -103.1225688
69 | 601 S 9TH ST, HOBBS NM |  | No | No | Unknown - Unlikely Lead | Don't Know |  |  |  | No | Other |  | Will Inspect meter box at a later date | Unknown - Unlikely Lead |  |  |  | No | Other |  | Will Inspect meter box at a later date | Unknown | Don't Know | Don't Know |  | Building | Unknown | Unknown | No |  |  | Unknown |  | 32.6956033 | -103.1180268
7397 | 407 S JEFFERSON ST, HOBBS NM |  | No | No | Unknown - Unlikely Lead | Don't Know |  |  |  | No | Other |  | Will Inspect meter box at a later date | Unknown - Unlikely Lead |  |  |  | No | Other |  | Will Inspect meter box at a later date | Unknown | Don't Know | Don't Know |  | Building | Unknown | Unknown | No |  |  | Unknown |  | 32.6974657 | -103.1242495
8716 | 1000 N MARLAND BLVD #45, HOBBS NM |  | No | No | Non-Lead - Plastic | Don't Know | 2003 | 3/4 | Field inspection only with no records | Yes | Visual inspection at the meter pit | 08/26/2024 00:00:00 |  | Non-Lead - Plastic | 2003 | 3/4 | Field inspection only with no records | Yes | Visual inspection at the meter pit | 08/26/2024 00:00:00 |  | Non-Lead | No | Don't Know |  | Single Family Residence |  | No | No |  |  | Non-Lead
9659 | 2318 N MIMOSA LN, HOBBS NM |  | No | No | Non-Lead - Plastic | No | 2007 | 1 | Field inspection only with no records | Yes | Visual inspection at the meter pit | 06/03/2024 00:00:00 |  | Non-Lead - Plastic | 2007 | 1 | Field inspection only with no records | Yes | Visual inspection at the meter pit | 06/03/2024 00:00:00 |  | Non-Lead | No | No |  | Single Family Residence |  | No | No |  |  | Non-Lead |  | 32.726857 | -103.113121
94 | 11 ACOMA CT, HOBBS NM |  | No | No | Unknown - Unlikely Lead | Don't Know |  |  |  | No | Other |  | Will Inspect meter box at a later date | Unknown - Unlikely Lead |  |  |  | No | Other |  | Will Inspect meter box at a later date | Unknown | Don't Know | Don't Know |  | Building | Unknown | Unknown | No |  |  | Unknown |  | 32.7361771 | -103.1394969
6924 | 2105 E HERITAGE LN, HOBBS NM |  | No | No | Non-Lead - Copper | No | 2007 | 3/4 | Field inspection only with no records | Yes | Visual inspection at the meter pit | 05/26/2024 00:00:00 |  | Non-Lead - Copper | 2007 | 3/4 | Installation date after lead ban | No | Visual inspection at the meter pit | 05/26/2024 00:00:00 |  | Non-Lead | No | No |  | Single Family Residence |  | No | No |  |  | Non-Lead |  | 32.727625 | -103.1115155
6556 | 2502 N HOUSTON ST, HOBBS NM |  | No | No | Unknown - Unlikely Lead | Don't Know |  |  |  | No | Other |  | Will Inspect meter box at a later date | Unknown - Unlikely Lead |  |  |  | No | Other |  | Will Inspect meter box at a later date | Unknown | Don't Know | Don't Know |  | Building | Unknown | Unknown | No |  |  | Unknown |  | 32.7284898 | -103.1326861
8761 | 803 N MORRIS ST, HOBBS NM |  | No | No | Unknown - Unlikely Lead | Don't Know |  |  |  | No | Other |  | Will Inspect meter box at a later date | Unknown - Unlikely Lead |  |  |  | No | Other |  | Will Inspect meter box at a later date | Unknown | Don't Know | Don't Know |  | Building | Unknown | Unknown | No |  |  | Unknown |  | 32.7085805 | -103.1289985
9068 | 2033 N MCKINLEY ST, HOBBS NM |  | No | No | Unknown - Unlikely Lead | Don't Know |  |  |  | No | Other |  | Will Inspect meter box at a later date | Unknown - Unlikely Lead |  |  |  | No | Other |  | Will Inspect meter box at a later date | Unknown | Don't Know | Don't Know |  | Building | Unknown | Unknown | No |  |  | Unknown |  | 32.723262 | -103.1358633
5090 | 3404 N ENTERPRISE DR, HOBBS NM |  | No | No | Unknown - Unlikely Lead | Don't Know |  |  |  | No | Other |  | Will Inspect meter box at a later date | Unknown - Unlikely Lead |  |  |  | No | Other |  | Will Inspect meter box at a later date | Unknown | Don't Know | Don't Know |  | Building | Unknown | Unknown | No |  |  | Unknown
5263 | 305 S FOWLER ST, HOBBS NM |  | No | No | Unknown - Unlikely Lead | Don't Know |  |  |  | No | Other |  | Will Inspect meter box at a later date | Unknown - Unlikely Lead |  |  |  | No | Other |  | Will Inspect meter box at a later date | Unknown | Don't Know | Don't Know |  | Building | Unknown | Unknown | No |  |  | Unknown
8201 | 1100 W LAUGHLIN DR, HOBBS NM |  | No | No | Unknown - Unlikely Lead | Don't Know |  |  |  | No | Other |  | Will Inspect meter box at a later date | Unknown - Unlikely Lead |  |  |  | No | Other |  | Will Inspect meter box at a later date | Unknown | Don't Know | Don't Know |  | Building | Unknown | Unknown | No |  |  | Unknown |  | 32.7128213 | -103.1490874
8356 | 5915 N LOVINGTON HWY, HOBBS NM |  | No | No | Unknown - Unlikely Lead | Don't Know |  |  |  | No | Other |  | Will Inspect meter box at a later date | Unknown - Unlikely Lead |  |  |  | No | Other |  | Will Inspect meter box at a later date | Unknown | Don't Know | Don't Know |  | Building | Unknown | Unknown | No |  |  | Unknown |  | 32.7672699 | -103.1896047
7137 | 1720 W JOE HARVEY BLVD, HOBBS NM |  | No | No | Unknown - Unlikely Lead | Don't Know |  |  |  | No | Other |  | Will Inspect meter box at a later date | Unknown - Unlikely Lead |  |  |  | No | Other |  | Will Inspect meter box at a later date | Unknown | Don't Know | Don't Know |  | Building | Unknown | Unknown | No |  |  | Unknown |  | 32.7424229 | -103.1574623
7125 | 2706 N JADE AVE, HOBBS NM |  | No | No | Unknown - Unlikely Lead | Don't Know |  |  |  | No | Other |  | Will Inspect meter box at a later date | Unknown - Unlikely Lead |  |  |  | No | Other |  | Will Inspect meter box at a later date | Unknown | Don't Know | Don't Know |  | Building | Unknown | Unknown | No |  |  | Unknown |  | 32.7317579 | -103.1392996
9817 | 3405 N NORTHWEST DR, HOBBS NM |  | No | No | Unknown - Unlikely Lead | Don't Know |  |  |  | No | Other |  | Will Inspect meter box at a later date | Unknown - Unlikely Lead |  |  |  | No | Other |  | Will Inspect meter box at a later date | Unknown | Don't Know | Don't Know |  | Building | Unknown | Unknown | No |  |  | Unknown |  | 32.7369238 | -103.1557109
5127 | 1914 N FOWLER ST, HOBBS NM |  | No | No | Unknown - Unlikely Lead | Don't Know |  |  |  | No | Other |  | Will Inspect meter box at a later date | Unknown - Unlikely Lead |  |  |  | No | Other |  | Will Inspect meter box at a later date | Unknown | Don't Know | Don't Know |  | Building | Unknown | Unknown | No |  |  | Unknown
8829 | 302 S MORRIS ST, HOBBS NM |  | No | No | Unknown - Unlikely Lead | Don't Know |  |  |  | No | Other |  | Will Inspect meter box at a later date | Unknown - Unlikely Lead |  |  |  | No | Other |  | Will Inspect meter box at a later date | Unknown | Don't Know | Don't Know |  | Building | Unknown | Unknown | No |  |  | Unknown |  | 32.698784 | -103.128452
6349 | 412 S GRIMES ST, HOBBS NM |  | No | No | Unknown - Unlikely Lead | Don't Know |  |  |  | No | Other |  | Will Inspect meter box at a later date | Unknown - Unlikely Lead |  |  |  | No | Other |  | Will Inspect meter box at a later date | Unknown | Don't Know | Don't Know |  | Building | Unknown | Unknown | No |  |  | Unknown |  | 32.6970423 | -103.1445514
6817 | 1201 E HUMBLE ST, HOBBS NM |  | No | No | Unknown - Unlikely Lead | Don't Know |  |  |  | No | Other |  | Will Inspect meter box at a later date | Unknown - Unlikely Lead |  |  |  | No | Other |  | Will Inspect meter box at a later date | Unknown | Don't Know | Don't Know |  | Building | Unknown | Unknown | No |  |  | Unknown |  | 32.6932005 | -103.1223901
9102 | 919 N MCKINLEY ST, HOBBS NM |  | No | No | Unknown - Unlikely Lead | Don't Know |  |  |  | No | Other |  | Will Inspect meter box at a later date | Unknown - Unlikely Lead |  |  |  | No | Other |  | Will Inspect meter box at a later date | Unknown | Don't Know | Don't Know |  | Building | Unknown | Unknown | No |  |  | Unknown |  | 32.7099011 | -103.1327544
5059 | 320 S ELM ST, HOBBS NM |  | No | No | Unknown - Unlikely Lead | Don't Know |  |  |  | No | Other |  | Will Inspect meter box at a later date | Unknown - Unlikely Lead |  |  |  | No | Other |  | Will Inspect meter box at a later date | Unknown | Don't Know | Don't Know |  | Building | Unknown | Unknown | No |  |  | Unknown
7157 | 1215 W JOE HARVEY BLVD SUITE 100, HOBBS NM |  | No | No | Unknown - Unlikely Lead | Don't Know |  |  |  | No | Other |  | Will Inspect meter box at a later date | Unknown - Unlikely Lead |  |  |  | No | Other |  | Will Inspect meter box at a later date | Unknown | Don't Know | Don't Know |  | Building | Unknown | Unknown | No |  |  | Unknown |  | 32.7397861 | -103.1509089
9822 | 3130 N NORTHWEST DR, HOBBS NM |  | No | No | Unknown - Unlikely Lead | Don't Know |  |  |  | No | Other |  | Will Inspect meter box at a later date | Unknown - Unlikely Lead |  |  |  | No | Other |  | Will Inspect meter box at a later date | Unknown | Don't Know | Don't Know |  | Building | Unknown | Unknown | No |  |  | Unknown |  | 32.7346874 | -103.1528746
9289 | 709 N MURRAY ST, HOBBS NM |  | No | No | Unknown - Unlikely Lead | Don't Know |  |  |  | No | Other |  | Will Inspect meter box at a later date | Unknown - Unlikely Lead |  |  |  | No | Other |  | Will Inspect meter box at a later date | Unknown | Don't Know | Don't Know |  | Building | Unknown | Unknown | No |  |  | Unknown |  | 32.7074678 | -103.121912
5377 | 1426 W FROG LEAP CT, HOBBS NM |  | No | No | Non-Lead - Plastic | No | 2019 | 1 | Installation date after lead ban | No | Other |  | Newer Construction, verified by GIS Mapping | Non-Lead - Plastic | 2008 | 1 | Installation date after lead ban | No | Other |  | Newer Construction, verified by GIS Mapping |  | No | No |  | Single Family Residence | Unknown | No | No |  |  | Non-Lead
8649 | 110 E MARLAND ST, HOBBS NM |  | No | No | Unknown - Unlikely Lead | Don't Know |  |  |  | No | Other |  | Will Inspect meter box at a later date | Unknown - Unlikely Lead |  |  |  | No | Other |  | Will Inspect meter box at a later date | Unknown | Don't Know | Don't Know |  | Building | Unknown | Unknown | No |  |  | Unknown |  | 32.6969416 | -103.1353896
5905 | 109 E GYPSY ST, HOBBS NM |  | No | No | Unknown - Unlikely Lead | Don't Know |  |  |  | No | Other |  | Will Inspect meter box at a later date | Unknown - Unlikely Lead |  |  |  | No | Other |  | Will Inspect meter box at a later date | Unknown | Don't Know | Don't Know |  | Building | Unknown | Unknown | No |  |  | Unknown
8749 | 601 N MORRIS ST, HOBBS NM |  | No | No | Unknown - Unlikely Lead | Don't Know |  |  |  | No | Other |  | Will Inspect meter box at a later date | Unknown - Unlikely Lead |  |  |  | No | Other |  | Will Inspect meter box at a later date | Unknown | Don't Know | Don't Know |  | Building | Unknown | Unknown | No |  |  | Unknown |  | 32.7061898 | -103.1290797
8388 | 5419 N LOVINGTON HWY, HOBBS NM |  | No | No | Unknown - Unlikely Lead | Don't Know |  |  |  | No | Other |  | Will Inspect meter box at a later date | Unknown - Unlikely Lead |  |  |  | No | Other |  | Will Inspect meter box at a later date | Unknown | Don't Know | Don't Know |  | Building | Unknown | Unknown | No |  |  | Unknown |  | 32.7664029 | -103.185445
728 | 2233 N ADOBE DR, HOBBS NM |  | No | No | Unknown - Unlikely Lead | Don't Know |  |  |  | No | Other |  | Will Inspect meter box at a later date | Unknown - Unlikely Lead |  |  |  | No | Other |  | Will Inspect meter box at a later date | Unknown | Don't Know | Don't Know |  | Building | Unknown | Unknown | No |  |  | Unknown |  | 32.7251952 | -103.1402738
6507 | 2718 N HOUSTON ST, HOBBS NM |  | No | No | Unknown - Unlikely Lead | Don't Know |  |  |  | No | Other |  | Will Inspect meter box at a later date | Unknown - Unlikely Lead |  |  |  | No | Other |  | Will Inspect meter box at a later date | Unknown | Don't Know | Don't Know |  | Building | Unknown | Unknown | No |  |  | Unknown |  | 32.7308919 | -103.1315278
7551 | 1307 W KIOWA AVE, HOBBS NM |  | No | No | Unknown - Unlikely Lead | Don't Know |  |  |  | No | Other |  | Will Inspect meter box at a later date | Unknown - Unlikely Lead |  |  |  | No | Other |  | Will Inspect meter box at a later date | Unknown | Don't Know | Don't Know |  | Building | Unknown | Unknown | No |  |  | Unknown |  | 32.7360624 | -103.150853
9233 | 220 E MAIN ST, HOBBS NM |  | No | No | Unknown - Unlikely Lead | Don't Know |  |  |  | No | Other |  | Will Inspect meter box at a later date | Unknown - Unlikely Lead |  |  |  | No | Other |  | Will Inspect meter box at a later date | Unknown | Don't Know | Don't Know |  | Building | Unknown | Unknown | No |  |  | Unknown |  | 32.6927039 | -103.1340289
7808 | 110 W LLANO DR, HOBBS NM |  | No | No | Unknown - Unlikely Lead | Don't Know |  |  |  | No | Other |  | Will Inspect meter box at a later date | Unknown - Unlikely Lead |  |  |  | No | Other |  | Will Inspect meter box at a later date | Unknown | Don't Know | Don't Know |  | Building | Unknown | Unknown | No |  |  | Unknown |  | 32.7167164 | -103.1364099
7925 | 1006 E LLANO DR, HOBBS NM |  | No | No | Unknown - Unlikely Lead | Don't Know |  |  |  | No | Other |  | Will Inspect meter box at a later date | Unknown - Unlikely Lead |  |  |  | No | Other |  | Will Inspect meter box at a later date | Unknown | Don't Know | Don't Know |  | Building | Unknown | Unknown | No |  |  | Unknown |  | 32.7145649 | -103.1240618
5710 | 1717 N GILA DR, HOBBS NM |  | No | No | Unknown - Unlikely Lead | Don't Know |  |  |  | No | Other |  | Will Inspect meter box at a later date | Unknown - Unlikely Lead |  |  |  | No | Other |  | Will Inspect meter box at a later date | Unknown | Don't Know | Don't Know |  | Building | Unknown | Unknown | No |  |  | Unknown
8903 | 902 E MIDWEST ST, HOBBS NM |  | No | No | Unknown - Unlikely Lead | Don't Know |  |  |  | No | Other |  | Will Inspect meter box at a later date | Unknown - Unlikely Lead |  |  |  | No | Other |  | Will Inspect meter box at a later date | Unknown | Don't Know | Don't Know |  | Building | Unknown | Unknown | No |  |  | Unknown |  | 32.6914771 | -103.1261501
6330 | 603 S GRIMES ST, HOBBS NM |  | No | No | Unknown - Unlikely Lead | Don't Know |  |  |  | No | Other |  | Will Inspect meter box at a later date | Unknown - Unlikely Lead |  |  |  | No | Other |  | Will Inspect meter box at a later date | Unknown | Don't Know | Don't Know |  | Building | Unknown | Unknown | No |  |  | Unknown |  | 32.6941944 | -103.1451133
6089 | 1023 E GLORIETTA D 101, HOBBS NM |  | No | No | Non-Lead - Plastic | No | 2019 | 1 | Field inspection only with no records | Yes | Visual inspection at the meter pit | 05/26/2024 00:00:00 |  | Non-Lead - Plastic | 2019 | 1 | Installation date after lead ban | Yes | Visual inspection at the meter pit | 05/26/2024 00:00:00 |  | Non-Lead | No | No |  | Single Family Residence |  | No | No |  |  | Non-Lead |  | 32.7322508 | -103.1251818
6187 | 3720 N GRIMES ST, HOBBS NM |  | No | No | Unknown - Unlikely Lead | Don't Know |  |  |  | No | Other |  | Will Inspect meter box at a later date | Unknown - Unlikely Lead |  |  |  | No | Other |  | Will Inspect meter box at a later date | Unknown | Don't Know | Don't Know |  | Building | Unknown | Unknown | No |  |  | Unknown |  | 32.7409773 | -103.1443146
541 | 306 N AVENUE A, HOBBS NM |  | No | No | Unknown - Unlikely Lead | Don't Know |  |  |  | No | Other |  | Will Inspect meter box at a later date | Unknown - Unlikely Lead |  |  |  | No | Other |  | Will Inspect meter box at a later date | Unknown | Don't Know | Don't Know |  | Building | Unknown | Unknown | No |  |  | Unknown
7805 | 306 W LLANO DR, HOBBS NM |  | No | No | Unknown - Unlikely Lead | Don't Know |  |  |  | No | Other |  | Will Inspect meter box at a later date | Unknown - Unlikely Lead |  |  |  | No | Other |  | Will Inspect meter box at a later date | Unknown | Don't Know | Don't Know |  | Building | Unknown | Unknown | No |  |  | Unknown |  | 32.7160962 | -103.1379796
9491 | 6305 N MEADOWLANDS DR, HOBBS NM |  | No | No | Non-Lead - Plastic | No |  | 1 | Field inspection only with no records | Yes | Visual inspection at the meter pit | 06/03/2024 00:00:00 |  | Non-Lead - Plastic |  | 1 | Field inspection only with no records | Yes | Visual inspection at the meter pit | 06/03/2024 00:00:00 |  | Non-Lead | No | No |  | Single Family Residence |  | No | No |  |  | Non-Lead |  | 32.771971 | -103.157614
5288 | 4028 FIESTA DR, HOBBS NM |  | No | No | Unknown - Unlikely Lead | Don't Know |  |  |  | No | Other |  | Will Inspect meter box at a later date | Unknown - Unlikely Lead |  |  |  | No | Other |  | Will Inspect meter box at a later date | Unknown | Don't Know | Don't Know |  | Building | Unknown | Unknown | No |  |  | Unknown
7511 | 1523 W KYLEIGH, HOBBS NM |  | No | No | Non-Lead - Plastic | No | 2008 | 1 | Installation date after lead ban | Yes | Visual inspection at the meter pit | 09/30/2024 00:00:00 |  | Non-Lead - Plastic | 2008 |  | Field inspection only with no records | Yes | Visual inspection at the meter pit | 09/30/2024 00:00:00 |  | Non-Lead | No | No |  | Single Family Residence | Unknown | No | No |  |  | Non-Lead |  | 32.7567724 | -103.1551567
8221 | 1201 W LAUGHLIN DR, HOBBS NM |  | No | No | Unknown - Unlikely Lead | Don't Know |  |  |  | No | Other |  | Will Inspect meter box at a later date | Unknown - Unlikely Lead |  |  |  | No | Other |  | Will Inspect meter box at a later date | Unknown | Don't Know | Don't Know |  | Building | Unknown | Unknown | No |  |  | Unknown |  | 32.7124034 | -103.1503987
9723 | 1005 E MICHIGAN DR #4, HOBBS NM |  | No | No | Unknown - Unlikely Lead | Don't Know |  |  |  | No | Other |  | Will Inspect meter box at a later date | Unknown - Unlikely Lead |  |  |  | No | Other |  | Will Inspect meter box at a later date | Unknown | Don't Know | Don't Know |  | Building | Unknown | Unknown | No |  |  | Unknown
77 | 8 ACOMA CT, HOBBS NM |  | No | No | Unknown - Unlikely Lead | Don't Know |  |  |  | No | Other |  | Will Inspect meter box at a later date | Unknown - Unlikely Lead |  |  |  | No | Other |  | Will Inspect meter box at a later date | Unknown | Don't Know | Don't Know |  | Building | Unknown | Unknown | No |  |  | Unknown |  | 32.7364117 | -103.1397795
8615 | 2108 E MARLAND BLVD, HOBBS NM |  | No | No | Unknown - Unlikely Lead | Don't Know |  |  |  | No | Other |  | Will Inspect meter box at a later date | Unknown - Unlikely Lead |  |  |  | No | Other |  | Will Inspect meter box at a later date | Unknown | Don't Know | Don't Know |  | Building | Unknown | Unknown | No |  |  | Unknown |  | 32.69667 | -103.1615955
9427 | 3018 MONTGOMERY ST, HOBBS NM |  | No | No | Unknown - Unlikely Lead | Don't Know |  |  |  | No | Other |  | Will Inspect meter box at a later date | Unknown - Unlikely Lead |  |  |  | No | Other |  | Will Inspect meter box at a later date | Unknown | Don't Know | Don't Know |  | Building | Unknown | Unknown | No |  |  | Unknown |  | 32.733795 | -103.1326126
8290 | 4428 N LOVINGTON HWY, HOBBS NM |  | No | No | Unknown - Unlikely Lead | Don't Know |  |  |  | No | Other |  | Will Inspect meter box at a later date | Unknown - Unlikely Lead |  |  |  | No | Other |  | Will Inspect meter box at a later date | Unknown | Don't Know | Don't Know |  | Building | Unknown | Unknown | No |  |  | Unknown |  | 32.7496479 | -103.1694542
9658 | 2331 N MIMOSA LN, HOBBS NM |  | No | No | Non-Lead - Plastic | No | 2007 | 1 | Field inspection only with no records | Yes | Visual inspection at the meter pit | 06/03/2024 00:00:00 |  | Non-Lead - Plastic | 2007 | 1 | Field inspection only with no records | Yes | Visual inspection at the meter pit | 06/03/2024 00:00:00 |  | Non-Lead | No | No |  | Single Family Residence |  | No | No |  |  | Non-Lead |  | 32.7270527 | -103.1135449
9833 | 3427 N NORTHWEST DR, HOBBS NM |  | No | No | Unknown - Unlikely Lead | Don't Know |  |  |  | No | Other |  | Will Inspect meter box at a later date | Unknown - Unlikely Lead |  |  |  | No | Other |  | Will Inspect meter box at a later date | Unknown | Don't Know | Don't Know |  | Building | Unknown | Unknown | No |  |  | Unknown |  | 32.7376885 | -103.1564411
7186 | 1624 JUNE GRASS ROAD, HOBBS NM |  | No | No | Non-Lead - Plastic | No | 2024 | 1 | Field inspection only with no records | Yes | Visual inspection at the meter pit | 07/23/2024 00:00:00 |  | Non-Lead - Plastic | 2024 | 1 | Field inspection only with no records | Yes | Visual inspection at the meter pit | 07/23/2024 00:00:00 |  | Non-Lead | No | No |  | Single Family Residence | Unknown | No | No |  |  | Non-Lead |  | 32.568489 | -103.805898
5431 | 1322 N GRAYSON ST, HOBBS NM |  | No | No | Unknown - Unlikely Lead | Don't Know |  |  |  | No | Other |  | Will Inspect meter box at a later date | Unknown - Unlikely Lead |  |  |  | No | Other |  | Will Inspect meter box at a later date | Unknown | Don't Know | Don't Know |  | Building | Unknown | Unknown | No |  |  | Unknown
7927 | 108 E LLANO DR, HOBBS NM |  | No | No | Unknown - Unlikely Lead | Don't Know |  |  |  | No | Other |  | Will Inspect meter box at a later date | Unknown - Unlikely Lead |  |  |  | No | Other |  | Will Inspect meter box at a later date | Unknown | Don't Know | Don't Know |  | Building | Unknown | Unknown | No |  |  | Unknown |  | 32.6595661 | -103.1356999
9316 | 909 W MESA VERDE DR, HOBBS NM |  | No | No | Unknown - Unlikely Lead | Don't Know |  |  |  | No | Other |  | Will Inspect meter box at a later date | Unknown - Unlikely Lead |  |  |  | No | Other |  | Will Inspect meter box at a later date | Unknown | Don't Know | Don't Know |  | Building | Unknown | Unknown | No |  |  | Unknown |  | 32.7456994 | -103.1464486
8094 | 6435 LILY POND RD, HOBBS NM |  | No | No | Non-Lead - Plastic | No | 2022 | 1 | Field inspection only with no records | Yes | Visual inspection at the meter pit | 07/23/2024 00:00:00 |  | Non-Lead - Plastic | 2022 | 1 | Field inspection only with no records | Yes | Visual inspection at the meter pit | 07/23/2024 00:00:00 |  | Non-Lead | No | No |  | Single Family Residence | Unknown | No | No |  |  | Non-Lead |  | 32.7728795 | -103.1563812
53 | 600 S 8TH ST, HOBBS NM |  | No | No | Unknown - Unlikely Lead | Don't Know |  |  |  | No | Other |  | Will Inspect meter box at a later date | Unknown - Unlikely Lead |  |  |  | No | Other |  | Will Inspect meter box at a later date | Unknown | Don't Know | Don't Know |  | Building | Unknown | Unknown | No |  |  | Unknown
9898 | 2713 N NORTHWEST DR, HOBBS NM |  | No | No | Unknown - Unlikely Lead | Don't Know |  |  |  | No | Other |  | Will Inspect meter box at a later date | Unknown - Unlikely Lead |  |  |  | No | Other |  | Will Inspect meter box at a later date | Unknown | Don't Know | Don't Know |  | Building | Unknown | Unknown | No |  |  | Unknown |  | 32.7295179 | -103.1483985
8444 | 300 W MESQUITE DR, HOBBS NM |  | No | No | Unknown - Unlikely Lead | Don't Know |  |  |  | No | Other |  | Will Inspect meter box at a later date | Unknown - Unlikely Lead |  |  |  | No | Other |  | Will Inspect meter box at a later date | Unknown | Don't Know | Don't Know |  | Building | Unknown | Unknown | No |  |  | Unknown |  | 32.6886104 | -103.1389322
8986 | 2535 W MIDWEST ST, HOBBS NM |  | No | No | Unknown - Unlikely Lead | Don't Know |  |  |  | No | Other |  | Will Inspect meter box at a later date | Unknown - Unlikely Lead |  |  |  | No | Other |  | Will Inspect meter box at a later date | Unknown | Don't Know | Don't Know |  | Building | Unknown | Unknown | No |  |  | Unknown |  | 32.690573 | -103.16665
5600 | 1306 E GREEN ACRES DR, HOBBS NM |  | No | No | Unknown - Unlikely Lead | Don't Know |  |  |  | No | Other |  | Will Inspect meter box at a later date | Unknown - Unlikely Lead |  |  |  | No | Other |  | Will Inspect meter box at a later date | Unknown | Don't Know | Don't Know |  | Building | Unknown | Unknown | No |  |  | Unknown
5403 | 3100 GANTT AVE, HOBBS NM |  | No | No | Unknown - Unlikely Lead | Don't Know |  |  |  | No | Other |  | Will Inspect meter box at a later date | Unknown - Unlikely Lead |  |  |  | No | Other |  | Will Inspect meter box at a later date | Unknown | Don't Know | Don't Know |  | Building | Unknown | Unknown | No |  |  | Unknown
833 | 206 W BERRY DR, HOBBS NM |  | No | No | Unknown - Unlikely Lead | Don't Know |  |  |  | No | Other |  | Will Inspect meter box at a later date | Unknown - Unlikely Lead |  |  |  | No | Other |  | Will Inspect meter box at a later date | Unknown | Don't Know | Don't Know |  | Building | Unknown | Unknown | No |  |  | Unknown |  | 32.7157 | -103.1367342
5643 | 521 W GOLD AVE, HOBBS NM |  | No | No | Unknown - Unlikely Lead | Don't Know |  |  |  | No | Other |  | Will Inspect meter box at a later date | Unknown - Unlikely Lead |  |  |  | No | Other |  | Will Inspect meter box at a later date | Unknown | Don't Know | Don't Know |  | Building | Unknown | Unknown | No |  |  | Unknown
555 | 211 S AVENUE A, HOBBS NM |  | No | No | Unknown - Unlikely Lead | Don't Know |  |  |  | No | Other |  | Will Inspect meter box at a later date | Unknown - Unlikely Lead |  |  |  | No | Other |  | Will Inspect meter box at a later date | Unknown | Don't Know | Don't Know |  | Building | Unknown | Unknown | No |  |  | Unknown
5699 | 928 E GOLD AVE, HOBBS NM |  | No | No | Unknown - Unlikely Lead | Don't Know |  |  |  | No | Other |  | Will Inspect meter box at a later date | Unknown - Unlikely Lead |  |  |  | No | Other |  | Will Inspect meter box at a later date | Unknown | Don't Know | Don't Know |  | Building | Unknown | Unknown | No |  |  | Unknown
5227 | 3500 N FOWLER ST #5, HOBBS NM |  | No | No | Unknown - Unlikely Lead | Don't Know |  |  |  | No | Other |  | Will Inspect meter box at a later date | Unknown - Unlikely Lead |  |  |  | No | Other |  | Will Inspect meter box at a later date | Unknown | Don't Know | Don't Know |  | Building | Unknown | Unknown | No |  |  | Unknown
5385 | 1429 W FROG LEAP CT, HOBBS NM |  | No | No | Non-Lead - Plastic | No | 2019 | 1 | Installation date after lead ban | No | Other |  | Newer Construction, verified by GIS Mapping | Non-Lead - Plastic | 2008 | 1 | Installation date after lead ban | No | Other |  | Newer Construction, verified by GIS Mapping |  | No | No |  | Single Family Residence | Unknown | No | No |  |  | Non-Lead
6368 | 4831 W GREY GHOST RD, HOBBS NM |  | No | No | Non-Lead - Plastic | No | 2017 | 3/4 | Field inspection only with no records | Yes | Visual inspection at the meter pit | 05/26/2024 00:00:00 |  | Non-Lead - Plastic | 2017 | 3/4 | Installation date after lead ban | Yes | Visual inspection at the meter pit | 05/26/2024 00:00:00 |  | Non-Lead | No | No |  | Single Family Residence |  | No | No |  |  | Non-Lead |  | 32.749566 | -103.198758
7068 | 820 W IRON AVE, HOBBS NM |  | No | No | Unknown - Unlikely Lead | Don't Know |  |  |  | No | Other |  | Will Inspect meter box at a later date | Unknown - Unlikely Lead |  |  |  | No | Other |  | Will Inspect meter box at a later date | Unknown | Don't Know | Don't Know |  | Building | Unknown | Unknown | No |  |  | Unknown |  | 32.7318976 | -103.1459436
9567 | 4726 W MIGHTY ATOM RD, HOBBS NM |  | No | No | Non-Lead - Plastic | No | 2020 | 1 | Field inspection only with no records | Yes | Visual inspection at the meter pit | 06/03/2024 00:00:00 |  | Non-Lead - Plastic | 2020 | 1 | Field inspection only with no records | Yes | Visual inspection at the meter pit | 06/03/2024 00:00:00 |  | Non-Lead | No | No |  | Single Family Residence |  | No | No |  |  | Non-Lead |  | 32.74774 | -103.197452
5183 | 2001 N FOWLER ST, HOBBS NM |  | No | No | Unknown - Unlikely Lead | Don't Know |  |  |  | No | Other |  | Will Inspect meter box at a later date | Unknown - Unlikely Lead |  |  |  | No | Other |  | Will Inspect meter box at a later date | Unknown | Don't Know | Don't Know |  | Building | Unknown | Unknown | No |  |  | Unknown
9540 | 1812 MARQUIS LN, HOBBS NM |  | No | No | Unknown - Unlikely Lead | Don't Know |  |  |  | No | Other |  | Will Inspect meter box at a later date | Unknown - Unlikely Lead |  |  |  | No | Other |  | Will Inspect meter box at a later date | Unknown | Don't Know | Don't Know |  | Building | Unknown | Unknown | No |  |  | Unknown |  | 32.7399552 | -103.1584755
7162 | 1600 W JOE HARVEY BLVD, HOBBS NM |  | No | No | Unknown - Unlikely Lead | Don't Know |  |  |  | No | Other |  | Will Inspect meter box at a later date | Unknown - Unlikely Lead |  |  |  | No | Other |  | Will Inspect meter box at a later date | Unknown | Don't Know | Don't Know |  | Building | Unknown | Unknown | No |  |  | Unknown |  | 32.7415854 | -103.1557351
5746 | 1623 N GILA DR, HOBBS NM |  | No | No | Unknown - Unlikely Lead | Don't Know |  |  |  | No | Other |  | Will Inspect meter box at a later date | Unknown - Unlikely Lead |  |  |  | No | Other |  | Will Inspect meter box at a later date | Unknown | Don't Know | Don't Know |  | Building | Unknown | Unknown | No |  |  | Unknown
6982 | 4231 HERMOSA ST, HOBBS NM |  | No | No | Unknown - Unlikely Lead | Don't Know |  |  |  | No | Other |  | Will Inspect meter box at a later date | Unknown - Unlikely Lead |  |  |  | No | Other |  | Will Inspect meter box at a later date | Unknown | Don't Know | Don't Know |  | Building | Unknown | Unknown | No |  |  | Unknown |  | 32.7473537 | -103.1470704
5700 | 1017 E GOLD AVE, HOBBS NM |  | No | No | Unknown - Unlikely Lead | Don't Know |  |  |  | No | Other |  | Will Inspect meter box at a later date | Unknown - Unlikely Lead |  |  |  | No | Other |  | Will Inspect meter box at a later date | Unknown | Don't Know | Don't Know |  | Building | Unknown | Unknown | No |  |  | Unknown
8079 | 6317 N LILY POND RD, HOBBS NM |  | No | No | Non-Lead - Plastic | No | 2022 | 1 | Field inspection only with no records | Yes | Visual inspection at the meter pit | 07/23/2024 00:00:00 |  | Non-Lead - Plastic | 2022 | 1 | Field inspection only with no records | Yes | Visual inspection at the meter pit | 07/23/2024 00:00:00 |  | Non-Lead | No | No |  | Single Family Residence | Unknown | No | No |  |  | Non-Lead |  | 32.7724022 | -103.1566662
6386 | 4825 W GREY GHOST RD, HOBBS NM |  | No | No | Non-Lead - Plastic | No | 2017 | 3/4 | Field inspection only with no records | Yes | Visual inspection at the meter pit | 05/26/2024 00:00:00 |  | Non-Lead - Plastic | 2017 | 3/4 | Installation date after lead ban | Yes | Visual inspection at the meter pit | 05/26/2024 00:00:00 |  | Non-Lead | No | No |  | Single Family Residence |  | No | No |  |  | Non-Lead |  | 32.749566 | -103.198547
5909 | 1004 E GYPSY ST, HOBBS NM |  | No | No | Unknown - Unlikely Lead | Don't Know |  |  |  | No | Other |  | Will Inspect meter box at a later date | Unknown - Unlikely Lead |  |  |  | No | Other |  | Will Inspect meter box at a later date | Unknown | Don't Know | Don't Know |  | Building | Unknown | Unknown | No |  |  | Unknown
6511 | 2401 N HOUSTON ST, HOBBS NM |  | No | No | Unknown - Unlikely Lead | Don't Know |  |  |  | No | Other |  | Will Inspect meter box at a later date | Unknown - Unlikely Lead |  |  |  | No | Other |  | Will Inspect meter box at a later date | Unknown | Don't Know | Don't Know |  | Building | Unknown | Unknown | No |  |  | Unknown |  | 32.7277285 | -103.1330124
9629 | 1101 W MACKENZIE DR, HOBBS NM |  | No | No | Unknown - Unlikely Lead | Don't Know |  |  |  | No | Other |  | Will Inspect meter box at a later date | Unknown - Unlikely Lead |  |  |  | No | Other |  | Will Inspect meter box at a later date | Unknown | Don't Know | Don't Know |  | Building | Unknown | Unknown | No |  |  | Unknown |  | 32.7132012 | -103.1490914
6568 | 111 N HOUSTON ST, HOBBS NM |  | No | No | Unknown - Unlikely Lead | Don't Know |  |  |  | No | Other |  | Will Inspect meter box at a later date | Unknown - Unlikely Lead |  |  |  | No | Other |  | Will Inspect meter box at a later date | Unknown | Don't Know | Don't Know |  | Building | Unknown | Unknown | No |  |  | Unknown |  | 32.7014181 | -103.1316046
5808 | 2118 N GILA DR, HOBBS NM |  | No | No | Unknown - Unlikely Lead | Don't Know |  |  |  | No | Other |  | Will Inspect meter box at a later date | Unknown - Unlikely Lead |  |  |  | No | Other |  | Will Inspect meter box at a later date | Unknown | Don't Know | Don't Know |  | Building | Unknown | Unknown | No |  |  | Unknown
8515 | 1100 W MARLAND ST, HOBBS NM |  | No | No | Unknown - Unlikely Lead | Don't Know |  |  |  | No | Other |  | Will Inspect meter box at a later date | Unknown - Unlikely Lead |  |  |  | No | Other |  | Will Inspect meter box at a later date | Unknown | Don't Know | Don't Know |  | Building | Unknown | Unknown | No |  |  | Unknown |  | 32.6969158 | -103.1489014
5216 | 2410 N FOWLER ST, HOBBS NM |  | No | No | Unknown - Unlikely Lead | Don't Know |  |  |  | No | Other |  | Will Inspect meter box at a later date | Unknown - Unlikely Lead |  |  |  | No | Other |  | Will Inspect meter box at a later date | Unknown | Don't Know | Don't Know |  | Building | Unknown | Unknown | No |  |  | Unknown
6968 | 1427 W HOOT OWL CT, HOBBS NM |  | No | No | Non-Lead - Plastic | No | 2021 | 1 | Installation date after lead ban | No | Other |  | GIS verfied because of being built after ban | Non-Lead - Plastic | 2021 | 1 | Installation date after lead ban | No | Other |  | Newer Construction, verified by GIS Mapping |  | No | No |  | Single Family Residence | Unknown | No | No |  |  | Non-Lead |  | 32.771 | -103.1542229
925 | 303 S AVENUE B, HOBBS NM |  | No | No | Unknown - Unlikely Lead | Don't Know |  |  |  | No | Other |  | Will Inspect meter box at a later date | Unknown - Unlikely Lead |  |  |  | No | Other |  | Will Inspect meter box at a later date | Unknown | Don't Know | Don't Know |  | Building | Unknown | Unknown | No |  |  | Unknown |  | 32.6986061 | -103.1260274
9858 | 3537 N NORTHWEST DR, HOBBS NM |  | No | No | Unknown - Unlikely Lead | Don't Know |  |  |  | No | Other |  | Will Inspect meter box at a later date | Unknown - Unlikely Lead |  |  |  | No | Other |  | Will Inspect meter box at a later date | Unknown | Don't Know | Don't Know |  | Building | Unknown | Unknown | No |  |  | Unknown |  | 32.7386591 | -103.1573878
901 | 942 E BEL AIRE CT, HOBBS NM |  | No | No | Unknown - Unlikely Lead | Don't Know |  |  |  | No | Other |  | Will Inspect meter box at a later date | Unknown - Unlikely Lead |  |  |  | No | Other |  | Will Inspect meter box at a later date | Unknown | Don't Know | Don't Know |  | Building | Unknown | Unknown | No |  |  | Unknown |  | 32.7239552 | -103.1244029
893 | 930 E BEL AIRE CT, HOBBS NM |  | No | No | Unknown - Unlikely Lead | Don't Know |  |  |  | No | Other |  | Will Inspect meter box at a later date | Unknown - Unlikely Lead |  |  |  | No | Other |  | Will Inspect meter box at a later date | Unknown | Don't Know | Don't Know |  | Building | Unknown | Unknown | No |  |  | Unknown |  | 32.7239424 | -103.1247894
9686 | 2200 N MORA DR, HOBBS NM |  | No | No | Unknown - Unlikely Lead | Don't Know |  |  |  | No | Other |  | Will Inspect meter box at a later date | Unknown - Unlikely Lead |  |  |  | No | Other |  | Will Inspect meter box at a later date | Unknown | Don't Know | Don't Know |  | Building | Unknown | Unknown | No |  |  | Unknown |  | 32.7247338 | -103.1172497
4818 | 1600 N DENSON DR, HOBBS NM |  | No | No | Unknown - Unlikely Lead | Don't Know |  |  |  | No | Other |  | Will Inspect meter box at a later date | Unknown - Unlikely Lead |  |  |  | No | Other |  | Will Inspect meter box at a later date | Unknown | Don't Know | Don't Know |  | Building | Unknown | Unknown | No |  |  | Unknown
5468 | 1202 N GRAYSON ST, HOBBS NM |  | No | No | Unknown - Unlikely Lead | Don't Know |  |  |  | No | Other |  | Will Inspect meter box at a later date | Unknown - Unlikely Lead |  |  |  | No | Other |  | Will Inspect meter box at a later date | Unknown | Don't Know | Don't Know |  | Building | Unknown | Unknown | No |  |  | Unknown
9191 | 1113 E MAIN ST, HOBBS NM |  | No | No | Unknown - Unlikely Lead | Don't Know |  |  |  | No | Other |  | Will Inspect meter box at a later date | Unknown - Unlikely Lead |  |  |  | No | Other |  | Will Inspect meter box at a later date | Unknown | Don't Know | Don't Know |  | Building | Unknown | Unknown | No |  |  | Unknown |  | 32.6921181 | -103.1231016
7977 | 1232 E LINCOLN RD, HOBBS NM |  | No | No | Unknown - Unlikely Lead | Don't Know |  |  |  | No | Other |  | Will Inspect meter box at a later date | Unknown - Unlikely Lead |  |  |  | No | Other |  | Will Inspect meter box at a later date | Unknown | Don't Know | Don't Know |  | Building | Unknown | Unknown | No |  |  | Unknown |  | 32.7200858 | -103.1208714
9300 | 1005 W MESA VERDE DR, HOBBS NM |  | No | No | Unknown - Unlikely Lead | Don't Know |  |  |  | No | Other |  | Will Inspect meter box at a later date | Unknown - Unlikely Lead |  |  |  | No | Other |  | Will Inspect meter box at a later date | Unknown | Don't Know | Don't Know |  | Building | Unknown | Unknown | No |  |  | Unknown |  | 32.7456657 | -103.1475029
5323 | 1415 W FOX FIRE CT, HOBBS NM |  | No | No | Non-Lead - Plastic | No | 2020 | 1 | Installation date after lead ban | No | Other |  | Newer Construction, verified by GIS Mapping | Non-Lead - Plastic | 2020 | 1 | Installation date after lead ban | No | Other |  | Newer Construction, verified by GIS Mapping |  | No | No |  | Single Family Residence | Unknown | No | No |  |  | Non-Lead
9321 | 1002 W MESA VERDE DR, HOBBS NM |  | No | No | Unknown - Unlikely Lead | Don't Know |  |  |  | No | Other |  | Will Inspect meter box at a later date | Unknown - Unlikely Lead |  |  |  | No | Other |  | Will Inspect meter box at a later date | Unknown | Don't Know | Don't Know |  | Building | Unknown | Unknown | No |  |  | Unknown |  | 32.746179 | -103.1474034
7525 | 512 W KIOWA AVE, HOBBS NM |  | No | No | Unknown - Unlikely Lead | Don't Know |  |  |  | No | Other |  | Will Inspect meter box at a later date | Unknown - Unlikely Lead |  |  |  | No | Other |  | Will Inspect meter box at a later date | Unknown | Don't Know | Don't Know |  | Building | Unknown | Unknown | No |  |  | Unknown |  | 32.736445 | -103.142433
9874 | 3106 N NORTHWEST DR, HOBBS NM |  | No | No | Unknown - Unlikely Lead | Don't Know |  |  |  | No | Other |  | Will Inspect meter box at a later date | Unknown - Unlikely Lead |  |  |  | No | Other |  | Will Inspect meter box at a later date | Unknown | Don't Know | Don't Know |  | Building | Unknown | Unknown | No |  |  | Unknown |  | 32.7341105 | -103.1522739
7587 | 412 W KIOWA AVE, HOBBS NM |  | No | No | Unknown - Unlikely Lead | Don't Know |  |  |  | No | Other |  | Will Inspect meter box at a later date | Unknown - Unlikely Lead |  |  |  | No | Other |  | Will Inspect meter box at a later date | Unknown | Don't Know | Don't Know |  | Building | Unknown | Unknown | No |  |  | Unknown |  | 32.7365112 | -103.1411133
8929 | 514 E MIDWEST ST, HOBBS NM |  | No | No | Unknown - Unlikely Lead | Don't Know |  |  |  | No | Other |  | Will Inspect meter box at a later date | Unknown - Unlikely Lead |  |  |  | No | Other |  | Will Inspect meter box at a later date | Unknown | Don't Know | Don't Know |  | Building | Unknown | Unknown | No |  |  | Unknown |  | 32.691561 | -103.130514
8169 | 626 E LUNA DR, HOBBS NM |  | No | No | Unknown - Unlikely Lead | Don't Know |  |  |  | No | Other |  | Will Inspect meter box at a later date | Unknown - Unlikely Lead |  |  |  | No | Other |  | Will Inspect meter box at a later date | Unknown | Don't Know | Don't Know |  | Building | Unknown | Unknown | No |  |  | Unknown |  | 32.7156692 | -103.1292316
4875 | 2311 N DESERT WILLOW LN, HOBBS NM |  | No | No | Non-Lead - Plastic | No | 2007 | 1 | Field inspection only with no records | Yes | Visual inspection at the meter pit | 06/03/2024 00:00:00 |  | Non-Lead - Plastic | 2007 | 1 | Field inspection only with no records | Yes | Visual inspection at the meter pit | 06/03/2024 00:00:00 |  | Non-Lead | No | No |  | Single Family Residence |  | No | No |  |  | Non-Lead
4949 | 4020 EL NIDO, HOBBS NM |  | No | No | Non-Lead - Plastic | No | 2015 | 1 | Field inspection only with no records | Yes | Visual inspection at the meter pit | 06/03/2024 00:00:00 |  | Non-Lead - Plastic | 2015 | 1 | Field inspection only with no records | Yes | Visual inspection at the meter pit | 06/03/2024 00:00:00 |  | Non-Lead | No | No |  | Single Family Residence |  | No | No |  |  | Non-Lead
493 | 4004 N APODACA ST, HOBBS NM |  | No | No | Unknown - Unlikely Lead | Don't Know |  |  |  | No | Other |  | Will Inspect meter box at a later date | Unknown - Unlikely Lead |  |  |  | No | Other |  | Will Inspect meter box at a later date | Unknown | Don't Know | Don't Know |  | Building | Unknown | Unknown | No |  |  | Unknown
9689 | 1204 E MICHIGAN DR, HOBBS NM |  | No | No | Unknown - Unlikely Lead | Don't Know |  |  |  | No | Other |  | Will Inspect meter box at a later date | Unknown - Unlikely Lead |  |  |  | No | Other |  | Will Inspect meter box at a later date | Unknown | Don't Know | Don't Know |  | Building | Unknown | Unknown | No |  |  | Unknown |  | 32.7227194 | -103.1220498
9275 | 407 W MAIN ST, HOBBS NM |  | No | No | Unknown - Unlikely Lead | Don't Know |  |  |  | No | Other |  | Will Inspect meter box at a later date | Unknown - Unlikely Lead |  |  |  | No | Other |  | Will Inspect meter box at a later date | Unknown | Don't Know | Don't Know |  | Building | Unknown | Unknown | No |  |  | Unknown |  | 32.6921725 | -103.1404261
6347 | 521 S GRIMES ST, HOBBS NM |  | No | No | Unknown - Unlikely Lead | Don't Know |  |  |  | No | Other |  | Will Inspect meter box at a later date | Unknown - Unlikely Lead |  |  |  | No | Other |  | Will Inspect meter box at a later date | Unknown | Don't Know | Don't Know |  | Building | Unknown | Unknown | No |  |  | Unknown |  | 32.6956481 | -103.145159
9304 | 1001 W MESA VERDE DR, HOBBS NM |  | No | No | Unknown - Unlikely Lead | Don't Know |  |  |  | No | Other |  | Will Inspect meter box at a later date | Unknown - Unlikely Lead |  |  |  | No | Other |  | Will Inspect meter box at a later date | Unknown | Don't Know | Don't Know |  | Building | Unknown | Unknown | No |  |  | Unknown |  | 32.7456892 | -103.1473067
9195 | 903 E MAIN ST, HOBBS NM |  | No | No | Unknown - Unlikely Lead | Don't Know |  |  |  | No | Other |  | Will Inspect meter box at a later date | Unknown - Unlikely Lead |  |  |  | No | Other |  | Will Inspect meter box at a later date | Unknown | Don't Know | Don't Know |  | Building | Unknown | Unknown | No |  |  | Unknown |  | 32.692109 | -103.126108
571 | 113 S AVENUE A, HOBBS NM |  | No | No | Unknown - Unlikely Lead | Don't Know |  |  |  | No | Other |  | Will Inspect meter box at a later date | Unknown - Unlikely Lead |  |  |  | No | Other |  | Will Inspect meter box at a later date | Unknown | Don't Know | Don't Know |  | Building | Unknown | Unknown | No |  |  | Unknown
9305 | 1024 W MESA VERDE DR, HOBBS NM |  | No | No | Unknown - Unlikely Lead | Don't Know |  |  |  | No | Other |  | Will Inspect meter box at a later date | Unknown - Unlikely Lead |  |  |  | No | Other |  | Will Inspect meter box at a later date | Unknown | Don't Know | Don't Know |  | Building | Unknown | Unknown | No |  |  | Unknown |  | 32.746165 | -103.1482045
4809 | 1539 N DENSON DR, HOBBS NM |  | No | No | Unknown - Unlikely Lead | Don't Know |  |  |  | No | Other |  | Will Inspect meter box at a later date | Unknown - Unlikely Lead |  |  |  | No | Other |  | Will Inspect meter box at a later date | Unknown | Don't Know | Don't Know |  | Building | Unknown | Unknown | No |  |  | Unknown
8033 | 914 N LINAM ST, HOBBS NM |  | No | No | Unknown - Unlikely Lead | Don't Know |  |  |  | No | Other |  | Will Inspect meter box at a later date | Unknown - Unlikely Lead |  |  |  | No | Other |  | Will Inspect meter box at a later date | Unknown | Don't Know | Don't Know |  | Building | Unknown | Unknown | No |  |  | Unknown |  | 32.7099527 | -103.1384555
9486 | 6308 N MEADOWLANDS DR, HOBBS NM |  | No | No | Non-Lead - Plastic | No |  | 1 | Field inspection only with no records | Yes | Visual inspection at the meter pit | 06/03/2024 00:00:00 |  | Non-Lead - Plastic |  | 1 | Field inspection only with no records | Yes | Visual inspection at the meter pit | 06/03/2024 00:00:00 |  | Non-Lead | No | No |  | Single Family Residence |  | No | No |  |  | Non-Lead |  | 32.772116 | -103.157037
5041 | 304 S ELM ST, HOBBS NM |  | No | No | Unknown - Unlikely Lead | Don't Know |  |  |  | No | Other |  | Will Inspect meter box at a later date | Unknown - Unlikely Lead |  |  |  | No | Other |  | Will Inspect meter box at a later date | Unknown | Don't Know | Don't Know |  | Building | Unknown | Unknown | No |  |  | Unknown
9852 | 3557 N NORTHWEST DR, HOBBS NM |  | No | No | Unknown - Unlikely Lead | Don't Know |  |  |  | No | Other |  | Will Inspect meter box at a later date | Unknown - Unlikely Lead |  |  |  | No | Other |  | Will Inspect meter box at a later date | Unknown | Don't Know | Don't Know |  | Building | Unknown | Unknown | No |  |  | Unknown |  | 32.7389983 | -103.1577325
915 | 312 S AVENUE B, HOBBS NM |  | No | No | Unknown - Unlikely Lead | Don't Know |  |  |  | No | Other |  | Will Inspect meter box at a later date | Unknown - Unlikely Lead |  |  |  | No | Other |  | Will Inspect meter box at a later date | Unknown | Don't Know | Don't Know |  | Building | Unknown | Unknown | No |  |  | Unknown |  | 32.6982988 | -103.1255834
7124 | 2715 N JADE AVE, HOBBS NM |  | No | No | Unknown - Unlikely Lead | Don't Know |  |  |  | No | Other |  | Will Inspect meter box at a later date | Unknown - Unlikely Lead |  |  |  | No | Other |  | Will Inspect meter box at a later date | Unknown | Don't Know | Don't Know |  | Building | Unknown | Unknown | No |  |  | Unknown |  | 32.7322462 | -103.1398858
7882 | 930 E LLANO DR, HOBBS NM |  | No | No | Unknown - Unlikely Lead | Don't Know |  |  |  | No | Other |  | Will Inspect meter box at a later date | Unknown - Unlikely Lead |  |  |  | No | Other |  | Will Inspect meter box at a later date | Unknown | Don't Know | Don't Know |  | Building | Unknown | Unknown | No |  |  | Unknown |  | 32.7145591 | -103.1244784
973 | 100 E BAJA DR, HOBBS NM |  | No | No | Unknown - Unlikely Lead | Don't Know |  |  |  | No | Other |  | Will Inspect meter box at a later date | Unknown - Unlikely Lead |  |  |  | No | Other |  | Will Inspect meter box at a later date | Unknown | Don't Know | Don't Know |  | Building | Unknown | Unknown | No |  |  | Unknown |  | 32.719324 | -103.1352693
5254 | 504 S FOWLER ST #5, HOBBS NM |  | No | No | Unknown - Unlikely Lead | Don't Know |  |  |  | No | Other |  | Will Inspect meter box at a later date | Unknown - Unlikely Lead |  |  |  | No | Other |  | Will Inspect meter box at a later date | Unknown | Don't Know | Don't Know |  | Building | Unknown | Unknown | No |  |  | Unknown
9069 | 1908 N MCKINLEY ST, HOBBS NM |  | No | No | Unknown - Unlikely Lead | Don't Know |  |  |  | No | Other |  | Will Inspect meter box at a later date | Unknown - Unlikely Lead |  |  |  | No | Other |  | Will Inspect meter box at a later date | Unknown | Don't Know | Don't Know |  | Building | Unknown | Unknown | No |  |  | Unknown |  | 32.7206424 | -103.1345979
9772 | 2936 N NORTHWEST DR, HOBBS NM |  | No | No | Unknown - Unlikely Lead | Don't Know |  |  |  | No | Other |  | Will Inspect meter box at a later date | Unknown - Unlikely Lead |  |  |  | No | Other |  | Will Inspect meter box at a later date | Unknown | Don't Know | Don't Know |  | Building | Unknown | Unknown | No |  |  | Unknown |  | 32.7322676 | -103.1504297
7320 | 1826 N JEFFERSON ST, HOBBS NM |  | No | No | Unknown - Unlikely Lead | Don't Know |  |  |  | No | Other |  | Will Inspect meter box at a later date | Unknown - Unlikely Lead |  |  |  | No | Other |  | Will Inspect meter box at a later date | Unknown | Don't Know | Don't Know |  | Building | Unknown | Unknown | No |  |  | Unknown |  | 32.7207764 | -103.1229138
6720 | 1903 N HOMESTEAD DR, HOBBS NM |  | No | No | Non-Lead - Plastic | No | 2019 | 1 | Field inspection only with no records | Yes | Visual inspection at the meter pit | 09/02/2024 00:00:00 |  | Non-Lead - Plastic | 2019 | 1 | Installation date after lead ban | Yes | Visual inspection at the meter pit | 09/02/2024 00:00:00 |  | Non-Lead | No | No |  | Single Family Residence |  | No | No |  |  | Non-Lead |  | 32.7211678 | -103.1123748
6870 | 905 W HUMBLE ST, HOBBS NM |  | No | No | Unknown - Unlikely Lead | Don't Know |  |  |  | No | Other |  | Will Inspect meter box at a later date | Unknown - Unlikely Lead |  |  |  | No | Other |  | Will Inspect meter box at a later date | Unknown | Don't Know | Don't Know |  | Building | Unknown | Unknown | No |  |  | Unknown |  | 32.6932554 | -103.1466042
7301 | 1111 N JEFFERSON ST, HOBBS NM |  | No | No | Unknown - Unlikely Lead | Don't Know |  |  |  | No | Other |  | Will Inspect meter box at a later date | Unknown - Unlikely Lead |  |  |  | No | Other |  | Will Inspect meter box at a later date | Unknown | Don't Know | Don't Know |  | Building | Unknown | Unknown | No |  |  | Unknown |  | 32.7117105 | -103.1236094
7251 | 2304 N JEFFERSON DR, HOBBS NM |  | No | No | Unknown - Unlikely Lead | Don't Know |  |  |  | No | Other |  | Will Inspect meter box at a later date | Unknown - Unlikely Lead |  |  |  | No | Other |  | Will Inspect meter box at a later date | Unknown | Don't Know | Don't Know |  | Building | Unknown | Unknown | No |  |  | Unknown |  | 32.7263426 | -103.1229093
8908 | 300 E MIDWEST ST, HOBBS NM |  | No | No | Unknown - Unlikely Lead | Don't Know |  |  |  | No | Other |  | Will Inspect meter box at a later date | Unknown - Unlikely Lead |  |  |  | No | Other |  | Will Inspect meter box at a later date | Unknown | Don't Know | Don't Know |  | Building | Unknown | Unknown | No |  |  | Unknown |  | 32.691615 | -103.1335365
7716 | 701 E LEA ST, HOBBS NM |  | No | No | Unknown - Unlikely Lead | Don't Know |  |  |  | No | Other |  | Will Inspect meter box at a later date | Unknown - Unlikely Lead |  |  |  | No | Other |  | Will Inspect meter box at a later date | Unknown | Don't Know | Don't Know |  | Building | Unknown | Unknown | No |  |  | Unknown |  | 32.7089227 | -103.1285755
9351 | 402 E MESA DR, HOBBS NM |  | No | No | Unknown - Unlikely Lead | Don't Know |  |  |  | No | Other |  | Will Inspect meter box at a later date | Unknown - Unlikely Lead |  |  |  | No | Other |  | Will Inspect meter box at a later date | Unknown | Don't Know | Don't Know |  | Building | Unknown | Unknown | No |  |  | Unknown |  | 32.7178685 | -103.1324157
7384 | 603 S JEFFERSON ST, HOBBS NM |  | No | No | Unknown - Unlikely Lead | Don't Know |  |  |  | No | Other |  | Will Inspect meter box at a later date | Unknown - Unlikely Lead |  |  |  | No | Other |  | Will Inspect meter box at a later date | Unknown | Don't Know | Don't Know |  | Building | Unknown | Unknown | No |  |  | Unknown |  | 32.6952799 | -103.1243196
7224 | 407 E JEMEZ RD, HOBBS NM |  | No | No | Unknown - Unlikely Lead | Don't Know |  |  |  | No | Other |  | Will Inspect meter box at a later date | Unknown - Unlikely Lead |  |  |  | No | Other |  | Will Inspect meter box at a later date | Unknown | Don't Know | Don't Know |  | Building | Unknown | Unknown | No |  |  | Unknown |  | 35.867142 | -106.272952
495 | 4135-A N APODACA ST, HOBBS NM |  | No | No | Unknown - Unlikely Lead | Don't Know |  |  |  | No | Other |  | Will Inspect meter box at a later date | Unknown - Unlikely Lead |  |  |  | No | Other |  | Will Inspect meter box at a later date | Unknown | Don't Know | Don't Know |  | Building | Unknown | Unknown | No |  |  | Unknown
7507 | 1503 W KYLEIGH, HOBBS NM |  | No | No | Non-Lead - Plastic | No | 2008 | 1 | Installation date after lead ban | Yes | Visual inspection at the meter pit | 09/30/2024 00:00:00 |  | Non-Lead - Plastic | 2008 |  | Field inspection only with no records | Yes | Visual inspection at the meter pit | 09/30/2024 00:00:00 |  | Non-Lead | No | No |  | Single Family Residence | Unknown | No | No |  |  | Non-Lead |  | 32.7568528 | -103.1541673
7722 | 200 E LEA ST, HOBBS NM |  | No | No | Unknown - Unlikely Lead | Don't Know |  |  |  | No | Other |  | Will Inspect meter box at a later date | Unknown - Unlikely Lead |  |  |  | No | Other |  | Will Inspect meter box at a later date | Unknown | Don't Know | Don't Know |  | Building | Unknown | Unknown | No |  |  | Unknown |  | 32.7093951 | -103.1347564
8659 | 1000 N MARLAND BLVD # 24, HOBBS NM |  | No | No | Non-Lead - Plastic | Don't Know | 2003 | 3/4 | Field inspection only with no records | Yes | Visual inspection at the meter pit | 08/26/2024 00:00:00 |  | Non-Lead - Plastic | 2003 | 3/4 | Field inspection only with no records | Yes | Visual inspection at the meter pit | 08/26/2024 00:00:00 |  | Non-Lead | No | Don't Know |  | Single Family Residence |  | No | No |  |  | Non-Lead
8076 | 6313 N LILY POND RD, HOBBS NM |  | No | No | Non-Lead - Plastic | No | 2022 | 1 | Field inspection only with no records | Yes | Visual inspection at the meter pit | 07/23/2024 00:00:00 |  | Non-Lead - Plastic | 2022 | 1 | Field inspection only with no records | Yes | Visual inspection at the meter pit | 07/23/2024 00:00:00 |  | Non-Lead | No | No |  | Single Family Residence | Unknown | No | No |  |  | Non-Lead |  | 32.7722571 | -103.1566661
5558 | 706 E GREEN ACRES DR, HOBBS NM |  | No | No | Unknown - Unlikely Lead | Don't Know |  |  |  | No | Other |  | Will Inspect meter box at a later date | Unknown - Unlikely Lead |  |  |  | No | Other |  | Will Inspect meter box at a later date | Unknown | Don't Know | Don't Know |  | Building | Unknown | Unknown | No |  |  | Unknown
9104 | 408 N MCKINLEY ST, HOBBS NM |  | No | No | Non-Lead - Copper | Don't Know |  | 3/4 | Field inspection only with no records | Yes | Visual inspection at the meter pit | 07/23/2024 00:00:00 |  | Non-Lead - Plastic |  | 3/4 | Field inspection only with no records | Yes | Visual inspection at the meter pit | 07/23/2024 00:00:00 |  | Non-Lead | No | Don't Know |  | Single Family Residence |  | No | No |  |  | Non-Lead |  | 32.704208 | -103.132358
9417 | 211 W MESA DR, HOBBS NM |  | No | No | Unknown - Unlikely Lead | Don't Know |  |  |  | No | Other |  | Will Inspect meter box at a later date | Unknown - Unlikely Lead |  |  |  | No | Other |  | Will Inspect meter box at a later date | Unknown | Don't Know | Don't Know |  | Building | Unknown | Unknown | No |  |  | Unknown |  | 32.7168428 | -103.1374441
7425 | 929 E JACKSON RD, HOBBS NM |  | No | No | Unknown - Unlikely Lead | Don't Know |  |  |  | No | Other |  | Will Inspect meter box at a later date | Unknown - Unlikely Lead |  |  |  | No | Other |  | Will Inspect meter box at a later date | Unknown | Don't Know | Don't Know |  | Building | Unknown | Unknown | No |  |  | Unknown |  | 32.7204215 | -103.1247162
5426 | 1303 N GRAYSON ST, HOBBS NM |  | No | No | Unknown - Unlikely Lead | Don't Know |  |  |  | No | Other |  | Will Inspect meter box at a later date | Unknown - Unlikely Lead |  |  |  | No | Other |  | Will Inspect meter box at a later date | Unknown | Don't Know | Don't Know |  | Building | Unknown | Unknown | No |  |  | Unknown
5890 | 705 E GYPSY ST, HOBBS NM |  | No | No | Unknown - Unlikely Lead | Don't Know |  |  |  | No | Other |  | Will Inspect meter box at a later date | Unknown - Unlikely Lead |  |  |  | No | Other |  | Will Inspect meter box at a later date | Unknown | Don't Know | Don't Know |  | Building | Unknown | Unknown | No |  |  | Unknown
9231 | 320 E MAIN ST, HOBBS NM |  | No | No | Unknown - Unlikely Lead | Don't Know |  |  |  | No | Other |  | Will Inspect meter box at a later date | Unknown - Unlikely Lead |  |  |  | No | Other |  | Will Inspect meter box at a later date | Unknown | Don't Know | Don't Know |  | Building | Unknown | Unknown | No |  |  | Unknown |  | 32.6925725 | -103.1327239
5165 | 717 N FOWLER ST # 1, HOBBS NM |  | No | No | Unknown - Unlikely Lead | Don't Know |  |  |  | No | Other |  | Will Inspect meter box at a later date | Unknown - Unlikely Lead |  |  |  | No | Other |  | Will Inspect meter box at a later date | Unknown | Don't Know | Don't Know |  | Building | Unknown | Unknown | No |  |  | Unknown
9119 | 2101 N MCKINLEY ST, HOBBS NM |  | No | No | Unknown - Unlikely Lead | Don't Know |  |  |  | No | Other |  | Will Inspect meter box at a later date | Unknown - Unlikely Lead |  |  |  | No | Other |  | Will Inspect meter box at a later date | Unknown | Don't Know | Don't Know |  | Building | Unknown | Unknown | No |  |  | Unknown |  | 32.7238056 | -103.1361043
7512 | 1519 W KYLEIGH, HOBBS NM |  | No | No | Non-Lead - Plastic | No | 2008 | 1 | Installation date after lead ban | Yes | Visual inspection at the meter pit | 09/30/2024 00:00:00 |  | Non-Lead - Plastic | 2008 |  | Field inspection only with no records | Yes | Visual inspection at the meter pit | 09/30/2024 00:00:00 |  | Non-Lead | No | No |  | Single Family Residence | Unknown | No | No |  |  | Non-Lead |  | 32.7567791 | -103.1549704
7023 | 1009 W HOLLIS DR, HOBBS NM |  | No | No | Unknown - Unlikely Lead | Don't Know |  |  |  | No | Other |  | Will Inspect meter box at a later date | Unknown - Unlikely Lead |  |  |  | No | Other |  | Will Inspect meter box at a later date | Unknown | Don't Know | Don't Know |  | Building | Unknown | Unknown | No |  |  | Unknown |  | 32.7147008 | -103.1481002
6021 | 1023 E GLORIETTA D 104, HOBBS NM |  | No | No | Non-Lead - Plastic | No | 2019 | 1 | Field inspection only with no records | Yes | Visual inspection at the meter pit | 05/26/2024 00:00:00 |  | Non-Lead - Plastic | 2019 | 1 | Installation date after lead ban | Yes | Visual inspection at the meter pit | 05/26/2024 00:00:00 |  | Non-Lead | No | No |  | Single Family Residence |  | No | No |  |  | Non-Lead |  | 32.7322508 | -103.1251818
543 | 214 N AVENUE A, HOBBS NM |  | No | No | Unknown - Unlikely Lead | Don't Know |  |  |  | No | Other |  | Will Inspect meter box at a later date | Unknown - Unlikely Lead |  |  |  | No | Other |  | Will Inspect meter box at a later date | Unknown | Don't Know | Don't Know |  | Building | Unknown | Unknown | No |  |  | Unknown
8773 | 506 N MORRIS ST, HOBBS NM |  | No | No | Unknown - Unlikely Lead | Don't Know |  |  |  | No | Other |  | Will Inspect meter box at a later date | Unknown - Unlikely Lead |  |  |  | No | Other |  | Will Inspect meter box at a later date | Unknown | Don't Know | Don't Know |  | Building | Unknown | Unknown | No |  |  | Unknown |  | 32.70529 | -103.128393
6043 | 1024 E GLORIETTA DR, HOBBS NM |  | No | No | Non-Lead - Plastic | No | 2020 | 1 | Field inspection only with no records | Yes | Visual inspection at the meter pit | 05/26/2024 00:00:00 |  | Non-Lead - Plastic | 2020 | 1 | Installation date after lead ban | Yes | Visual inspection at the meter pit | 05/26/2024 00:00:00 |  | Non-Lead | No | No |  | Single Family Residence |  | No | No |  |  | Non-Lead |  | 32.73325 | -103.12415
660 | 109 E ASPEN ST, HOBBS NM |  | No | No | Unknown - Unlikely Lead | Don't Know |  |  |  | No | Other |  | Will Inspect meter box at a later date | Unknown - Unlikely Lead |  |  |  | No | Other |  | Will Inspect meter box at a later date | Unknown | Don't Know | Don't Know |  | Building | Unknown | Unknown | No |  |  | Unknown |  | 32.7353507 | -103.1357218
6978 | 4230 HERMOSA ST, HOBBS NM |  | No | No | Unknown - Unlikely Lead | Don't Know |  |  |  | No | Other |  | Will Inspect meter box at a later date | Unknown - Unlikely Lead |  |  |  | No | Other |  | Will Inspect meter box at a later date | Unknown | Don't Know | Don't Know |  | Building | Unknown | Unknown | No |  |  | Unknown |  | 32.7473484 | -103.1465924
9771 | 2911 N NORTHWEST DR, HOBBS NM |  | No | No | Unknown - Unlikely Lead | Don't Know |  |  |  | No | Other |  | Will Inspect meter box at a later date | Unknown - Unlikely Lead |  |  |  | No | Other |  | Will Inspect meter box at a later date | Unknown | Don't Know | Don't Know |  | Building | Unknown | Unknown | No |  |  | Unknown |  | 32.7313046 | -103.1501908
8720 | 505 N MARLAND BLVD, HOBBS NM |  | No | No | Unknown - Unlikely Lead | Don't Know |  |  |  | No | Other |  | Will Inspect meter box at a later date | Unknown - Unlikely Lead |  |  |  | No | Other |  | Will Inspect meter box at a later date | Unknown | Don't Know | Don't Know |  | Building | Unknown | Unknown | No |  |  | Unknown |  | 32.7062844 | -103.1159155
8489 | 1700 W MARLAND BLVD, HOBBS NM |  | No | No | Unknown - Unlikely Lead | Don't Know |  |  |  | No | Other |  | Will Inspect meter box at a later date | Unknown - Unlikely Lead |  |  |  | No | Other |  | Will Inspect meter box at a later date | Unknown | Don't Know | Don't Know |  | Building | Unknown | Unknown | No |  |  | Unknown |  | 32.6969336 | -103.157561
6910 | 1223 S HANNAH RD, HOBBS NM |  | No | No | Unknown - Unlikely Lead | Don't Know |  |  |  | No | Other |  | Will Inspect meter box at a later date | Unknown - Unlikely Lead |  |  |  | No | Other |  | Will Inspect meter box at a later date | Unknown | Don't Know | Don't Know |  | Building | Unknown | Unknown | No |  |  | Unknown |  | 32.6873354 | -103.1422038
7652 | 2238 N KINGSLEY DR, HOBBS NM |  | No | No | Unknown - Unlikely Lead | Don't Know |  |  |  | No | Other |  | Will Inspect meter box at a later date | Unknown - Unlikely Lead |  |  |  | No | Other |  | Will Inspect meter box at a later date | Unknown | Don't Know | Don't Know |  | Building | Unknown | Unknown | No |  |  | Unknown |  | 32.7253982 | -103.1417674
816 | 1012 W BERRY DR, HOBBS NM |  | No | No | Unknown - Unlikely Lead | Don't Know |  |  |  | No | Other |  | Will Inspect meter box at a later date | Unknown - Unlikely Lead |  |  |  | No | Other |  | Will Inspect meter box at a later date | Unknown | Don't Know | Don't Know |  | Building | Unknown | Unknown | No |  |  | Unknown |  | 32.7143007 | -103.1482725
910 | 220 S AVENUE B, HOBBS NM |  | No | No | Unknown - Unlikely Lead | Don't Know |  |  |  | No | Other |  | Will Inspect meter box at a later date | Unknown - Unlikely Lead |  |  |  | No | Other |  | Will Inspect meter box at a later date | Unknown | Don't Know | Don't Know |  | Building | Unknown | Unknown | No |  |  | Unknown |  | 32.6990877 | -103.1255312
8859 | 906 E MIDWEST ST, HOBBS NM |  | No | No | Unknown - Unlikely Lead | Don't Know |  |  |  | No | Other |  | Will Inspect meter box at a later date | Unknown - Unlikely Lead |  |  |  | No | Other |  | Will Inspect meter box at a later date | Unknown | Don't Know | Don't Know |  | Building | Unknown | Unknown | No |  |  | Unknown |  | 32.6914722 | -103.1259751
6607 | 1232 S HOUSTON ST, HOBBS NM |  | No | No | Unknown - Unlikely Lead | Don't Know |  |  |  | No | Other |  | Will Inspect meter box at a later date | Unknown - Unlikely Lead |  |  |  | No | Other |  | Will Inspect meter box at a later date | Unknown | Don't Know | Don't Know |  | Building | Unknown | Unknown | No |  |  | Unknown |  | 32.6864355 | -103.1309934
6363 | 1633 W GOOSEBERRY, HOBBS NM |  | No | No | Non-Lead - Plastic | No | 2022 | 1 | Field inspection only with no records | Yes | Visual inspection at the meter pit | 05/26/2024 00:00:00 |  | Non-Lead - Plastic | 2022 | 1 | Installation date after lead ban | Yes | Visual inspection at the meter pit | 05/26/2024 00:00:00 |  | Non-Lead | No | No |  | Single Family Residence |  | No | No |  |  | Non-Lead |  | 32.770498 | -103.157212
5179 | 2109 N FOWLER ST, HOBBS NM |  | No | No | Unknown - Unlikely Lead | Don't Know |  |  |  | No | Other |  | Will Inspect meter box at a later date | Unknown - Unlikely Lead |  |  |  | No | Other |  | Will Inspect meter box at a later date | Unknown | Don't Know | Don't Know |  | Building | Unknown | Unknown | No |  |  | Unknown
6134 | 727 S GIBBS ST, HOBBS NM |  | No | No | Unknown - Unlikely Lead | Don't Know |  |  |  | No | Other |  | Will Inspect meter box at a later date | Unknown - Unlikely Lead |  |  |  | No | Other |  | Will Inspect meter box at a later date | Unknown | Don't Know | Don't Know |  | Building | Unknown | Unknown | No |  |  | Unknown |  | 32.693725 | -103.1719153
6981 | 4218 HERMOSA ST, HOBBS NM |  | No | No | Unknown - Unlikely Lead | Don't Know |  |  |  | No | Other |  | Will Inspect meter box at a later date | Unknown - Unlikely Lead |  |  |  | No | Other |  | Will Inspect meter box at a later date | Unknown | Don't Know | Don't Know |  | Building | Unknown | Unknown | No |  |  | Unknown |  | 32.7469521 | -103.1465579
7293 | 105 N JEFFERSON ST, HOBBS NM |  | No | No | Unknown - Unlikely Lead | Don't Know |  |  |  | No | Other |  | Will Inspect meter box at a later date | Unknown - Unlikely Lead |  |  |  | No | Other |  | Will Inspect meter box at a later date | Unknown | Don't Know | Don't Know |  | Building | Unknown | Unknown | No |  |  | Unknown |  | 32.7014968 | -103.1242625
5285 | 4005 FIESTA DR, HOBBS NM |  | No | No | Unknown - Unlikely Lead | Don't Know |  |  |  | No | Other |  | Will Inspect meter box at a later date | Unknown - Unlikely Lead |  |  |  | No | Other |  | Will Inspect meter box at a later date | Unknown | Don't Know | Don't Know |  | Building | Unknown | Unknown | No |  |  | Unknown
8228 | 1101 E LA BREA AVE, HOBBS NM |  | No | No | Non-Lead - Plastic | No | 2021 | 1 | Field inspection only with no records | Yes | Visual inspection at the meter pit | 05/26/2024 00:00:00 |  | Non-Lead - Plastic | 2021 | 1 | Installation date after lead ban | Yes | Visual inspection at the meter pit | 05/26/2024 00:00:00 |  | Non-Lead | No | No |  | Single Family Residence |  | No | No |  |  | Non-Lead |  | 32.731753 | -103.123023
919 | 311 S AVENUE B, HOBBS NM |  | No | No | Unknown - Unlikely Lead | Don't Know |  |  |  | No | Other |  | Will Inspect meter box at a later date | Unknown - Unlikely Lead |  |  |  | No | Other |  | Will Inspect meter box at a later date | Unknown | Don't Know | Don't Know |  | Building | Unknown | Unknown | No |  |  | Unknown |  | 32.6984004 | -103.1259658
9302 | 1118 W MESA VERDE DR, HOBBS NM |  | No | No | Unknown - Unlikely Lead | Don't Know |  |  |  | No | Other |  | Will Inspect meter box at a later date | Unknown - Unlikely Lead |  |  |  | No | Other |  | Will Inspect meter box at a later date | Unknown | Don't Know | Don't Know |  | Building | Unknown | Unknown | No |  |  | Unknown |  | 32.7464889 | -103.1488633
6887 | 807 W HUMBLE ST, HOBBS NM |  | No | No | Unknown - Unlikely Lead | Don't Know |  |  |  | No | Other |  | Will Inspect meter box at a later date | Unknown - Unlikely Lead |  |  |  | No | Other |  | Will Inspect meter box at a later date | Unknown | Don't Know | Don't Know |  | Building | Unknown | Unknown | No |  |  | Unknown |  | 32.6932624 | -103.1457289
6160 | 4017 N GRIMES ST, HOBBS NM |  | No | No | Unknown - Unlikely Lead | Don't Know |  |  |  | No | Other |  | Will Inspect meter box at a later date | Unknown - Unlikely Lead |  |  |  | No | Other |  | Will Inspect meter box at a later date | Unknown | Don't Know | Don't Know |  | Building | Unknown | Unknown | No |  |  | Unknown |  | 32.7445577 | -103.145234
6001 | 906 N GULF ST, HOBBS NM |  | No | No | Unknown - Unlikely Lead | Don't Know |  |  |  | No | Other |  | Will Inspect meter box at a later date | Unknown - Unlikely Lead |  |  |  | No | Other |  | Will Inspect meter box at a later date | Unknown | Don't Know | Don't Know |  | Building | Unknown | Unknown | No |  |  | Unknown |  | 32.7097194 | -103.1531425
8180 | 725 E LUNA DR, HOBBS NM |  | No | No | Unknown - Unlikely Lead | Don't Know |  |  |  | No | Other |  | Will Inspect meter box at a later date | Unknown - Unlikely Lead |  |  |  | No | Other |  | Will Inspect meter box at a later date | Unknown | Don't Know | Don't Know |  | Building | Unknown | Unknown | No |  |  | Unknown |  | 32.7151988 | -103.1279219
6958 | 1416 W HOOT OWL CT, HOBBS NM |  | No | No | Non-Lead - Plastic | No | 2021 | 1 | Installation date after lead ban | No | Other |  | GIS verfied because of being built after ban | Non-Lead - Plastic | 2021 | 1 | Installation date after lead ban | No | Other |  | Newer Construction, verified by GIS Mapping |  | No | No |  | Single Family Residence | Unknown | No | No |  |  | Non-Lead |  | 32.7714768 | -103.1536801
7923 | 1112 E LLANO DR, HOBBS NM |  | No | No | Unknown - Unlikely Lead | Don't Know |  |  |  | No | Other |  | Will Inspect meter box at a later date | Unknown - Unlikely Lead |  |  |  | No | Other |  | Will Inspect meter box at a later date | Unknown | Don't Know | Don't Know |  | Building | Unknown | Unknown | No |  |  | Unknown |  | 32.7145551 | -103.1226362
8660 | 1000 N MARLAND BLVD # 25, HOBBS NM |  | No | No | Non-Lead - Plastic | Don't Know | 2003 | 3/4 | Field inspection only with no records | Yes | Visual inspection at the meter pit | 08/26/2024 00:00:00 |  | Non-Lead - Plastic | 2003 | 3/4 | Field inspection only with no records | Yes | Visual inspection at the meter pit | 08/26/2024 00:00:00 |  | Non-Lead | No | Don't Know |  | Single Family Residence |  | No | No |  |  | Non-Lead
9506 | 6424 N MEADOWLANDS DR, HOBBS NM |  | No | No | Non-Lead - Plastic | No |  | 1 | Field inspection only with no records | Yes | Visual inspection at the meter pit | 06/03/2024 00:00:00 |  | Non-Lead - Plastic |  | 1 | Field inspection only with no records | Yes | Visual inspection at the meter pit | 06/03/2024 00:00:00 |  | Non-Lead | No | No |  | Single Family Residence |  | No | No |  |  | Non-Lead |  | 32.7709432 | -103.1573651
7720 | 520 E LEA ST, HOBBS NM |  | No | No | Unknown - Unlikely Lead | Don't Know |  |  |  | No | Other |  | Will Inspect meter box at a later date | Unknown - Unlikely Lead |  |  |  | No | Other |  | Will Inspect meter box at a later date | Unknown | Don't Know | Don't Know |  | Building | Unknown | Unknown | No |  |  | Unknown |  | 32.7094285 | -103.1305524
4854 | 1126 DESERT SAGE, HOBBS NM |  | No | No | Non-Lead - Plastic | No | 2005 | 3/4 | Field inspection only with no records | Yes | Visual inspection at the meter pit | 04/17/2024 00:00:00 |  | Non-Lead - Copper | 2005 | 3/4 | Field inspection only with no records | Yes | Visual inspection at the meter pit | 04/17/2024 00:00:00 |  | Non-Lead | No | No | Not Applicable | Single Family Residence | Unknown | No | No |  |  | Non-Lead
7635 | 4818 W KING KELLY RD, HOBBS NM |  | No | No | Non-Lead - Plastic | No | 2021 | 1 | Field inspection only with no records | Yes | Visual inspection at the meter pit | 09/30/2024 00:00:00 |  | Non-Lead - Plastic | 2021 | 3/4 | Field inspection only with no records | Yes | Visual inspection at the meter pit | 09/30/2024 00:00:00 |  | Non-Lead | No | No |  | Single Family Residence |  | No | No |  |  | Non-Lead |  | 32.749263 | -103.198336
8232 | 1123 LA BREA AVE, HOBBS NM |  | No | No | Non-Lead - Plastic | No | 2021 | 1 | Field inspection only with no records | Yes | Visual inspection at the meter pit | 05/26/2024 00:00:00 |  | Non-Lead - Plastic | 2021 | 1 | Installation date after lead ban | Yes | Visual inspection at the meter pit | 05/26/2024 00:00:00 |  | Non-Lead | No | No |  | Single Family Residence |  | No | No |  |  | Non-Lead |  | 32.73175 | -103.122185
885 | 306 W BERRY DR, HOBBS NM |  | No | No | Unknown - Unlikely Lead | Don't Know |  |  |  | No | Other |  | Will Inspect meter box at a later date | Unknown - Unlikely Lead |  |  |  | No | Other |  | Will Inspect meter box at a later date | Unknown | Don't Know | Don't Know |  | Building | Unknown | Unknown | No |  |  | Unknown |  | 32.7153642 | -103.1378455
5471 | 1823 N GRAYSON ST, HOBBS NM |  | No | No | Unknown - Unlikely Lead | Don't Know |  |  |  | No | Other |  | Will Inspect meter box at a later date | Unknown - Unlikely Lead |  |  |  | No | Other |  | Will Inspect meter box at a later date | Unknown | Don't Know | Don't Know |  | Building | Unknown | Unknown | No |  |  | Unknown
5971 | 1221 N GULF ST, HOBBS NM |  | No | No | Unknown - Unlikely Lead | Don't Know |  |  |  | No | Other |  | Will Inspect meter box at a later date | Unknown - Unlikely Lead |  |  |  | No | Other |  | Will Inspect meter box at a later date | Unknown | Don't Know | Don't Know |  | Building | Unknown | Unknown | No |  |  | Unknown |  | 32.7128463 | -103.153137
6669 | 5204 W HARDTACK RD, HOBBS NM |  | No | No | Non-Lead - Plastic | No | 2015 | 3/4 | Field inspection only with no records | Yes | Visual inspection at the meter pit | 05/26/2024 00:00:00 |  | Non-Lead - Plastic | 2015 | 3/4 | Installation date after lead ban | Yes | Visual inspection at the meter pit | 05/26/2024 00:00:00 |  | Non-Lead | No | No |  | Single Family Residence |  | No | No |  |  | Non-Lead |  | 32.752109 | -103.202271
6027 | 1023 E GLORIETTA E 102, HOBBS NM |  | No | No | Non-Lead - Plastic | No | 2019 | 1 | Field inspection only with no records | Yes | Visual inspection at the meter pit | 05/26/2024 00:00:00 |  | Non-Lead - Plastic | 2019 | 1 | Installation date after lead ban | Yes | Visual inspection at the meter pit | 05/26/2024 00:00:00 |  | Non-Lead | No | No |  | Single Family Residence |  | No | No |  |  | Non-Lead |  | 32.7322508 | -103.1251818
9196 | 1608 E MAIN ST, HOBBS NM |  | No | No | Unknown - Unlikely Lead | Don't Know |  |  |  | No | Other |  | Will Inspect meter box at a later date | Unknown - Unlikely Lead |  |  |  | No | Other |  | Will Inspect meter box at a later date | Unknown | Don't Know | Don't Know |  | Building | Unknown | Unknown | No |  |  | Unknown |  | 32.6925937 | -103.1165769
5430 | 1212 N GRAYSON ST, HOBBS NM |  | No | No | Unknown - Unlikely Lead | Don't Know |  |  |  | No | Other |  | Will Inspect meter box at a later date | Unknown - Unlikely Lead |  |  |  | No | Other |  | Will Inspect meter box at a later date | Unknown | Don't Know | Don't Know |  | Building | Unknown | Unknown | No |  |  | Unknown
8327 | 3824 N LOVINGTON HWY, HOBBS NM |  | No | No | Unknown - Unlikely Lead | Don't Know |  |  |  | No | Other |  | Will Inspect meter box at a later date | Unknown - Unlikely Lead |  |  |  | No | Other |  | Will Inspect meter box at a later date | Unknown | Don't Know | Don't Know |  | Building | Unknown | Unknown | No |  |  | Unknown |  | 32.7419014 | -103.1623272
6383 | 4818 W GREY GHOST RD, HOBBS NM |  | No | No | Non-Lead - Plastic | No | 2017 | 3/4 | Field inspection only with no records | Yes | Visual inspection at the meter pit | 05/26/2024 00:00:00 |  | Non-Lead - Plastic | 2017 | 3/4 | Installation date after lead ban | Yes | Visual inspection at the meter pit | 05/26/2024 00:00:00 |  | Non-Lead | No | No |  | Single Family Residence |  | No | No |  |  | Non-Lead |  | 32.750011 | -103.198334
582 | 1520 E ALAMEDA ST, HOBBS NM |  | No | No | Unknown - Unlikely Lead | Don't Know |  |  |  | No | Other |  | Will Inspect meter box at a later date | Unknown - Unlikely Lead |  |  |  | No | Other |  | Will Inspect meter box at a later date | Unknown | Don't Know | Don't Know |  | Building | Unknown | Unknown | No |  |  | Unknown
4952 | 4125 EL NIDO, HOBBS NM |  | No | No | Non-Lead - Plastic | No | 2015 | 1 | Field inspection only with no records | Yes | Visual inspection at the meter pit | 06/03/2024 00:00:00 |  | Non-Lead - Plastic | 2015 | 1 | Field inspection only with no records | Yes | Visual inspection at the meter pit | 06/03/2024 00:00:00 |  | Non-Lead | No | No |  | Single Family Residence |  | No | No |  |  | Non-Lead
7341 | 111 JEFFERSON PL, HOBBS NM |  | No | No | Unknown - Unlikely Lead | Don't Know |  |  |  | No | Other |  | Will Inspect meter box at a later date | Unknown - Unlikely Lead |  |  |  | No | Other |  | Will Inspect meter box at a later date | Unknown | Don't Know | Don't Know |  | Building | Unknown | Unknown | No |  |  | Unknown |  | 32.7155291 | -103.1250401
5978 | 1402 N GULF ST, HOBBS NM |  | No | No | Unknown - Unlikely Lead | Don't Know |  |  |  | No | Other |  | Will Inspect meter box at a later date | Unknown - Unlikely Lead |  |  |  | No | Other |  | Will Inspect meter box at a later date | Unknown | Don't Know | Don't Know |  | Building | Unknown | Unknown | No |  |  | Unknown |  | 32.7148663 | -103.1522519
8045 | 600 N LINAM ST, HOBBS NM |  | No | No | Unknown - Unlikely Lead | Don't Know |  |  |  | No | Other |  | Will Inspect meter box at a later date | Unknown - Unlikely Lead |  |  |  | No | Other |  | Will Inspect meter box at a later date | Unknown | Don't Know | Don't Know |  | Building | Unknown | Unknown | No |  |  | Unknown |  | 32.710083 | -103.1383057
7243 | 1220 E JEMEZ DR, HOBBS NM |  | No | No | Unknown - Unlikely Lead | Don't Know |  |  |  | No | Other |  | Will Inspect meter box at a later date | Unknown - Unlikely Lead |  |  |  | No | Other |  | Will Inspect meter box at a later date | Unknown | Don't Know | Don't Know |  | Building | Unknown | Unknown | No |  |  | Unknown |  | 32.7218652 | -103.1212953
7201 | 306 E JEMEZ RD, HOBBS NM |  | No | No | Unknown - Unlikely Lead | Don't Know |  |  |  | No | Other |  | Will Inspect meter box at a later date | Unknown - Unlikely Lead |  |  |  | No | Other |  | Will Inspect meter box at a later date | Unknown | Don't Know | Don't Know |  | Building | Unknown | Unknown | No |  |  | Unknown |  | 35.867142 | -106.272952
8010 | 1015 N LINAM ST, HOBBS NM |  | No | No | Unknown - Unlikely Lead | Don't Know |  |  |  | No | Other |  | Will Inspect meter box at a later date | Unknown - Unlikely Lead |  |  |  | No | Other |  | Will Inspect meter box at a later date | Unknown | Don't Know | Don't Know |  | Building | Unknown | Unknown | No |  |  | Unknown |  | 32.711008 | -103.138937
8070 | 320 S LINAM ST, HOBBS NM |  | No | No | Unknown - Unlikely Lead | Don't Know |  |  |  | No | Other |  | Will Inspect meter box at a later date | Unknown - Unlikely Lead |  |  |  | No | Other |  | Will Inspect meter box at a later date | Unknown | Don't Know | Don't Know |  | Building | Unknown | Unknown | No |  |  | Unknown |  | 32.6978833 | -103.1384696
8085 | 6301 N LILY POND RD, HOBBS NM |  | No | No | Non-Lead - Plastic | No | 2022 | 1 | Field inspection only with no records | Yes | Visual inspection at the meter pit | 07/23/2024 00:00:00 |  | Non-Lead - Plastic | 2022 | 1 | Field inspection only with no records | Yes | Visual inspection at the meter pit | 07/23/2024 00:00:00 |  | Non-Lead | No | No |  | Single Family Residence | Unknown | No | No |  |  | Non-Lead |  | 32.7718216 | -103.1566659
6454 | 1724 E HIGHLAND DR, HOBBS NM |  | No | No | Unknown - Unlikely Lead | Don't Know |  |  |  | No | Other |  | Will Inspect meter box at a later date | Unknown - Unlikely Lead |  |  |  | No | Other |  | Will Inspect meter box at a later date | Unknown | Don't Know | Don't Know |  | Building | Unknown | Unknown | No |  |  | Unknown |  | 32.7297283 | -103.1159521
6131 | 818 S GIBBS ST, HOBBS NM |  | No | No | Unknown - Unlikely Lead | Don't Know |  |  |  | No | Other |  | Will Inspect meter box at a later date | Unknown - Unlikely Lead |  |  |  | No | Other |  | Will Inspect meter box at a later date | Unknown | Don't Know | Don't Know |  | Building | Unknown | Unknown | No |  |  | Unknown |  | 32.6932087 | -103.1713958
6476 | 321 W HARDEN BLVD, HOBBS NM |  | No | No | Unknown - Unlikely Lead | Don't Know |  |  |  | No | Other |  | Will Inspect meter box at a later date | Unknown - Unlikely Lead |  |  |  | No | Other |  | Will Inspect meter box at a later date | Unknown | Don't Know | Don't Know |  | Building | Unknown | Unknown | No |  |  | Unknown |  | 32.6949728 | -103.139818
9429 | 3007 MONTGOMERY ST, HOBBS NM |  | No | No | Unknown - Unlikely Lead | Don't Know |  |  |  | No | Other |  | Will Inspect meter box at a later date | Unknown - Unlikely Lead |  |  |  | No | Other |  | Will Inspect meter box at a later date | Unknown | Don't Know | Don't Know |  | Building | Unknown | Unknown | No |  |  | Unknown |  | 32.7333177 | -103.1331163
7907 | 832 E LLANO DR, HOBBS NM |  | No | No | Unknown - Unlikely Lead | Don't Know |  |  |  | No | Other |  | Will Inspect meter box at a later date | Unknown - Unlikely Lead |  |  |  | No | Other |  | Will Inspect meter box at a later date | Unknown | Don't Know | Don't Know |  | Building | Unknown | Unknown | No |  |  | Unknown |  | 32.7145522 | -103.1259889
7712 | 400 E LEA ST, HOBBS NM |  | No | No | Unknown - Unlikely Lead | Don't Know |  |  |  | No | Other |  | Will Inspect meter box at a later date | Unknown - Unlikely Lead |  |  |  | No | Other |  | Will Inspect meter box at a later date | Unknown | Don't Know | Don't Know |  | Building | Unknown | Unknown | No |  |  | Unknown |  | 32.7094395 | -103.1322708
844 | 1416 W BERRY DR, HOBBS NM |  | No | No | Unknown - Unlikely Lead | Don't Know |  |  |  | No | Other |  | Will Inspect meter box at a later date | Unknown - Unlikely Lead |  |  |  | No | Other |  | Will Inspect meter box at a later date | Unknown | Don't Know | Don't Know |  | Building | Unknown | Unknown | No |  |  | Unknown |  | 32.7152356 | -103.1536962
8186 | 6022 N LA MESA DR, HOBBS NM |  | No | No | Non-Lead - Plastic | No | Unknow | 1 | Field inspection only with no records | Yes | Visual inspection at the meter pit | 08/13/2024 00:00:00 |  | Non-Lead - Copper | 1985 | 3/4 | Field inspection only with no records | Yes | Visual inspection at the meter pit | 08/13/2024 00:00:00 |  | Non-Lead | No | No |  | Single Family Residence |  | No | No |  |  | Non-Lead |  | 32.7689314 | -103.1815307
4803 | 1412 N DENSON DR, HOBBS NM |  | No | No | Unknown - Unlikely Lead | Don't Know |  |  |  | No | Other |  | Will Inspect meter box at a later date | Unknown - Unlikely Lead |  |  |  | No | Other |  | Will Inspect meter box at a later date | Unknown | Don't Know | Don't Know |  | Building | Unknown | Unknown | No |  |  | Unknown
8627 | 1605 E MARLAND ST, HOBBS NM |  | No | No | Unknown - Unlikely Lead | Don't Know |  |  |  | No | Other |  | Will Inspect meter box at a later date | Unknown - Unlikely Lead |  |  |  | No | Other |  | Will Inspect meter box at a later date | Unknown | Don't Know | Don't Know |  | Building | Unknown | Unknown | No |  |  | Unknown |  | 32.6954909 | -103.1156867
5345 | 14 FAIRMONT CT, HOBBS NM |  | No | No | Unknown - Unlikely Lead | Don't Know |  |  |  | No | Other |  | Will Inspect meter box at a later date | Unknown - Unlikely Lead |  |  |  | No | Other |  | Will Inspect meter box at a later date | Unknown | Don't Know | Don't Know |  | Building | Unknown | Unknown | No |  |  | Unknown
8527 | 2609 W MARLAND ST, HOBBS NM |  | No | No | Unknown - Unlikely Lead | Don't Know |  |  |  | No | Other |  | Will Inspect meter box at a later date | Unknown - Unlikely Lead |  |  |  | No | Other |  | Will Inspect meter box at a later date | Unknown | Don't Know | Don't Know |  | Building | Unknown | Unknown | No |  |  | Unknown |  | 32.6962164 | -103.166039
6422 | 1708 E HIGHLAND DR, HOBBS NM |  | No | No | Unknown - Unlikely Lead | Don't Know |  |  |  | No | Other |  | Will Inspect meter box at a later date | Unknown - Unlikely Lead |  |  |  | No | Other |  | Will Inspect meter box at a later date | Unknown | Don't Know | Don't Know |  | Building | Unknown | Unknown | No |  |  | Unknown |  | 32.7296333 | -103.1166784
6154 | 2700 N GRIMES ST, HOBBS NM |  | No | No | Unknown - Unlikely Lead | Don't Know |  |  |  | No | Other |  | Will Inspect meter box at a later date | Unknown - Unlikely Lead |  |  |  | No | Other |  | Will Inspect meter box at a later date | Unknown | Don't Know | Don't Know |  | Building | Unknown | Unknown | No |  |  | Unknown |  | 32.7304031 | -103.14435
8717 | 106 N MARLAND BLVD #1, HOBBS NM |  | No | No | Unknown - Unlikely Lead | Don't Know |  |  |  | No | Other |  | Will Inspect meter box at a later date | Unknown - Unlikely Lead |  |  |  | No | Other |  | Will Inspect meter box at a later date | Unknown | Don't Know | Don't Know |  | Building | Unknown | Unknown | No |  |  | Unknown
9031 | 718 S MCKINLEY ST, HOBBS NM |  | No | No | Unknown - Unlikely Lead | Don't Know |  |  |  | No | Other |  | Will Inspect meter box at a later date | Unknown - Unlikely Lead |  |  |  | No | Other |  | Will Inspect meter box at a later date | Unknown | Don't Know | Don't Know |  | Building | Unknown | Unknown | No |  |  | Unknown |  | 32.693667 | -103.1322616
7893 | 1016 E LLANO DR, HOBBS NM |  | No | No | Unknown - Unlikely Lead | Don't Know |  |  |  | No | Other |  | Will Inspect meter box at a later date | Unknown - Unlikely Lead |  |  |  | No | Other |  | Will Inspect meter box at a later date | Unknown | Don't Know | Don't Know |  | Building | Unknown | Unknown | No |  |  | Unknown |  | 32.7145537 | -103.1236924
9035 | 620 S MCKINLEY ST, HOBBS NM |  | No | No | Unknown - Unlikely Lead | Don't Know |  |  |  | No | Other |  | Will Inspect meter box at a later date | Unknown - Unlikely Lead |  |  |  | No | Other |  | Will Inspect meter box at a later date | Unknown | Don't Know | Don't Know |  | Building | Unknown | Unknown | No |  |  | Unknown |  | 32.6947635 | -103.1321781
7346 | 112 JEFFERSON PL, HOBBS NM |  | No | No | Unknown - Unlikely Lead | Don't Know |  |  |  | No | Other |  | Will Inspect meter box at a later date | Unknown - Unlikely Lead |  |  |  | No | Other |  | Will Inspect meter box at a later date | Unknown | Don't Know | Don't Know |  | Building | Unknown | Unknown | No |  |  | Unknown |  | 32.7155122 | -103.1249982
6445 | 1800 E HIGHLAND DR, HOBBS NM |  | No | No | Unknown - Unlikely Lead | Don't Know |  |  |  | No | Other |  | Will Inspect meter box at a later date | Unknown - Unlikely Lead |  |  |  | No | Other |  | Will Inspect meter box at a later date | Unknown | Don't Know | Don't Know |  | Building | Unknown | Unknown | No |  |  | Unknown |  | 32.7297356 | -103.1151457
6106 | 2506 N GREEN VALLEY TRAIL, HOBBS NM |  | No | No | Non-Lead - Copper | No | 2007 | 3/4 | Field inspection only with no records | Yes | Visual inspection at the meter pit | 05/26/2024 00:00:00 |  | Non-Lead - Copper | 2007 | 3/4 | Installation date after lead ban | Yes | Visual inspection at the meter pit | 05/26/2024 00:00:00 |  | Non-Lead | No | No |  | Single Family Residence |  | No | No |  |  | Non-Lead |  | 32.7280678 | -103.1129064
6091 | 405 E GLORIETTA DR, HOBBS NM |  | No | No | Unknown - Unlikely Lead | Don't Know |  |  |  | No | Other |  | Will Inspect meter box at a later date | Unknown - Unlikely Lead |  |  |  | No | Other |  | Will Inspect meter box at a later date | Unknown | Don't Know | Don't Know |  | Building | Unknown | Unknown | No |  |  | Unknown |  | 32.732779 | -103.132795
7132 | 1309 W JOE HARVEY BLVD, HOBBS NM |  | No | No | Unknown - Unlikely Lead | Don't Know |  |  |  | No | Other |  | Will Inspect meter box at a later date | Unknown - Unlikely Lead |  |  |  | No | Other |  | Will Inspect meter box at a later date | Unknown | Don't Know | Don't Know |  | Building | Unknown | Unknown | No |  |  | Unknown |  | 32.73973 | -103.1517583
9273 | 216 W MAIN ST, HOBBS NM |  | No | No | Unknown - Unlikely Lead | Don't Know |  |  |  | No | Other |  | Will Inspect meter box at a later date | Unknown - Unlikely Lead |  |  |  | No | Other |  | Will Inspect meter box at a later date | Unknown | Don't Know | Don't Know |  | Building | Unknown | Unknown | No |  |  | Unknown |  | 32.692663 | -103.138369
6435 | 1729 E HIGHLAND DR, HOBBS NM |  | No | No | Unknown - Unlikely Lead | Don't Know |  |  |  | No | Other |  | Will Inspect meter box at a later date | Unknown - Unlikely Lead |  |  |  | No | Other |  | Will Inspect meter box at a later date | Unknown | Don't Know | Don't Know |  | Building | Unknown | Unknown | No |  |  | Unknown |  | 32.7294268 | -103.1155466
6323 | 2702 N GRIMES ST, HOBBS NM |  | No | No | Unknown - Unlikely Lead | Don't Know |  |  |  | No | Other |  | Will Inspect meter box at a later date | Unknown - Unlikely Lead |  |  |  | No | Other |  | Will Inspect meter box at a later date | Unknown | Don't Know | Don't Know |  | Building | Unknown | Unknown | No |  |  | Unknown |  | 32.7302543 | -103.1442927
7810 | 437 W LLANO DR, HOBBS NM |  | No | No | Unknown - Unlikely Lead | Don't Know |  |  |  | No | Other |  | Will Inspect meter box at a later date | Unknown - Unlikely Lead |  |  |  | No | Other |  | Will Inspect meter box at a later date | Unknown | Don't Know | Don't Know |  | Building | Unknown | Unknown | No |  |  | Unknown |  | 32.7147813 | -103.1408834
6076 | 1023 E GLORIETTA A 104, HOBBS NM |  | No | No | Non-Lead - Plastic | No | 2019 | 1 | Field inspection only with no records | Yes | Visual inspection at the meter pit | 05/26/2024 00:00:00 |  | Non-Lead - Plastic | 2019 | 1 | Installation date after lead ban | Yes | Visual inspection at the meter pit | 05/26/2024 00:00:00 |  | Non-Lead | No | No |  | Single Family Residence |  | No | No |  |  | Non-Lead |  | 32.7322508 | -103.1251818
7002 | 1524 HONEYSUCKLE CT, HOBBS NM |  | No | No | Non-Lead - Plastic | No | 2021 | 1 | Installation date after lead ban | No | Other |  | GIS verfied because of being built after ban | Non-Lead - Plastic | 2021 | 1 | Installation date after lead ban | No | Other |  | Newer Construction, verified by GIS Mapping |  | No | No |  | Single Family Residence | Unknown | No | No |  |  | Non-Lead |  | 32.773923 | -103.155389
6287 | 600 N GRIMES ST, HOBBS NM |  | No | No | Unknown - Unlikely Lead | Don't Know |  |  |  | No | Other |  | Will Inspect meter box at a later date | Unknown - Unlikely Lead |  |  |  | No | Other |  | Will Inspect meter box at a later date | Unknown | Don't Know | Don't Know |  | Building | Unknown | Unknown | No |  |  | Unknown |  | 32.7060989 | -103.1446126
490 | 4112 N APODACA ST, HOBBS NM |  | No | No | Unknown - Unlikely Lead | Don't Know |  |  |  | No | Other |  | Will Inspect meter box at a later date | Unknown - Unlikely Lead |  |  |  | No | Other |  | Will Inspect meter box at a later date | Unknown | Don't Know | Don't Know |  | Building | Unknown | Unknown | No |  |  | Unknown
4829 | 1119 DESERT SAGE, HOBBS NM |  | No | No | Non-Lead - Plastic | No | 2005 | 3/4 | Field inspection only with no records | Yes | Visual inspection at the meter pit | 04/17/2024 00:00:00 |  | Non-Lead - Copper | 2005 | 3/4 | Field inspection only with no records | Yes | Visual inspection at the meter pit | 04/17/2024 00:00:00 |  | Non-Lead | No | No | Not Applicable | Single Family Residence | Unknown | No | No |  |  | Non-Lead
7621 | 4726 W KING KELLY RD, HOBBS NM |  | No | No | Non-Lead - Plastic | No | 2021 | 1 | Field inspection only with no records | Yes | Visual inspection at the meter pit | 09/30/2024 00:00:00 |  | Non-Lead - Plastic | 2021 | 3/4 | Field inspection only with no records | Yes | Visual inspection at the meter pit | 09/30/2024 00:00:00 |  | Non-Lead | No | No |  | Single Family Residence |  | No | No |  |  | Non-Lead |  | 32.749262 | -103.197457
7960 | 1207 N LLANO DR, HOBBS NM |  | No | No | Unknown - Unlikely Lead | Don't Know |  |  |  | No | Other |  | Will Inspect meter box at a later date | Unknown - Unlikely Lead |  |  |  | No | Other |  | Will Inspect meter box at a later date | Unknown | Don't Know | Don't Know |  | Building | Unknown | Unknown | No |  |  | Unknown |  | 32.7125207 | -103.1176884
8007 | 1009 N LINAM ST, HOBBS NM |  | No | No | Unknown - Unlikely Lead | Don't Know |  |  |  | No | Other |  | Will Inspect meter box at a later date | Unknown - Unlikely Lead |  |  |  | No | Other |  | Will Inspect meter box at a later date | Unknown | Don't Know | Don't Know |  | Building | Unknown | Unknown | No |  |  | Unknown |  | 32.7107018 | -103.1389956
9803 | 3310 N NORTHWEST DR, HOBBS NM |  | No | No | Unknown - Unlikely Lead | Don't Know |  |  |  | No | Other |  | Will Inspect meter box at a later date | Unknown - Unlikely Lead |  |  |  | No | Other |  | Will Inspect meter box at a later date | Unknown | Don't Know | Don't Know |  | Building | Unknown | Unknown | No |  |  | Unknown |  | 32.7365142 | -103.1546571
7558 | 1103 W KIOWA AVE, HOBBS NM |  | No | No | Unknown - Unlikely Lead | Don't Know |  |  |  | No | Other |  | Will Inspect meter box at a later date | Unknown - Unlikely Lead |  |  |  | No | Other |  | Will Inspect meter box at a later date | Unknown | Don't Know | Don't Know |  | Building | Unknown | Unknown | No |  |  | Unknown |  | 32.7357405 | -103.1484636
9164 | 1123 E MAIN ST, HOBBS NM |  | No | No | Unknown - Unlikely Lead | Don't Know |  |  |  | No | Other |  | Will Inspect meter box at a later date | Unknown - Unlikely Lead |  |  |  | No | Other |  | Will Inspect meter box at a later date | Unknown | Don't Know | Don't Know |  | Building | Unknown | Unknown | No |  |  | Unknown |  | 32.6920644 | -103.122775
7991 | 1224 E LINCOLN RD, HOBBS NM |  | No | No | Unknown - Unlikely Lead | Don't Know |  |  |  | No | Other |  | Will Inspect meter box at a later date | Unknown - Unlikely Lead |  |  |  | No | Other |  | Will Inspect meter box at a later date | Unknown | Don't Know | Don't Know |  | Building | Unknown | Unknown | No |  |  | Unknown |  | 32.7200368 | -103.1211564
8731 | 238 N MARLAND BLVD, HOBBS NM |  | No | No | Unknown - Unlikely Lead | Don't Know |  |  |  | No | Other |  | Will Inspect meter box at a later date | Unknown - Unlikely Lead |  |  |  | No | Other |  | Will Inspect meter box at a later date | Unknown | Don't Know | Don't Know |  | Building | Unknown | Unknown | No |  |  | Unknown |  | 32.702775 | -103.1193861
6409 | 901 E HIGHLAND DR, HOBBS NM |  | No | No | Unknown - Unlikely Lead | Don't Know |  |  |  | No | Other |  | Will Inspect meter box at a later date | Unknown - Unlikely Lead |  |  |  | No | Other |  | Will Inspect meter box at a later date | Unknown | Don't Know | Don't Know |  | Building | Unknown | Unknown | No |  |  | Unknown |  | 32.7293179 | -103.1257812
6336 | 1000 S GRIMES ST, HOBBS NM |  | No | No | Unknown - Unlikely Lead | Don't Know |  |  |  | No | Other |  | Will Inspect meter box at a later date | Unknown - Unlikely Lead |  |  |  | No | Other |  | Will Inspect meter box at a later date | Unknown | Don't Know | Don't Know |  | Building | Unknown | Unknown | No |  |  | Unknown |  | 32.6889007 | -103.1443649
8314 | 5419 N LOVINGTON HWY MED ARTS , HOBBS NM |  | No | No | Unknown - Unlikely Lead | Don't Know |  |  |  | No | Other |  | Will Inspect meter box at a later date | Unknown - Unlikely Lead |  |  |  | No | Other |  | Will Inspect meter box at a later date | Unknown | Don't Know | Don't Know |  | Building | Unknown | Unknown | No |  |  | Unknown
9214 | 1101 E MAIN ST, HOBBS NM |  | No | No | Unknown - Unlikely Lead | Don't Know |  |  |  | No | Other |  | Will Inspect meter box at a later date | Unknown - Unlikely Lead |  |  |  | No | Other |  | Will Inspect meter box at a later date | Unknown | Don't Know | Don't Know |  | Building | Unknown | Unknown | No |  |  | Unknown |  | 32.6921409 | -103.1236079
8771 | 2916 N MORRIS DR, HOBBS NM |  | No | No | Unknown - Unlikely Lead | Don't Know |  |  |  | No | Other |  | Will Inspect meter box at a later date | Unknown - Unlikely Lead |  |  |  | No | Other |  | Will Inspect meter box at a later date | Unknown | Don't Know | Don't Know |  | Building | Unknown | Unknown | No |  |  | Unknown |  | 32.7325913 | -103.1291844
7073 | 911 W IRON AVE, HOBBS NM |  | No | No | Unknown - Unlikely Lead | Don't Know |  |  |  | No | Other |  | Will Inspect meter box at a later date | Unknown - Unlikely Lead |  |  |  | No | Other |  | Will Inspect meter box at a later date | Unknown | Don't Know | Don't Know |  | Building | Unknown | Unknown | No |  |  | Unknown |  | 32.7315343 | -103.1470443
9784 | 2709 N NORTHWEST DR, HOBBS NM |  | No | No | Unknown - Unlikely Lead | Don't Know |  |  |  | No | Other |  | Will Inspect meter box at a later date | Unknown - Unlikely Lead |  |  |  | No | Other |  | Will Inspect meter box at a later date | Unknown | Don't Know | Don't Know |  | Building | Unknown | Unknown | No |  |  | Unknown |  | 32.729382 | -103.1482486
7952 | 1101 N LLANO DR, HOBBS NM |  | No | No | Unknown - Unlikely Lead | Don't Know |  |  |  | No | Other |  | Will Inspect meter box at a later date | Unknown - Unlikely Lead |  |  |  | No | Other |  | Will Inspect meter box at a later date | Unknown | Don't Know | Don't Know |  | Building | Unknown | Unknown | No |  |  | Unknown |  | 32.7113619 | -103.1177048
8820 | 520 S MORRIS ST, HOBBS NM |  | No | No | Unknown - Unlikely Lead | Don't Know |  |  |  | No | Other |  | Will Inspect meter box at a later date | Unknown - Unlikely Lead |  |  |  | No | Other |  | Will Inspect meter box at a later date | Unknown | Don't Know | Don't Know |  | Building | Unknown | Unknown | No |  |  | Unknown |  | 32.695745 | -103.1286396
6112 | 2625 N GREEN VALLEY TRAIL, HOBBS NM |  | No | No | Non-Lead - Copper | No | 2007 | 3/4 | Field inspection only with no records | Yes | Visual inspection at the meter pit | 05/26/2024 00:00:00 |  | Non-Lead - Copper | 2007 | 3/4 | Installation date after lead ban | Yes | Visual inspection at the meter pit | 05/26/2024 00:00:00 |  | Non-Lead | No | No |  | Single Family Residence |  | No | No |  |  | Non-Lead |  | 32.730577 | -103.11335
4920 | 2102 E DUNN ST, HOBBS NM |  | No | No | Unknown - Unlikely Lead | Don't Know |  |  |  | No | Other |  | Will Inspect meter box at a later date | Unknown - Unlikely Lead |  |  |  | No | Other |  | Will Inspect meter box at a later date | Unknown | Don't Know | Don't Know |  | Building | Unknown | Unknown | No |  |  | Unknown
5718 | 1520 N GILA DR, HOBBS NM |  | No | No | Unknown - Unlikely Lead | Don't Know |  |  |  | No | Other |  | Will Inspect meter box at a later date | Unknown - Unlikely Lead |  |  |  | No | Other |  | Will Inspect meter box at a later date | Unknown | Don't Know | Don't Know |  | Building | Unknown | Unknown | No |  |  | Unknown
9526 | 1615 MARQUIS LN, HOBBS NM |  | No | No | Unknown - Unlikely Lead | Don't Know |  |  |  | No | Other |  | Will Inspect meter box at a later date | Unknown - Unlikely Lead |  |  |  | No | Other |  | Will Inspect meter box at a later date | Unknown | Don't Know | Don't Know |  | Building | Unknown | Unknown | No |  |  | Unknown |  | 32.7395702 | -103.1560832
5702 | 1025 E GOLD AVE, HOBBS NM |  | No | No | Unknown - Unlikely Lead | Don't Know |  |  |  | No | Other |  | Will Inspect meter box at a later date | Unknown - Unlikely Lead |  |  |  | No | Other |  | Will Inspect meter box at a later date | Unknown | Don't Know | Don't Know |  | Building | Unknown | Unknown | No |  |  | Unknown
907 | 922 E BEL AIRE CT, HOBBS NM |  | No | No | Unknown - Unlikely Lead | Don't Know |  |  |  | No | Other |  | Will Inspect meter box at a later date | Unknown - Unlikely Lead |  |  |  | No | Other |  | Will Inspect meter box at a later date | Unknown | Don't Know | Don't Know |  | Building | Unknown | Unknown | No |  |  | Unknown |  | 32.7240057 | -103.1250773
6617 | 910 S HOUSTON ST, HOBBS NM |  | No | No | Unknown - Unlikely Lead | Don't Know |  |  |  | No | Other |  | Will Inspect meter box at a later date | Unknown - Unlikely Lead |  |  |  | No | Other |  | Will Inspect meter box at a later date | Unknown | Don't Know | Don't Know |  | Building | Unknown | Unknown | No |  |  | Unknown |  | 32.691613 | -103.130981
5419 | 1809 N GRAYSON ST, HOBBS NM |  | No | No | Unknown - Unlikely Lead | Don't Know |  |  |  | No | Other |  | Will Inspect meter box at a later date | Unknown - Unlikely Lead |  |  |  | No | Other |  | Will Inspect meter box at a later date | Unknown | Don't Know | Don't Know |  | Building | Unknown | Unknown | No |  |  | Unknown
6914 | 1613 S HANNAH RD, HOBBS NM |  | No | No | Unknown - Unlikely Lead | Don't Know |  |  |  | No | Other |  | Will Inspect meter box at a later date | Unknown - Unlikely Lead |  |  |  | No | Other |  | Will Inspect meter box at a later date | Unknown | Don't Know | Don't Know |  | Building | Unknown | Unknown | No |  |  | Unknown |  | 32.6844515 | -103.1422194
6214 | 1931 N GRIMES ST, HOBBS NM |  | No | No | Unknown - Unlikely Lead | Don't Know |  |  |  | No | Other |  | Will Inspect meter box at a later date | Unknown - Unlikely Lead |  |  |  | No | Other |  | Will Inspect meter box at a later date | Unknown | Don't Know | Don't Know |  | Building | Unknown | Unknown | No |  |  | Unknown |  | 32.7208799 | -103.1481453
8275 | 1010 W LEAD AVE, HOBBS NM |  | No | No | Unknown - Unlikely Lead | Don't Know |  |  |  | No | Other |  | Will Inspect meter box at a later date | Unknown - Unlikely Lead |  |  |  | No | Other |  | Will Inspect meter box at a later date | Unknown | Don't Know | Don't Know |  | Building | Unknown | Unknown | No |  |  | Unknown |  | 32.7299545 | -103.1479659
651 | 632 E ASPEN ST, HOBBS NM |  | No | No | Unknown - Unlikely Lead | Don't Know |  |  |  | No | Other |  | Will Inspect meter box at a later date | Unknown - Unlikely Lead |  |  |  | No | Other |  | Will Inspect meter box at a later date | Unknown | Don't Know | Don't Know |  | Building | Unknown | Unknown | No |  |  | Unknown |  | 32.7356273 | -103.1300095
8570 | 2000 W MARLAND ST, HOBBS NM |  | No | No | Unknown - Unlikely Lead | Don't Know |  |  |  | No | Other |  | Will Inspect meter box at a later date | Unknown - Unlikely Lead |  |  |  | No | Other |  | Will Inspect meter box at a later date | Unknown | Don't Know | Don't Know |  | Building | Unknown | Unknown | No |  |  | Unknown |  | 32.6970129 | -103.1597515
9729 | 1005 E MICHIGAN DR, HOBBS NM |  | No | No | Unknown - Unlikely Lead | Don't Know |  |  |  | No | Other |  | Will Inspect meter box at a later date | Unknown - Unlikely Lead |  |  |  | No | Other |  | Will Inspect meter box at a later date | Unknown | Don't Know | Don't Know |  | Building | Unknown | Unknown | No |  |  | Unknown |  | 32.7215915 | -103.1253199
8464 | 1151-A W MARLAND ST, HOBBS NM |  | No | No | Unknown - Unlikely Lead | Don't Know |  |  |  | No | Other |  | Will Inspect meter box at a later date | Unknown - Unlikely Lead |  |  |  | No | Other |  | Will Inspect meter box at a later date | Unknown | Don't Know | Don't Know |  | Building | Unknown | Unknown | No |  |  | Unknown
5542 | 300 E GREEN ACRES DR, HOBBS NM |  | No | No | Unknown - Unlikely Lead | Don't Know |  |  |  | No | Other |  | Will Inspect meter box at a later date | Unknown - Unlikely Lead |  |  |  | No | Other |  | Will Inspect meter box at a later date | Unknown | Don't Know | Don't Know |  | Building | Unknown | Unknown | No |  |  | Unknown
8134 | 1114 S LEECH ST, HOBBS NM |  | No | No | Non-Lead - Plastic | Don't Know | 2021 | 1 | Field inspection only with no records | Yes | Visual inspection at the meter pit | 08/19/2024 00:00:00 |  | Non-Lead - Plastic | 2021 | 3/4 | Field inspection only with no records | Yes | Visual inspection at the meter pit | 08/19/2024 00:00:00 |  | Non-Lead | No | Don't Know |  | Single Family Residence |  | No | No |  |  | Non-Lead |  | 32.6897351 | -103.1424861
7144 | 1710-C W JOE HARVEY BLVD, HOBBS NM |  | No | No | Unknown - Unlikely Lead | Don't Know |  |  |  | No | Other |  | Will Inspect meter box at a later date | Unknown - Unlikely Lead |  |  |  | No | Other |  | Will Inspect meter box at a later date | Unknown | Don't Know | Don't Know |  | Building | Unknown | Unknown | No |  |  | Unknown
8469 | 1601 W MARLAND ST, HOBBS NM |  | No | No | Unknown - Unlikely Lead | Don't Know |  |  |  | No | Other |  | Will Inspect meter box at a later date | Unknown - Unlikely Lead |  |  |  | No | Other |  | Will Inspect meter box at a later date | Unknown | Don't Know | Don't Know |  | Building | Unknown | Unknown | No |  |  | Unknown |  | 32.695436 | -103.116835
6942 | 2027 E HIGHWOOD AVE, HOBBS NM |  | No | No | Non-Lead - Plastic | Don't Know | 2019 | 1 | Field inspection only with no records | Yes | Visual inspection at the meter pit | 08/19/2024 00:00:00 |  | Non-Lead - Plastic | 2019 | 1 | Field inspection only with no records | Yes | Visual inspection at the meter pit | 08/19/2024 00:00:00 |  | Non-Lead | No | Don't Know |  | Single Family Residence |  | No | No |  |  | Non-Lead |  | 32.731683 | -103.111807
4844 | 919 DESERT SAGE, HOBBS NM |  | No | No | Non-Lead - Plastic | No | 2005 | 3/4 | Field inspection only with no records | Yes | Visual inspection at the meter pit | 04/17/2024 00:00:00 |  | Non-Lead - Copper | 2005 | 3/4 | Field inspection only with no records | Yes | Visual inspection at the meter pit | 04/17/2024 00:00:00 |  | Non-Lead | No | No | Not Applicable | Single Family Residence | Unknown | No | No |  |  | Non-Lead
9442 | 2918 MONTGOMERY ST, HOBBS NM |  | No | No | Unknown - Unlikely Lead | Don't Know |  |  |  | No | Other |  | Will Inspect meter box at a later date | Unknown - Unlikely Lead |  |  |  | No | Other |  | Will Inspect meter box at a later date | Unknown | Don't Know | Don't Know |  | Building | Unknown | Unknown | No |  |  | Unknown |  | 32.7325919 | -103.1328149
9050 | 1225 S MCKINLEY ST, HOBBS NM |  | No | No | Unknown - Unlikely Lead | Don't Know |  |  |  | No | Other |  | Will Inspect meter box at a later date | Unknown - Unlikely Lead |  |  |  | No | Other |  | Will Inspect meter box at a later date | Unknown | Don't Know | Don't Know |  | Building | Unknown | Unknown | No |  |  | Unknown |  | 32.6871982 | -103.1333548
6178 | 1115 N GRIMES ST, HOBBS NM |  | No | No | Unknown - Unlikely Lead | Don't Know |  |  |  | No | Other |  | Will Inspect meter box at a later date | Unknown - Unlikely Lead |  |  |  | No | Other |  | Will Inspect meter box at a later date | Unknown | Don't Know | Don't Know |  | Building | Unknown | Unknown | No |  |  | Unknown |  | 32.7116516 | -103.1448919
5060 | 324 S ELM, HOBBS NM |  | No | No | Unknown - Unlikely Lead | Don't Know |  |  |  | No | Other |  | Will Inspect meter box at a later date | Unknown - Unlikely Lead |  |  |  | No | Other |  | Will Inspect meter box at a later date | Unknown | Don't Know | Don't Know |  | Building | Unknown | Unknown | No |  |  | Unknown
5057 | 305 S ELM ST, HOBBS NM |  | No | No | Unknown - Unlikely Lead | Don't Know |  |  |  | No | Other |  | Will Inspect meter box at a later date | Unknown - Unlikely Lead |  |  |  | No | Other |  | Will Inspect meter box at a later date | Unknown | Don't Know | Don't Know |  | Building | Unknown | Unknown | No |  |  | Unknown
622 | 826 S ASHER RD, HOBBS NM |  | No | No | Unknown - Unlikely Lead | Don't Know |  |  |  | No | Other |  | Will Inspect meter box at a later date | Unknown - Unlikely Lead |  |  |  | No | Other |  | Will Inspect meter box at a later date | Unknown | Don't Know | Don't Know |  | Building | Unknown | Unknown | No |  |  | Unknown |  | 32.6922285 | -103.1724963
5636 | 904 W GOLD ST, HOBBS NM |  | No | No | Unknown - Unlikely Lead | Don't Know |  |  |  | No | Other |  | Will Inspect meter box at a later date | Unknown - Unlikely Lead |  |  |  | No | Other |  | Will Inspect meter box at a later date | Unknown | Don't Know | Don't Know |  | Building | Unknown | Unknown | No |  |  | Unknown
795 | 221 W BERRY DR, HOBBS NM |  | No | No | Unknown - Unlikely Lead | Don't Know |  |  |  | No | Other |  | Will Inspect meter box at a later date | Unknown - Unlikely Lead |  |  |  | No | Other |  | Will Inspect meter box at a later date | Unknown | Don't Know | Don't Know |  | Building | Unknown | Unknown | No |  |  | Unknown |  | 32.715144 | -103.1369536
9138 | 2123 N MCKINLEY ST, HOBBS NM |  | No | No | Unknown - Unlikely Lead | Don't Know |  |  |  | No | Other |  | Will Inspect meter box at a later date | Unknown - Unlikely Lead |  |  |  | No | Other |  | Will Inspect meter box at a later date | Unknown | Don't Know | Don't Know |  | Building | Unknown | Unknown | No |  |  | Unknown |  | 32.7243554 | -103.1361043
5874 | 1113 E GYPSY ST #6, HOBBS NM |  | No | No | Unknown - Unlikely Lead | Don't Know |  |  |  | No | Other |  | Will Inspect meter box at a later date | Unknown - Unlikely Lead |  |  |  | No | Other |  | Will Inspect meter box at a later date | Unknown | Don't Know | Don't Know |  | Building | Unknown | Unknown | No |  |  | Unknown
6786 | 621 E HUMBLE ST, HOBBS NM |  | No | No | Unknown - Unlikely Lead | Don't Know |  |  |  | No | Other |  | Will Inspect meter box at a later date | Unknown - Unlikely Lead |  |  |  | No | Other |  | Will Inspect meter box at a later date | Unknown | Don't Know | Don't Know |  | Building | Unknown | Unknown | No |  |  | Unknown |  | 32.6931993 | -103.1290262
9125 | 2907 N MCKINLEY ST, HOBBS NM |  | No | No | Unknown - Unlikely Lead | Don't Know |  |  |  | No | Other |  | Will Inspect meter box at a later date | Unknown - Unlikely Lead |  |  |  | No | Other |  | Will Inspect meter box at a later date | Unknown | Don't Know | Don't Know |  | Building | Unknown | Unknown | No |  |  | Unknown |  | 32.7322696 | -103.1343979
7255 | 1516 N JEFFERSON ST, HOBBS NM |  | No | No | Unknown - Unlikely Lead | Don't Know |  |  |  | No | Other |  | Will Inspect meter box at a later date | Unknown - Unlikely Lead |  |  |  | No | Other |  | Will Inspect meter box at a later date | Unknown | Don't Know | Don't Know |  | Building | Unknown | Unknown | No |  |  | Unknown |  | 32.7159162 | -103.1229491
9703 | 1314 E MICHIGAN DR, HOBBS NM |  | No | No | Unknown - Unlikely Lead | Don't Know |  |  |  | No | Other |  | Will Inspect meter box at a later date | Unknown - Unlikely Lead |  |  |  | No | Other |  | Will Inspect meter box at a later date | Unknown | Don't Know | Don't Know |  | Building | Unknown | Unknown | No |  |  | Unknown |  | 32.7226402 | -103.120223
7497 | 522 E KIVA DR, HOBBS NM |  | No | No | Unknown - Unlikely Lead | Don't Know |  |  |  | No | Other |  | Will Inspect meter box at a later date | Unknown - Unlikely Lead |  |  |  | No | Other |  | Will Inspect meter box at a later date | Unknown | Don't Know | Don't Know |  | Building | Unknown | Unknown | No |  |  | Unknown |  | 32.7334888 | -103.1309353
951 | 120 N AVENUE B, HOBBS NM |  | No | No | Unknown - Unlikely Lead | Don't Know |  |  |  | No | Other |  | Will Inspect meter box at a later date | Unknown - Unlikely Lead |  |  |  | No | Other |  | Will Inspect meter box at a later date | Unknown | Don't Know | Don't Know |  | Building | Unknown | Unknown | No |  |  | Unknown |  | 32.7016284 | -103.125449
9158 | 912 E MAIN ST, HOBBS NM |  | No | No | Unknown - Unlikely Lead | Don't Know |  |  |  | No | Other |  | Will Inspect meter box at a later date | Unknown - Unlikely Lead |  |  |  | No | Other |  | Will Inspect meter box at a later date | Unknown | Don't Know | Don't Know |  | Building | Unknown | Unknown | No |  |  | Unknown |  | 32.692638 | -103.1257331
4834 | 1110 DESERT SAGE, HOBBS NM |  | No | No | Non-Lead - Plastic | No | 2005 | 3/4 | Field inspection only with no records | Yes | Visual inspection at the meter pit | 04/17/2024 00:00:00 |  | Non-Lead - Copper | 2005 | 3/4 | Field inspection only with no records | Yes | Visual inspection at the meter pit | 04/17/2024 00:00:00 |  | Non-Lead | No | No | Not Applicable | Single Family Residence | Unknown | No | No |  |  | Non-Lead
9388 | 222 W MESA DR, HOBBS NM |  | No | No | Unknown - Unlikely Lead | Don't Know |  |  |  | No | Other |  | Will Inspect meter box at a later date | Unknown - Unlikely Lead |  |  |  | No | Other |  | Will Inspect meter box at a later date | Unknown | Don't Know | Don't Know |  | Building | Unknown | Unknown | No |  |  | Unknown |  | 32.7171625 | -103.1379015
5309 | 1420 W FOX FIRE CT, HOBBS NM |  | No | No | Non-Lead - Plastic | No | 2020 | 1 | Installation date after lead ban | No | Other |  | Newer Construction, verified by GIS Mapping | Non-Lead - Plastic | 2020 | 1 | Installation date after lead ban | No | Other |  | Newer Construction, verified by GIS Mapping |  | No | No |  | Single Family Residence | Unknown | No | No |  |  | Non-Lead
9027 | 1304 S MCKINLEY ST, HOBBS NM |  | No | No | Unknown - Unlikely Lead | Don't Know |  |  |  | No | Other |  | Will Inspect meter box at a later date | Unknown - Unlikely Lead |  |  |  | No | Other |  | Will Inspect meter box at a later date | Unknown | Don't Know | Don't Know |  | Building | Unknown | Unknown | No |  |  | Unknown |  | 32.6854436 | -103.1328589
6915 | 1212 S HANNAH RD, HOBBS NM |  | No | No | Unknown - Unlikely Lead | Don't Know |  |  |  | No | Other |  | Will Inspect meter box at a later date | Unknown - Unlikely Lead |  |  |  | No | Other |  | Will Inspect meter box at a later date | Unknown | Don't Know | Don't Know |  | Building | Unknown | Unknown | No |  |  | Unknown |  | 32.6883568 | -103.1421793
6714 | 111 S HALLAM ST, HOBBS NM |  | No | No | Unknown - Unlikely Lead | Don't Know |  |  |  | No | Other |  | Will Inspect meter box at a later date | Unknown - Unlikely Lead |  |  |  | No | Other |  | Will Inspect meter box at a later date | Unknown | Don't Know | Don't Know |  | Building | Unknown | Unknown | No |  |  | Unknown |  | 32.700102 | -103.1123492
8621 | 2106 E MARLAND ST, HOBBS NM |  | No | No | Unknown - Unlikely Lead | Don't Know |  |  |  | No | Other |  | Will Inspect meter box at a later date | Unknown - Unlikely Lead |  |  |  | No | Other |  | Will Inspect meter box at a later date | Unknown | Don't Know | Don't Know |  | Building | Unknown | Unknown | No |  |  | Unknown |  | 32.6968672 | -103.1115277
8847 | 706 E MIDWEST ST, HOBBS NM |  | No | No | Unknown - Unlikely Lead | Don't Know |  |  |  | No | Other |  | Will Inspect meter box at a later date | Unknown - Unlikely Lead |  |  |  | No | Other |  | Will Inspect meter box at a later date | Unknown | Don't Know | Don't Know |  | Building | Unknown | Unknown | No |  |  | Unknown |  | 32.691354 | -103.1281964
7389 | 600 S JEFFERSON ST, HOBBS NM |  | No | No | Unknown - Unlikely Lead | Don't Know |  |  |  | No | Other |  | Will Inspect meter box at a later date | Unknown - Unlikely Lead |  |  |  | No | Other |  | Will Inspect meter box at a later date | Unknown | Don't Know | Don't Know |  | Building | Unknown | Unknown | No |  |  | Unknown |  | 32.6953182 | -103.123507
7228 | 1232 E JEMEZ DR, HOBBS NM |  | No | No | Unknown - Unlikely Lead | Don't Know |  |  |  | No | Other |  | Will Inspect meter box at a later date | Unknown - Unlikely Lead |  |  |  | No | Other |  | Will Inspect meter box at a later date | Unknown | Don't Know | Don't Know |  | Building | Unknown | Unknown | No |  |  | Unknown |  | 32.7218712 | -103.1207457
9420 | 3016 MONTGOMERY ST, HOBBS NM |  | No | No | Unknown - Unlikely Lead | Don't Know |  |  |  | No | Other |  | Will Inspect meter box at a later date | Unknown - Unlikely Lead |  |  |  | No | Other |  | Will Inspect meter box at a later date | Unknown | Don't Know | Don't Know |  | Building | Unknown | Unknown | No |  |  | Unknown |  | 32.7337105 | -103.1326205
9551 | 4607 N MEADOWBROOK DR, HOBBS NM |  | No | No | Unknown - Unlikely Lead | Don't Know |  |  |  | No | Other |  | Will Inspect meter box at a later date | Unknown - Unlikely Lead |  |  |  | No | Other |  | Will Inspect meter box at a later date | Unknown | Don't Know | Don't Know |  | Building | Unknown | Unknown | No |  |  | Unknown |  | 32.7511554 | -103.1640743
8967 | 400 W MIDWEST ST, HOBBS NM |  | No | No | Unknown - Unlikely Lead | Don't Know |  |  |  | No | Other |  | Will Inspect meter box at a later date | Unknown - Unlikely Lead |  |  |  | No | Other |  | Will Inspect meter box at a later date | Unknown | Don't Know | Don't Know |  | Building | Unknown | Unknown | No |  |  | Unknown |  | 32.691558 | -103.1401899
5767 | 1113 N GILA DR, HOBBS NM |  | No | No | Unknown - Unlikely Lead | Don't Know |  |  |  | No | Other |  | Will Inspect meter box at a later date | Unknown - Unlikely Lead |  |  |  | No | Other |  | Will Inspect meter box at a later date | Unknown | Don't Know | Don't Know |  | Building | Unknown | Unknown | No |  |  | Unknown
8243 | 4911 W LONGTAIL RD, HOBBS NM |  | No | No | Non-Lead - Plastic | No | 2020 | 1 | Field inspection only with no records | Yes | Visual inspection at the meter pit | 09/30/2024 00:00:00 |  | Non-Lead - Plastic | 2020 | 3/4 | Field inspection only with no records | Yes | Visual inspection at the meter pit | 09/30/2024 00:00:00 |  | Non-Lead | No | No |  | Single Family Residence | Unknown | No | No |  |  | Non-Lead |  | 32.7503221 | -103.1991735
8838 | 1215 S MORRIS ST, HOBBS NM |  | No | No | Unknown - Unlikely Lead | Don't Know |  |  |  | No | Other |  | Will Inspect meter box at a later date | Unknown - Unlikely Lead |  |  |  | No | Other |  | Will Inspect meter box at a later date | Unknown | Don't Know | Don't Know |  | Building | Unknown | Unknown | No |  |  | Unknown |  | 32.6872488 | -103.1294858
8787 | 309 N MORRIS ST, HOBBS NM |  | No | No | Unknown - Unlikely Lead | Don't Know |  |  |  | No | Other |  | Will Inspect meter box at a later date | Unknown - Unlikely Lead |  |  |  | No | Other |  | Will Inspect meter box at a later date | Unknown | Don't Know | Don't Know |  | Building | Unknown | Unknown | No |  |  | Unknown |  | 32.7033459 | -103.1290453
6164 | 501 N GRIMES ST, HOBBS NM |  | No | No | Unknown - Unlikely Lead | Don't Know |  |  |  | No | Other |  | Will Inspect meter box at a later date | Unknown - Unlikely Lead |  |  |  | No | Other |  | Will Inspect meter box at a later date | Unknown | Don't Know | Don't Know |  | Building | Unknown | Unknown | No |  |  | Unknown |  | 32.705326 | -103.1450821
9860 | 2915 N NORTHWEST DR, HOBBS NM |  | No | No | Unknown - Unlikely Lead | Don't Know |  |  |  | No | Other |  | Will Inspect meter box at a later date | Unknown - Unlikely Lead |  |  |  | No | Other |  | Will Inspect meter box at a later date | Unknown | Don't Know | Don't Know |  | Building | Unknown | Unknown | No |  |  | Unknown |  | 32.7314053 | -103.1503259
8214 | 1013 W LAUGHLIN DR, HOBBS NM |  | No | No | Unknown - Unlikely Lead | Don't Know |  |  |  | No | Other |  | Will Inspect meter box at a later date | Unknown - Unlikely Lead |  |  |  | No | Other |  | Will Inspect meter box at a later date | Unknown | Don't Know | Don't Know |  | Building | Unknown | Unknown | No |  |  | Unknown |  | 32.7122802 | -103.1483154
9708 | 1311 E MICHIGAN DR, HOBBS NM |  | No | No | Unknown - Unlikely Lead | Don't Know |  |  |  | No | Other |  | Will Inspect meter box at a later date | Unknown - Unlikely Lead |  |  |  | No | Other |  | Will Inspect meter box at a later date | Unknown | Don't Know | Don't Know |  | Building | Unknown | Unknown | No |  |  | Unknown |  | 32.7223217 | -103.1207277
6572 | 309 N HOUSTON ST, HOBBS NM |  | No | No | Unknown - Unlikely Lead | Don't Know |  |  |  | No | Other |  | Will Inspect meter box at a later date | Unknown - Unlikely Lead |  |  |  | No | Other |  | Will Inspect meter box at a later date | Unknown | Don't Know | Don't Know |  | Building | Unknown | Unknown | No |  |  | Unknown |  | 32.7035077 | -103.1315316
6741 | 1902 N HOMESTEAD DR, HOBBS NM |  | No | No | Non-Lead - Plastic | No | 2019 | 1 | Field inspection only with no records | Yes | Visual inspection at the meter pit | 09/02/2024 00:00:00 |  | Non-Lead - Plastic | 2019 | 1 | Installation date after lead ban | Yes | Visual inspection at the meter pit | 09/02/2024 00:00:00 |  | Non-Lead | No | No |  | Single Family Residence |  | No | No |  |  | Non-Lead |  | 32.7211585 | -103.1117328
8796 | 1223 S MORRIS ST, HOBBS NM |  | No | No | Unknown - Unlikely Lead | Don't Know |  |  |  | No | Other |  | Will Inspect meter box at a later date | Unknown - Unlikely Lead |  |  |  | No | Other |  | Will Inspect meter box at a later date | Unknown | Don't Know | Don't Know |  | Building | Unknown | Unknown | No |  |  | Unknown |  | 32.6864984 | -103.1294476
5442 | 1102 N GRAYSON ST, HOBBS NM |  | No | No | Unknown - Unlikely Lead | Don't Know |  |  |  | No | Other |  | Will Inspect meter box at a later date | Unknown - Unlikely Lead |  |  |  | No | Other |  | Will Inspect meter box at a later date | Unknown | Don't Know | Don't Know |  | Building | Unknown | Unknown | No |  |  | Unknown
6266 | 1113-A N GRIMES ST, HOBBS NM |  | No | No | Unknown - Unlikely Lead | Don't Know |  |  |  | No | Other |  | Will Inspect meter box at a later date | Unknown - Unlikely Lead |  |  |  | No | Other |  | Will Inspect meter box at a later date | Unknown | Don't Know | Don't Know |  | Building | Unknown | Unknown | No |  |  | Unknown
904 | 914 E BEL AIRE CT, HOBBS NM |  | No | No | Unknown - Unlikely Lead | Don't Know |  |  |  | No | Other |  | Will Inspect meter box at a later date | Unknown - Unlikely Lead |  |  |  | No | Other |  | Will Inspect meter box at a later date | Unknown | Don't Know | Don't Know |  | Building | Unknown | Unknown | No |  |  | Unknown |  | 32.7240438 | -103.1253574
6322 | 702 N GRIMES ST, HOBBS NM |  | No | No | Unknown - Unlikely Lead | Don't Know |  |  |  | No | Other |  | Will Inspect meter box at a later date | Unknown - Unlikely Lead |  |  |  | No | Other |  | Will Inspect meter box at a later date | Unknown | Don't Know | Don't Know |  | Building | Unknown | Unknown | No |  |  | Unknown |  | 32.7073455 | -103.1440664
9266 | 209 W MAIN ST, HOBBS NM |  | No | No | Unknown - Unlikely Lead | Don't Know |  |  |  | No | Other |  | Will Inspect meter box at a later date | Unknown - Unlikely Lead |  |  |  | No | Other |  | Will Inspect meter box at a later date | Unknown | Don't Know | Don't Know |  | Building | Unknown | Unknown | No |  |  | Unknown |  | 32.692004 | -103.137886
5630 | 438 W GOLD AVE, HOBBS NM |  | No | No | Unknown - Unlikely Lead | Don't Know |  |  |  | No | Other |  | Will Inspect meter box at a later date | Unknown - Unlikely Lead |  |  |  | No | Other |  | Will Inspect meter box at a later date | Unknown | Don't Know | Don't Know |  | Building | Unknown | Unknown | No |  |  | Unknown
5058 | 1004 S ELM BLVD, HOBBS NM |  | No | No | Unknown - Unlikely Lead | Don't Know |  |  |  | No | Other |  | Will Inspect meter box at a later date | Unknown - Unlikely Lead |  |  |  | No | Other |  | Will Inspect meter box at a later date | Unknown | Don't Know | Don't Know |  | Building | Unknown | Unknown | No |  |  | Unknown
5948 | 1239 N GULF ST, HOBBS NM |  | No | No | Unknown - Unlikely Lead | Don't Know |  |  |  | No | Other |  | Will Inspect meter box at a later date | Unknown - Unlikely Lead |  |  |  | No | Other |  | Will Inspect meter box at a later date | Unknown | Don't Know | Don't Know |  | Building | Unknown | Unknown | No |  |  | Unknown
6871 | 917 W HUMBLE ST, HOBBS NM |  | No | No | Unknown - Unlikely Lead | Don't Know |  |  |  | No | Other |  | Will Inspect meter box at a later date | Unknown - Unlikely Lead |  |  |  | No | Other |  | Will Inspect meter box at a later date | Unknown | Don't Know | Don't Know |  | Building | Unknown | Unknown | No |  |  | Unknown |  | 32.6932695 | -103.1470968
7680 | 617 E LEA ST, HOBBS NM |  | No | No | Unknown - Unlikely Lead | Don't Know |  |  |  | No | Other |  | Will Inspect meter box at a later date | Unknown - Unlikely Lead |  |  |  | No | Other |  | Will Inspect meter box at a later date | Unknown | Don't Know | Don't Know |  | Building | Unknown | Unknown | No |  |  | Unknown |  | 32.7088386 | -103.129054
8276 | 908 W LEAD AVE, HOBBS NM |  | No | No | Unknown - Unlikely Lead | Don't Know |  |  |  | No | Other |  | Will Inspect meter box at a later date | Unknown - Unlikely Lead |  |  |  | No | Other |  | Will Inspect meter box at a later date | Unknown | Don't Know | Don't Know |  | Building | Unknown | Unknown | No |  |  | Unknown |  | 32.7302747 | -103.1469924
6683 | 4825 W HARDTACK RD, HOBBS NM |  | No | No | Non-Lead - Plastic | No | 2015 | 3/4 | Field inspection only with no records | Yes | Visual inspection at the meter pit | 05/26/2024 00:00:00 |  | Non-Lead - Plastic | 2015 | 3/4 | Installation date after lead ban | Yes | Visual inspection at the meter pit | 05/26/2024 00:00:00 |  | Non-Lead | No | No |  | Single Family Residence |  | No | No |  |  | Non-Lead |  | 32.751675 | -103.1986529
7443 | 1017 JICARILLA ST, HOBBS NM |  | No | No | Unknown - Unlikely Lead | Don't Know |  |  |  | No | Other |  | Will Inspect meter box at a later date | Unknown - Unlikely Lead |  |  |  | No | Other |  | Will Inspect meter box at a later date | Unknown | Don't Know | Don't Know |  | Building | Unknown | Unknown | No |  |  | Unknown |  | 32.744965 | -103.147777
7155 | 1500 W JOE HARVEY BLVD SUITE 300, HOBBS NM |  | No | No | Unknown - Unlikely Lead | Don't Know |  |  |  | No | Other |  | Will Inspect meter box at a later date | Unknown - Unlikely Lead |  |  |  | No | Other |  | Will Inspect meter box at a later date | Unknown | Don't Know | Don't Know |  | Building | Unknown | Unknown | No |  |  | Unknown |  | 32.7407536 | -103.1544226
881 | 1331 W BERRY DR, HOBBS NM |  | No | No | Unknown - Unlikely Lead | Don't Know |  |  |  | No | Other |  | Will Inspect meter box at a later date | Unknown - Unlikely Lead |  |  |  | No | Other |  | Will Inspect meter box at a later date | Unknown | Don't Know | Don't Know |  | Building | Unknown | Unknown | No |  |  | Unknown |  | 32.7145167 | -103.1524053
7298 | 2217 N JEFFERSON ST, HOBBS NM |  | No | No | Unknown - Unlikely Lead | Don't Know |  |  |  | No | Other |  | Will Inspect meter box at a later date | Unknown - Unlikely Lead |  |  |  | No | Other |  | Will Inspect meter box at a later date | Unknown | Don't Know | Don't Know |  | Building | Unknown | Unknown | No |  |  | Unknown |  | 32.7247454 | -103.1233668
6846 | 2613 1/2 W HUMBLE ST, HOBBS NM |  | No | No | Unknown - Unlikely Lead | Don't Know |  |  |  | No | Other |  | Will Inspect meter box at a later date | Unknown - Unlikely Lead |  |  |  | No | Other |  | Will Inspect meter box at a later date | Unknown | Don't Know | Don't Know |  | Building | Unknown | Unknown | No |  |  | Unknown
5504 | 1007 E GREEN ACRES DR, HOBBS NM |  | No | No | Unknown - Unlikely Lead | Don't Know |  |  |  | No | Other |  | Will Inspect meter box at a later date | Unknown - Unlikely Lead |  |  |  | No | Other |  | Will Inspect meter box at a later date | Unknown | Don't Know | Don't Know |  | Building | Unknown | Unknown | No |  |  | Unknown
7108 | 3427 INDUSTRIAL DR, HOBBS NM |  | No | No | Unknown - Unlikely Lead | Don't Know |  |  |  | No | Other |  | Will Inspect meter box at a later date | Unknown - Unlikely Lead |  |  |  | No | Other |  | Will Inspect meter box at a later date | Unknown | Don't Know | Don't Know |  | Building | Unknown | Unknown | No |  |  | Unknown |  | 32.7377775 | -103.1602391
598 | 1901 E ALAMEDA ST, HOBBS NM |  | No | No | Unknown - Unlikely Lead | Don't Know |  |  |  | No | Other |  | Will Inspect meter box at a later date | Unknown - Unlikely Lead |  |  |  | No | Other |  | Will Inspect meter box at a later date | Unknown | Don't Know | Don't Know |  | Building | Unknown | Unknown | No |  |  | Unknown |  | 32.7024329 | -103.1139671
5802 | 1425 N GILA DR, HOBBS NM |  | No | No | Unknown - Unlikely Lead | Don't Know |  |  |  | No | Other |  | Will Inspect meter box at a later date | Unknown - Unlikely Lead |  |  |  | No | Other |  | Will Inspect meter box at a later date | Unknown | Don't Know | Don't Know |  | Building | Unknown | Unknown | No |  |  | Unknown
771 | 2000 E ARBORS AVE, HOBBS NM |  | No | No | Non-Lead - Copper | No | 2007 | 3/4 | Field inspection only with no records | Yes | Visual inspection at the meter pit | 05/26/2024 00:00:00 |  | Non-Lead - Plastic | 2007 | 3/4 | Installation date after lead ban | Yes | Visual inspection at the meter pit | 05/26/2024 00:00:00 |  | Non-Lead | No | No |  | Single Family Residence |  | No | No |  |  | Non-Lead |  | 32.727395 | -103.113281
7257 | 109 N JEFFERSON ST, HOBBS NM |  | No | No | Unknown - Unlikely Lead | Don't Know |  |  |  | No | Other |  | Will Inspect meter box at a later date | Unknown - Unlikely Lead |  |  |  | No | Other |  | Will Inspect meter box at a later date | Unknown | Don't Know | Don't Know |  | Building | Unknown | Unknown | No |  |  | Unknown |  | 32.701546 | -103.1242925
9440 | 2908 MONTGOMERY ST, HOBBS NM |  | No | No | Unknown - Unlikely Lead | Don't Know |  |  |  | No | Other |  | Will Inspect meter box at a later date | Unknown - Unlikely Lead |  |  |  | No | Other |  | Will Inspect meter box at a later date | Unknown | Don't Know | Don't Know |  | Building | Unknown | Unknown | No |  |  | Unknown |  | 32.7323443 | -103.1328182
6804 | 515 E HUMBLE ST, HOBBS NM |  | No | No | Unknown - Unlikely Lead | Don't Know |  |  |  | No | Other |  | Will Inspect meter box at a later date | Unknown - Unlikely Lead |  |  |  | No | Other |  | Will Inspect meter box at a later date | Unknown | Don't Know | Don't Know |  | Building | Unknown | Unknown | No |  |  | Unknown |  | 32.693219 | -103.1304687
7096 | 904 W IRON AVE, HOBBS NM |  | No | No | Unknown - Unlikely Lead | Don't Know |  |  |  | No | Other |  | Will Inspect meter box at a later date | Unknown - Unlikely Lead |  |  |  | No | Other |  | Will Inspect meter box at a later date | Unknown | Don't Know | Don't Know |  | Building | Unknown | Unknown | No |  |  | Unknown |  | 32.7318842 | -103.1468194
7120 | 2700 N JADE AVE, HOBBS NM |  | No | No | Unknown - Unlikely Lead | Don't Know |  |  |  | No | Other |  | Will Inspect meter box at a later date | Unknown - Unlikely Lead |  |  |  | No | Other |  | Will Inspect meter box at a later date | Unknown | Don't Know | Don't Know |  | Building | Unknown | Unknown | No |  |  | Unknown |  | 32.7313376 | -103.1393147
5698 | 1009 E GOLD AVE, HOBBS NM |  | No | No | Unknown - Unlikely Lead | Don't Know |  |  |  | No | Other |  | Will Inspect meter box at a later date | Unknown - Unlikely Lead |  |  |  | No | Other |  | Will Inspect meter box at a later date | Unknown | Don't Know | Don't Know |  | Building | Unknown | Unknown | No |  |  | Unknown
9544 | 1500 MARQUIS LN, HOBBS NM |  | No | No | Unknown - Unlikely Lead | Don't Know |  |  |  | No | Other |  | Will Inspect meter box at a later date | Unknown - Unlikely Lead |  |  |  | No | Other |  | Will Inspect meter box at a later date | Unknown | Don't Know | Don't Know |  | Building | Unknown | Unknown | No |  |  | Unknown |  | 32.7399055 | -103.154332
8119 | 219 N LEECH ST, HOBBS NM |  | No | No | Unknown - Unlikely Lead | Don't Know |  |  |  | No | Other |  | Will Inspect meter box at a later date | Unknown - Unlikely Lead |  |  |  | No | Other |  | Will Inspect meter box at a later date | Unknown | Don't Know | Don't Know |  | Building | Unknown | Unknown | No |  |  | Unknown |  | 32.7027901 | -103.1429372
6955 | 1506 W HOOT OWL CT, HOBBS NM |  | No | No | Non-Lead - Plastic | No | 2021 | 1 | Installation date after lead ban | No | Other |  | GIS verfied because of being built after ban | Non-Lead - Plastic | 2021 | 1 | Installation date after lead ban | No | Other |  | Newer Construction, verified by GIS Mapping |  | No | No |  | Single Family Residence | Unknown | No | No |  |  | Non-Lead |  | 32.7714914 | -103.1547191
7076 | 614 W IRON AVE, HOBBS NM |  | No | No | Unknown - Unlikely Lead | Don't Know |  |  |  | No | Other |  | Will Inspect meter box at a later date | Unknown - Unlikely Lead |  |  |  | No | Other |  | Will Inspect meter box at a later date | Unknown | Don't Know | Don't Know |  | Building | Unknown | Unknown | No |  |  | Unknown |  | 32.7317996 | -103.1433406
9221 | 1814 E MAIN ST, HOBBS NM |  | No | No | Unknown - Unlikely Lead | Don't Know |  |  |  | No | Other |  | Will Inspect meter box at a later date | Unknown - Unlikely Lead |  |  |  | No | Other |  | Will Inspect meter box at a later date | Unknown | Don't Know | Don't Know |  | Building | Unknown | Unknown | No |  |  | Unknown |  | 32.6924067 | -103.1142127
6390 | 5023 W GREY GHOST RD, HOBBS NM |  | No | No | Non-Lead - Plastic | No | 2017 | 3/4 | Field inspection only with no records | Yes | Visual inspection at the meter pit | 05/26/2024 00:00:00 |  | Non-Lead - Plastic | 2017 | 3/4 | Installation date after lead ban | Yes | Visual inspection at the meter pit | 05/26/2024 00:00:00 |  | Non-Lead | No | No |  | Single Family Residence |  | No | No |  |  | Non-Lead |  | 32.749569 | -103.200825
5910 | 1113 E GYPSY ST #2, HOBBS NM |  | No | No | Unknown - Unlikely Lead | Don't Know |  |  |  | No | Other |  | Will Inspect meter box at a later date | Unknown - Unlikely Lead |  |  |  | No | Other |  | Will Inspect meter box at a later date | Unknown | Don't Know | Don't Know |  | Building | Unknown | Unknown | No |  |  | Unknown
6321 | 4401 N GRIMES ST SUITE 500, HOBBS NM |  | No | No | Non-Lead - Plastic | Don't Know |  | 1 | Field inspection only with no records | Yes | Visual inspection at the meter pit | 08/13/2024 00:00:00 |  | Non-Lead - Plastic | 2022 | 1 | Field inspection only with no records | Yes | Visual inspection at the meter pit | 08/13/2024 00:00:00 |  | Non-Lead | No | Don't Know |  | Building |  | No | No |  |  | Non-Lead |  | 32.7493134 | -103.144956
9311 | 925 W MESA VERDE DR, HOBBS NM |  | No | No | Unknown - Unlikely Lead | Don't Know |  |  |  | No | Other |  | Will Inspect meter box at a later date | Unknown - Unlikely Lead |  |  |  | No | Other |  | Will Inspect meter box at a later date | Unknown | Don't Know | Don't Know |  | Building | Unknown | Unknown | No |  |  | Unknown |  | 32.7457465 | -103.1471705
4915 | 2209 E DUNN ST, HOBBS NM |  | No | No | Unknown - Unlikely Lead | Don't Know |  |  |  | No | Other |  | Will Inspect meter box at a later date | Unknown - Unlikely Lead |  |  |  | No | Other |  | Will Inspect meter box at a later date | Unknown | Don't Know | Don't Know |  | Building | Unknown | Unknown | No |  |  | Unknown
7367 | 1210 S JEFFERSON ST, HOBBS NM |  | No | No | Unknown - Unlikely Lead | Don't Know |  |  |  | No | Other |  | Will Inspect meter box at a later date | Unknown - Unlikely Lead |  |  |  | No | Other |  | Will Inspect meter box at a later date | Unknown | Don't Know | Don't Know |  | Building | Unknown | Unknown | No |  |  | Unknown |  | 32.6886164 | -103.1236311
9340 | 601 E MESA DR, HOBBS NM |  | No | No | Unknown - Unlikely Lead | Don't Know |  |  |  | No | Other |  | Will Inspect meter box at a later date | Unknown - Unlikely Lead |  |  |  | No | Other |  | Will Inspect meter box at a later date | Unknown | Don't Know | Don't Know |  | Building | Unknown | Unknown | No |  |  | Unknown |  | 32.7177728 | -103.1301605
4877 | 2331 N DESERT WILLOW LN, HOBBS NM |  | No | No | Non-Lead - Plastic | No | 2007 | 1 | Field inspection only with no records | Yes | Visual inspection at the meter pit | 06/03/2024 00:00:00 |  | Non-Lead - Plastic | 2007 | 1 | Field inspection only with no records | Yes | Visual inspection at the meter pit | 06/03/2024 00:00:00 |  | Non-Lead | No | No |  | Single Family Residence |  | No | No |  |  | Non-Lead
7541 | 1324 W KIOWA AVE, HOBBS NM |  | No | No | Unknown - Unlikely Lead | Don't Know |  |  |  | No | Other |  | Will Inspect meter box at a later date | Unknown - Unlikely Lead |  |  |  | No | Other |  | Will Inspect meter box at a later date | Unknown | Don't Know | Don't Know |  | Building | Unknown | Unknown | No |  |  | Unknown |  | 32.7364229 | -103.1518211
9332 | 625 E MESA DR, HOBBS NM |  | No | No | Unknown - Unlikely Lead | Don't Know |  |  |  | No | Other |  | Will Inspect meter box at a later date | Unknown - Unlikely Lead |  |  |  | No | Other |  | Will Inspect meter box at a later date | Unknown | Don't Know | Don't Know |  | Building | Unknown | Unknown | No |  |  | Unknown |  | 32.7177652 | -103.1294038
7833 | 1301 E LLANO DR, HOBBS NM |  | No | No | Unknown - Unlikely Lead | Don't Know |  |  |  | No | Other |  | Will Inspect meter box at a later date | Unknown - Unlikely Lead |  |  |  | No | Other |  | Will Inspect meter box at a later date | Unknown | Don't Know | Don't Know |  | Building | Unknown | Unknown | No |  |  | Unknown |  | 32.7141954 | -103.1205954
516 | 4137 N APODACA ST, HOBBS NM |  | No | No | Unknown - Unlikely Lead | Don't Know |  |  |  | No | Other |  | Will Inspect meter box at a later date | Unknown - Unlikely Lead |  |  |  | No | Other |  | Will Inspect meter box at a later date | Unknown | Don't Know | Don't Know |  | Building | Unknown | Unknown | No |  |  | Unknown
580 | 2014 E ALAMEDA ST, HOBBS NM |  | No | No | Unknown - Unlikely Lead | Don't Know |  |  |  | No | Other |  | Will Inspect meter box at a later date | Unknown - Unlikely Lead |  |  |  | No | Other |  | Will Inspect meter box at a later date | Unknown | Don't Know | Don't Know |  | Building | Unknown | Unknown | No |  |  | Unknown
9702 | 1011 E MICHIGAN DR, HOBBS NM |  | No | No | Unknown - Unlikely Lead | Don't Know |  |  |  | No | Other |  | Will Inspect meter box at a later date | Unknown - Unlikely Lead |  |  |  | No | Other |  | Will Inspect meter box at a later date | Unknown | Don't Know | Don't Know |  | Building | Unknown | Unknown | No |  |  | Unknown |  | 32.7217555 | -103.1244035
546 | 217 N AVENUE A, HOBBS NM |  | No | No | Unknown - Unlikely Lead | Don't Know |  |  |  | No | Other |  | Will Inspect meter box at a later date | Unknown - Unlikely Lead |  |  |  | No | Other |  | Will Inspect meter box at a later date | Unknown | Don't Know | Don't Know |  | Building | Unknown | Unknown | No |  |  | Unknown
9227 | 1106 E MAIN ST, HOBBS NM |  | No | No | Unknown - Unlikely Lead | Don't Know |  |  |  | No | Other |  | Will Inspect meter box at a later date | Unknown - Unlikely Lead |  |  |  | No | Other |  | Will Inspect meter box at a later date | Unknown | Don't Know | Don't Know |  | Building | Unknown | Unknown | No |  |  | Unknown |  | 32.6927038 | -103.1233057
5029 | 115 N ELM ST, HOBBS NM |  | No | No | Unknown - Unlikely Lead | Don't Know |  |  |  | No | Other |  | Will Inspect meter box at a later date | Unknown - Unlikely Lead |  |  |  | No | Other |  | Will Inspect meter box at a later date | Unknown | Don't Know | Don't Know |  | Building | Unknown | Unknown | No |  |  | Unknown
8811 | 1306 S MORRIS ST, HOBBS NM |  | No | No | Unknown - Unlikely Lead | Don't Know |  |  |  | No | Other |  | Will Inspect meter box at a later date | Unknown - Unlikely Lead |  |  |  | No | Other |  | Will Inspect meter box at a later date | Unknown | Don't Know | Don't Know |  | Building | Unknown | Unknown | No |  |  | Unknown |  | 32.6855131 | -103.1290266
6262 | 1604 N GRIMES ST, HOBBS NM |  | No | No | Unknown - Unlikely Lead | Don't Know |  |  |  | No | Other |  | Will Inspect meter box at a later date | Unknown - Unlikely Lead |  |  |  | No | Other |  | Will Inspect meter box at a later date | Unknown | Don't Know | Don't Know |  | Building | Unknown | Unknown | No |  |  | Unknown |  | 32.7169088 | -103.1443613
8432 | 405 W MESQUITE DR, HOBBS NM |  | No | No | Unknown - Unlikely Lead | Don't Know |  |  |  | No | Other |  | Will Inspect meter box at a later date | Unknown - Unlikely Lead |  |  |  | No | Other |  | Will Inspect meter box at a later date | Unknown | Don't Know | Don't Know |  | Building | Unknown | Unknown | No |  |  | Unknown |  | 32.6889852 | -103.1405378
5841 | 519 W GYPSY ST, HOBBS NM |  | No | No | Unknown - Unlikely Lead | Don't Know |  |  |  | No | Other |  | Will Inspect meter box at a later date | Unknown - Unlikely Lead |  |  |  | No | Other |  | Will Inspect meter box at a later date | Unknown | Don't Know | Don't Know |  | Building | Unknown | Unknown | No |  |  | Unknown
5560 | 1117 E GREEN ACRES DR, HOBBS NM |  | No | No | Unknown - Unlikely Lead | Don't Know |  |  |  | No | Other |  | Will Inspect meter box at a later date | Unknown - Unlikely Lead |  |  |  | No | Other |  | Will Inspect meter box at a later date | Unknown | Don't Know | Don't Know |  | Building | Unknown | Unknown | No |  |  | Unknown
7086 | 1012 W IRON AVE, HOBBS NM |  | No | No | Unknown - Unlikely Lead | Don't Know |  |  |  | No | Other |  | Will Inspect meter box at a later date | Unknown - Unlikely Lead |  |  |  | No | Other |  | Will Inspect meter box at a later date | Unknown | Don't Know | Don't Know |  | Building | Unknown | Unknown | No |  |  | Unknown |  | 32.7319064 | -103.1481489
7613 | 921 W KIOWA AVE, HOBBS NM |  | No | No | Unknown - Unlikely Lead | Don't Know |  |  |  | No | Other |  | Will Inspect meter box at a later date | Unknown - Unlikely Lead |  |  |  | No | Other |  | Will Inspect meter box at a later date | Unknown | Don't Know | Don't Know |  | Building | Unknown | Unknown | No |  |  | Unknown |  | 32.73576 | -103.1471134
558 | 230 S AVENUE A, HOBBS NM |  | No | No | Unknown - Unlikely Lead | Don't Know |  |  |  | No | Other |  | Will Inspect meter box at a later date | Unknown - Unlikely Lead |  |  |  | No | Other |  | Will Inspect meter box at a later date | Unknown | Don't Know | Don't Know |  | Building | Unknown | Unknown | No |  |  | Unknown
4780 | 309 N DENSON DR, HOBBS NM |  | No | No | Unknown - Unlikely Lead | Don't Know |  |  |  | No | Other |  | Will Inspect meter box at a later date | Unknown - Unlikely Lead |  |  |  | No | Other |  | Will Inspect meter box at a later date | Unknown | Don't Know | Don't Know |  | Building | Unknown | Unknown | No |  |  | Unknown
5638 | 1004 W GOLD AVE, HOBBS NM |  | No | No | Unknown - Unlikely Lead | Don't Know |  |  |  | No | Other |  | Will Inspect meter box at a later date | Unknown - Unlikely Lead |  |  |  | No | Other |  | Will Inspect meter box at a later date | Unknown | Don't Know | Don't Know |  | Building | Unknown | Unknown | No |  |  | Unknown
5815 | 2114 N GILA DR, HOBBS NM |  | No | No | Unknown - Unlikely Lead | Don't Know |  |  |  | No | Other |  | Will Inspect meter box at a later date | Unknown - Unlikely Lead |  |  |  | No | Other |  | Will Inspect meter box at a later date | Unknown | Don't Know | Don't Know |  | Building | Unknown | Unknown | No |  |  | Unknown
6768 | 2017 N HOMESTEAD DR, HOBBS NM |  | No | No | Non-Lead - Plastic | No | 2019 | 1 | Field inspection only with no records | Yes | Visual inspection at the meter pit | 09/02/2024 00:00:00 |  | Non-Lead - Plastic | 2019 | 1 | Installation date after lead ban | Yes | Visual inspection at the meter pit | 09/02/2024 00:00:00 |  | Non-Lead | No | No |  | Single Family Residence |  | No | No |  |  | Non-Lead |  | 32.722646 | -103.111814
9262 | 213 W MAIN ST, HOBBS NM |  | No | No | Unknown - Unlikely Lead | Don't Know |  |  |  | No | Other |  | Will Inspect meter box at a later date | Unknown - Unlikely Lead |  |  |  | No | Other |  | Will Inspect meter box at a later date | Unknown | Don't Know | Don't Know |  | Building | Unknown | Unknown | No |  |  | Unknown |  | 32.6920041 | -103.138046
5193 | 2115 N FOWLER ST, HOBBS NM |  | No | No | Unknown - Unlikely Lead | Don't Know |  |  |  | No | Other |  | Will Inspect meter box at a later date | Unknown - Unlikely Lead |  |  |  | No | Other |  | Will Inspect meter box at a later date | Unknown | Don't Know | Don't Know |  | Building | Unknown | Unknown | No |  |  | Unknown
6332 | 611 S GRIMES ST, HOBBS NM |  | No | No | Unknown - Unlikely Lead | Don't Know |  |  |  | No | Other |  | Will Inspect meter box at a later date | Unknown - Unlikely Lead |  |  |  | No | Other |  | Will Inspect meter box at a later date | Unknown | Don't Know | Don't Know |  | Building | Unknown | Unknown | No |  |  | Unknown |  | 32.693696 | -103.1452005
5140 | 918 N FOWLER ST, HOBBS NM |  | No | No | Unknown - Unlikely Lead | Don't Know |  |  |  | No | Other |  | Will Inspect meter box at a later date | Unknown - Unlikely Lead |  |  |  | No | Other |  | Will Inspect meter box at a later date | Unknown | Don't Know | Don't Know |  | Building | Unknown | Unknown | No |  |  | Unknown
6997 | 1500 HONEYSUCKLE CT, HOBBS NM |  | No | No | Non-Lead - Plastic | No | 2021 | 1 | Installation date after lead ban | No | Other |  | GIS verfied because of being built after ban | Non-Lead - Plastic | 2021 | 1 | Installation date after lead ban | No | Other |  | Newer Construction, verified by GIS Mapping |  | No | No |  | Single Family Residence | Unknown | No | No |  |  | Non-Lead |  | 32.773925 | -103.15434
4853 | 828 DESERT SAGE, HOBBS NM |  | No | No | Non-Lead - Plastic | No | 2005 | 3/4 | Field inspection only with no records | Yes | Visual inspection at the meter pit | 04/17/2024 00:00:00 |  | Non-Lead - Copper | 2005 | 3/4 | Field inspection only with no records | Yes | Visual inspection at the meter pit | 04/17/2024 00:00:00 |  | Non-Lead | No | No | Not Applicable | Single Family Residence | Unknown | No | No |  |  | Non-Lead
5047 | 309 S ELM PL, HOBBS NM |  | No | No | Unknown - Unlikely Lead | Don't Know |  |  |  | No | Other |  | Will Inspect meter box at a later date | Unknown - Unlikely Lead |  |  |  | No | Other |  | Will Inspect meter box at a later date | Unknown | Don't Know | Don't Know |  | Building | Unknown | Unknown | No |  |  | Unknown
6303 | 4324 N GRIMES ST, HOBBS NM |  | No | No | Unknown - Unlikely Lead | Don't Know |  |  |  | No | Other |  | Will Inspect meter box at a later date | Unknown - Unlikely Lead |  |  |  | No | Other |  | Will Inspect meter box at a later date | Unknown | Don't Know | Don't Know |  | Building | Unknown | Unknown | No |  |  | Unknown |  | 32.7483352 | -103.1446197
6053 | 1016 E GLORIETTA DR, HOBBS NM |  | No | No | Non-Lead - Plastic | No | 2020 | 1 | Field inspection only with no records | Yes | Visual inspection at the meter pit | 05/26/2024 00:00:00 |  | Non-Lead - Plastic | 2020 | 1 | Installation date after lead ban | Yes | Visual inspection at the meter pit | 05/26/2024 00:00:00 |  | Non-Lead | No | No |  | Single Family Residence |  | No | No |  |  | Non-Lead |  | 32.733251 | -103.124465
9361 | 526 E MESA DR, HOBBS NM |  | No | No | Unknown - Unlikely Lead | Don't Know |  |  |  | No | Other |  | Will Inspect meter box at a later date | Unknown - Unlikely Lead |  |  |  | No | Other |  | Will Inspect meter box at a later date | Unknown | Don't Know | Don't Know |  | Building | Unknown | Unknown | No |  |  | Unknown |  | 32.7182474 | -103.1306728
9030 | 1616 S MCKINLEY ST, HOBBS NM |  | No | No | Unknown - Unlikely Lead | Don't Know |  |  |  | No | Other |  | Will Inspect meter box at a later date | Unknown - Unlikely Lead |  |  |  | No | Other |  | Will Inspect meter box at a later date | Unknown | Don't Know | Don't Know |  | Building | Unknown | Unknown | No |  |  | Unknown |  | 32.6845459 | -103.1328326
6018 | 1023 E GLORIETTA D 105, HOBBS NM |  | No | No | Non-Lead - Plastic | No | 2019 | 1 | Field inspection only with no records | Yes | Visual inspection at the meter pit | 05/26/2024 00:00:00 |  | Non-Lead - Plastic | 2019 | 1 | Installation date after lead ban | Yes | Visual inspection at the meter pit | 05/26/2024 00:00:00 |  | Non-Lead | No | No |  | Single Family Residence |  | No | No |  |  | Non-Lead |  | 32.7322508 | -103.1251818
511 | 4201-C N APODACA ST, HOBBS NM |  | No | No | Unknown - Unlikely Lead | Don't Know |  |  |  | No | Other |  | Will Inspect meter box at a later date | Unknown - Unlikely Lead |  |  |  | No | Other |  | Will Inspect meter box at a later date | Unknown | Don't Know | Don't Know |  | Building | Unknown | Unknown | No |  |  | Unknown
5274 | 2805 N FLAMINGO DR, HOBBS NM |  | No | No | Unknown - Unlikely Lead | Don't Know |  |  |  | No | Other |  | Will Inspect meter box at a later date | Unknown - Unlikely Lead |  |  |  | No | Other |  | Will Inspect meter box at a later date | Unknown | Don't Know | Don't Know |  | Building | Unknown | Unknown | No |  |  | Unknown
4793 | 1607 N DENSON DR, HOBBS NM |  | No | No | Unknown - Unlikely Lead | Don't Know |  |  |  | No | Other |  | Will Inspect meter box at a later date | Unknown - Unlikely Lead |  |  |  | No | Other |  | Will Inspect meter box at a later date | Unknown | Don't Know | Don't Know |  | Building | Unknown | Unknown | No |  |  | Unknown
9849 | 3517 N NORTHWEST DR, HOBBS NM |  | No | No | Unknown - Unlikely Lead | Don't Know |  |  |  | No | Other |  | Will Inspect meter box at a later date | Unknown - Unlikely Lead |  |  |  | No | Other |  | Will Inspect meter box at a later date | Unknown | Don't Know | Don't Know |  | Building | Unknown | Unknown | No |  |  | Unknown |  | 32.7380586 | -103.156806
8034 | 1000 N LINAM ST, HOBBS NM |  | No | No | Unknown - Unlikely Lead | Don't Know |  |  |  | No | Other |  | Will Inspect meter box at a later date | Unknown - Unlikely Lead |  |  |  | No | Other |  | Will Inspect meter box at a later date | Unknown | Don't Know | Don't Know |  | Building | Unknown | Unknown | No |  |  | Unknown |  | 32.7103724 | -103.1385346
6589 | 1307 S HOUSTON ST, HOBBS NM |  | No | No | Unknown - Unlikely Lead | Don't Know |  |  |  | No | Other |  | Will Inspect meter box at a later date | Unknown - Unlikely Lead |  |  |  | No | Other |  | Will Inspect meter box at a later date | Unknown | Don't Know | Don't Know |  | Building | Unknown | Unknown | No |  |  | Unknown |  | 32.6853742 | -103.1315388
6893 | 1731 S HEIZER PARKWAY, HOBBS NM |  | No | No | Non-Lead - Copper | No |  | 3/4 | Field inspection only with no records | Yes | Visual inspection at the meter pit | 09/02/2024 00:00:00 |  | Non-Lead - Copper |  | 3/4 | Installation date after lead ban | No | Visual inspection at the meter pit | 09/02/2024 00:00:00 |  | Non-Lead | No | No |  | Single Family Residence |  | No | No |  |  | Non-Lead |  | 32.682696 | -103.136447
6543 | 2911 N HOUSTON ST, HOBBS NM |  | No | No | Unknown - Unlikely Lead | Don't Know |  |  |  | No | Other |  | Will Inspect meter box at a later date | Unknown - Unlikely Lead |  |  |  | No | Other |  | Will Inspect meter box at a later date | Unknown | Don't Know | Don't Know |  | Building | Unknown | Unknown | No |  |  | Unknown |  | 32.732435 | -103.1321226
7153 | 1701 W JOE HARVEY BLVD SUITE 500, HOBBS NM |  | No | No | Unknown - Unlikely Lead | Don't Know |  |  |  | No | Other |  | Will Inspect meter box at a later date | Unknown - Unlikely Lead |  |  |  | No | Other |  | Will Inspect meter box at a later date | Unknown | Don't Know | Don't Know |  | Building | Unknown | Unknown | No |  |  | Unknown |  | 32.741187 | -103.156941
9547 | 1619 MARQUIS LN, HOBBS NM |  | No | No | Unknown - Unlikely Lead | Don't Know |  |  |  | No | Other |  | Will Inspect meter box at a later date | Unknown - Unlikely Lead |  |  |  | No | Other |  | Will Inspect meter box at a later date | Unknown | Don't Know | Don't Know |  | Building | Unknown | Unknown | No |  |  | Unknown |  | 32.7395685 | -103.156248
682 | 729 E ASPEN ST, HOBBS NM |  | No | No | Unknown - Unlikely Lead | Don't Know |  |  |  | No | Other |  | Will Inspect meter box at a later date | Unknown - Unlikely Lead |  |  |  | No | Other |  | Will Inspect meter box at a later date | Unknown | Don't Know | Don't Know |  | Building | Unknown | Unknown | No |  |  | Unknown |  | 32.735122 | -103.128783
7725 | 201 W LEA ST, HOBBS NM |  | No | No | Unknown - Unlikely Lead | Don't Know |  |  |  | No | Other |  | Will Inspect meter box at a later date | Unknown - Unlikely Lead |  |  |  | No | Other |  | Will Inspect meter box at a later date | Unknown | Don't Know | Don't Know |  | Building | Unknown | Unknown | No |  |  | Unknown |  | 32.7089554 | -103.1377778
6578 | 1311 S HOUSTON ST, HOBBS NM |  | No | No | Unknown - Unlikely Lead | Don't Know |  |  |  | No | Other |  | Will Inspect meter box at a later date | Unknown - Unlikely Lead |  |  |  | No | Other |  | Will Inspect meter box at a later date | Unknown | Don't Know | Don't Know |  | Building | Unknown | Unknown | No |  |  | Unknown |  | 32.6850583 | -103.1316094
7357 | 1010 S JEFFERSON ST, HOBBS NM |  | No | No | Unknown - Unlikely Lead | Don't Know |  |  |  | No | Other |  | Will Inspect meter box at a later date | Unknown - Unlikely Lead |  |  |  | No | Other |  | Will Inspect meter box at a later date | Unknown | Don't Know | Don't Know |  | Building | Unknown | Unknown | No |  |  | Unknown |  | 32.6907276 | -103.1235451
8249 | 4807 W LONGTAIL RD, HOBBS NM |  | No | No | Non-Lead - Plastic | No | 2020 | 1 | Field inspection only with no records | Yes | Visual inspection at the meter pit | 09/30/2024 00:00:00 |  | Non-Lead - Plastic | 2020 | 3/4 | Field inspection only with no records | Yes | Visual inspection at the meter pit | 09/30/2024 00:00:00 |  | Non-Lead | No | No |  | Single Family Residence | Unknown | No | No |  |  | Non-Lead |  | 32.750285 | -103.197895
8926 | 1006 E MIDWEST ST, HOBBS NM |  | No | No | Unknown - Unlikely Lead | Don't Know |  |  |  | No | Other |  | Will Inspect meter box at a later date | Unknown - Unlikely Lead |  |  |  | No | Other |  | Will Inspect meter box at a later date | Unknown | Don't Know | Don't Know |  | Building | Unknown | Unknown | No |  |  | Unknown |  | 32.691761 | -103.124228
9453 | 606 W MILLEN DR, HOBBS NM |  | No | No | Unknown - Unlikely Lead | Don't Know |  |  |  | No | Other |  | Will Inspect meter box at a later date | Unknown - Unlikely Lead |  |  |  | No | Other |  | Will Inspect meter box at a later date | Unknown | Don't Know | Don't Know |  | Building | Unknown | Unknown | No |  |  | Unknown |  | 32.7550111 | -103.1427589
8436 | 207 E MESQUITE DR, HOBBS NM |  | No | No | Unknown - Unlikely Lead | Don't Know |  |  |  | No | Other |  | Will Inspect meter box at a later date | Unknown - Unlikely Lead |  |  |  | No | Other |  | Will Inspect meter box at a later date | Unknown | Don't Know | Don't Know |  | Building | Unknown | Unknown | No |  |  | Unknown |  | 32.68847 | -103.1338935
4921 | 1919 E DUNN ST, HOBBS NM |  | No | No | Unknown - Unlikely Lead | Don't Know |  |  |  | No | Other |  | Will Inspect meter box at a later date | Unknown - Unlikely Lead |  |  |  | No | Other |  | Will Inspect meter box at a later date | Unknown | Don't Know | Don't Know |  | Building | Unknown | Unknown | No |  |  | Unknown
5155 | 916 N FOWLER ST, HOBBS NM |  | No | No | Unknown - Unlikely Lead | Don't Know |  |  |  | No | Other |  | Will Inspect meter box at a later date | Unknown - Unlikely Lead |  |  |  | No | Other |  | Will Inspect meter box at a later date | Unknown | Don't Know | Don't Know |  | Building | Unknown | Unknown | No |  |  | Unknown
4778 | 212 N DENSON DR, HOBBS NM |  | No | No | Unknown - Unlikely Lead | Don't Know |  |  |  | No | Other |  | Will Inspect meter box at a later date | Unknown - Unlikely Lead |  |  |  | No | Other |  | Will Inspect meter box at a later date | Unknown | Don't Know | Don't Know |  | Building | Unknown | Unknown | No |  |  | Unknown
6904 | 1205 S HANNAH RD, HOBBS NM |  | No | No | Unknown - Unlikely Lead | Don't Know |  |  |  | No | Other |  | Will Inspect meter box at a later date | Unknown - Unlikely Lead |  |  |  | No | Other |  | Will Inspect meter box at a later date | Unknown | Don't Know | Don't Know |  | Building | Unknown | Unknown | No |  |  | Unknown |  | 32.6887947 | -103.1422341
7219 | 613 E JEMEZ RD, HOBBS NM |  | No | No | Unknown - Unlikely Lead | Don't Know |  |  |  | No | Other |  | Will Inspect meter box at a later date | Unknown - Unlikely Lead |  |  |  | No | Other |  | Will Inspect meter box at a later date | Unknown | Don't Know | Don't Know |  | Building | Unknown | Unknown | No |  |  | Unknown |  | 35.867142 | -106.272952
869 | 900 W BERRY DR, HOBBS NM |  | No | No | Unknown - Unlikely Lead | Don't Know |  |  |  | No | Other |  | Will Inspect meter box at a later date | Unknown - Unlikely Lead |  |  |  | No | Other |  | Will Inspect meter box at a later date | Unknown | Don't Know | Don't Know |  | Building | Unknown | Unknown | No |  |  | Unknown |  | 32.714297 | -103.1461081
5456 | 1826 N GRAYSON ST, HOBBS NM |  | No | No | Unknown - Unlikely Lead | Don't Know |  |  |  | No | Other |  | Will Inspect meter box at a later date | Unknown - Unlikely Lead |  |  |  | No | Other |  | Will Inspect meter box at a later date | Unknown | Don't Know | Don't Know |  | Building | Unknown | Unknown | No |  |  | Unknown
7092 | 714 W IRON AVE, HOBBS NM |  | No | No | Unknown - Unlikely Lead | Don't Know |  |  |  | No | Other |  | Will Inspect meter box at a later date | Unknown - Unlikely Lead |  |  |  | No | Other |  | Will Inspect meter box at a later date | Unknown | Don't Know | Don't Know |  | Building | Unknown | Unknown | No |  |  | Unknown |  | 32.731764 | -103.1441944
7715 | 705 E LEA ST, HOBBS NM |  | No | No | Unknown - Unlikely Lead | Don't Know |  |  |  | No | Other |  | Will Inspect meter box at a later date | Unknown - Unlikely Lead |  |  |  | No | Other |  | Will Inspect meter box at a later date | Unknown | Don't Know | Don't Know |  | Building | Unknown | Unknown | No |  |  | Unknown |  | 32.7089318 | -103.128351
9294 | 1021 W MESA VERDE DR, HOBBS NM |  | No | No | Unknown - Unlikely Lead | Don't Know |  |  |  | No | Other |  | Will Inspect meter box at a later date | Unknown - Unlikely Lead |  |  |  | No | Other |  | Will Inspect meter box at a later date | Unknown | Don't Know | Don't Know |  | Building | Unknown | Unknown | No |  |  | Unknown |  | 32.7457475 | -103.1481464
7889 | 417 E LLANO DR, HOBBS NM |  | No | No | Unknown - Unlikely Lead | Don't Know |  |  |  | No | Other |  | Will Inspect meter box at a later date | Unknown - Unlikely Lead |  |  |  | No | Other |  | Will Inspect meter box at a later date | Unknown | Don't Know | Don't Know |  | Building | Unknown | Unknown | No |  |  | Unknown |  | 32.7148216 | -103.1317939
5660 | 407 W GOLD AVE, HOBBS NM |  | No | No | Unknown - Unlikely Lead | Don't Know |  |  |  | No | Other |  | Will Inspect meter box at a later date | Unknown - Unlikely Lead |  |  |  | No | Other |  | Will Inspect meter box at a later date | Unknown | Don't Know | Don't Know |  | Building | Unknown | Unknown | No |  |  | Unknown
7696 | 522 E LEA ST, HOBBS NM |  | No | No | Unknown - Unlikely Lead | Don't Know |  |  |  | No | Other |  | Will Inspect meter box at a later date | Unknown - Unlikely Lead |  |  |  | No | Other |  | Will Inspect meter box at a later date | Unknown | Don't Know | Don't Know |  | Building | Unknown | Unknown | No |  |  | Unknown |  | 32.7095205 | -103.1303047
65 | 809 S 8TH ST, HOBBS NM |  | No | No | Unknown - Unlikely Lead | Don't Know |  |  |  | No | Other |  | Will Inspect meter box at a later date | Unknown - Unlikely Lead |  |  |  | No | Other |  | Will Inspect meter box at a later date | Unknown | Don't Know | Don't Know |  | Building | Unknown | Unknown | No |  |  | Unknown |  | 32.6930782 | -103.1187844
8870 | 1114 E MIDWEST ST, HOBBS NM |  | No | No | Unknown - Unlikely Lead | Don't Know |  |  |  | No | Other |  | Will Inspect meter box at a later date | Unknown - Unlikely Lead |  |  |  | No | Other |  | Will Inspect meter box at a later date | Unknown | Don't Know | Don't Know |  | Building | Unknown | Unknown | No |  |  | Unknown |  | 32.6913389 | -103.1232077
6494 | 501 N HOUSTON ST, HOBBS NM |  | No | No | Unknown - Unlikely Lead | Don't Know |  |  |  | No | Other |  | Will Inspect meter box at a later date | Unknown - Unlikely Lead |  |  |  | No | Other |  | Will Inspect meter box at a later date | Unknown | Don't Know | Don't Know |  | Building | Unknown | Unknown | No |  |  | Unknown |  | 32.7051873 | -103.1314804
6588 | 1305 S HOUSTON ST, HOBBS NM |  | No | No | Unknown - Unlikely Lead | Don't Know |  |  |  | No | Other |  | Will Inspect meter box at a later date | Unknown - Unlikely Lead |  |  |  | No | Other |  | Will Inspect meter box at a later date | Unknown | Don't Know | Don't Know |  | Building | Unknown | Unknown | No |  |  | Unknown |  | 32.6855047 | -103.1315574
8579 | 204 E MARLAND ST, HOBBS NM |  | No | No | Unknown - Unlikely Lead | Don't Know |  |  |  | No | Other |  | Will Inspect meter box at a later date | Unknown - Unlikely Lead |  |  |  | No | Other |  | Will Inspect meter box at a later date | Unknown | Don't Know | Don't Know |  | Building | Unknown | Unknown | No |  |  | Unknown |  | 32.696961 | -103.134673
9083 | 3019 N MCKINLEY ST, HOBBS NM |  | No | No | Unknown - Unlikely Lead | Don't Know |  |  |  | No | Other |  | Will Inspect meter box at a later date | Unknown - Unlikely Lead |  |  |  | No | Other |  | Will Inspect meter box at a later date | Unknown | Don't Know | Don't Know |  | Building | Unknown | Unknown | No |  |  | Unknown |  | 32.7337173 | -103.1343277
8376 | 4900 N LOVINGTON HWY, HOBBS NM |  | No | No | Unknown - Unlikely Lead | Don't Know |  |  |  | No | Other |  | Will Inspect meter box at a later date | Unknown - Unlikely Lead |  |  |  | No | Other |  | Will Inspect meter box at a later date | Unknown | Don't Know | Don't Know |  | Building | Unknown | Unknown | No |  |  | Unknown |  | 32.755417 | -103.17294
6015 | 1023 E GLORIETTA E 104, HOBBS NM |  | No | No | Non-Lead - Plastic | No | 2019 | 1 | Field inspection only with no records | Yes | Visual inspection at the meter pit | 05/26/2024 00:00:00 |  | Non-Lead - Plastic | 2019 | 1 | Installation date after lead ban | Yes | Visual inspection at the meter pit | 05/26/2024 00:00:00 |  | Non-Lead | No | No |  | Single Family Residence |  | No | No |  |  | Non-Lead |  | 32.7322508 | -103.1251818
4970 | 1601 EL CENTRO, HOBBS NM |  | No | No | Non-Lead - Plastic | No | 2015 | 1 | Field inspection only with no records | Yes | Visual inspection at the meter pit | 06/03/2024 00:00:00 |  | Non-Lead - Plastic | 2015 | 1 | Field inspection only with no records | Yes | Visual inspection at the meter pit | 06/03/2024 00:00:00 |  | Non-Lead | No | No |  | Single Family Residence |  | No | No |  |  | Non-Lead
8309 | 6610 N LOVINGTON HWY, HOBBS NM |  | No | No | Unknown - Unlikely Lead | Don't Know |  |  |  | No | Other |  | Will Inspect meter box at a later date | Unknown - Unlikely Lead |  |  |  | No | Other |  | Will Inspect meter box at a later date | Unknown | Don't Know | Don't Know |  | Building | Unknown | Unknown | No |  |  | Unknown |  | 32.7752276 | -103.1890026
6318 | 110 N GRIMES ST, HOBBS NM |  | No | No | Unknown - Unlikely Lead | Don't Know |  |  |  | No | Other |  | Will Inspect meter box at a later date | Unknown - Unlikely Lead |  |  |  | No | Other |  | Will Inspect meter box at a later date | Unknown | Don't Know | Don't Know |  | Building | Unknown | Unknown | No |  |  | Unknown |  | 32.7013875 | -103.1444064
5297 | 4017 FIESTA DR, HOBBS NM |  | No | No | Unknown - Unlikely Lead | Don't Know |  |  |  | No | Other |  | Will Inspect meter box at a later date | Unknown - Unlikely Lead |  |  |  | No | Other |  | Will Inspect meter box at a later date | Unknown | Don't Know | Don't Know |  | Building | Unknown | Unknown | No |  |  | Unknown
5935 | 916 N GULF ST, HOBBS NM |  | No | No | Unknown - Unlikely Lead | Don't Know |  |  |  | No | Other |  | Will Inspect meter box at a later date | Unknown - Unlikely Lead |  |  |  | No | Other |  | Will Inspect meter box at a later date | Unknown | Don't Know | Don't Know |  | Building | Unknown | Unknown | No |  |  | Unknown
8951 | 416 W MIDWEST ST, HOBBS NM |  | No | No | Unknown - Unlikely Lead | Don't Know |  |  |  | No | Other |  | Will Inspect meter box at a later date | Unknown - Unlikely Lead |  |  |  | No | Other |  | Will Inspect meter box at a later date | Unknown | Don't Know | Don't Know |  | Building | Unknown | Unknown | No |  |  | Unknown |  | 32.6915713 | -103.1408093
5380 | 1517 W FROG LEAP CT, HOBBS NM |  | No | No | Non-Lead - Plastic | No | 2019 | 1 | Installation date after lead ban | No | Other |  | Newer Construction, verified by GIS Mapping | Non-Lead - Plastic | 2008 | 1 | Installation date after lead ban | No | Other |  | Newer Construction, verified by GIS Mapping |  | No | No |  | Single Family Residence | Unknown | No | No |  |  | Non-Lead
6373 | 4720 W GREY GHOST RD, HOBBS NM |  | No | No | Non-Lead - Plastic | No | 2017 | 3/4 | Field inspection only with no records | Yes | Visual inspection at the meter pit | 05/26/2024 00:00:00 |  | Non-Lead - Plastic | 2017 | 3/4 | Installation date after lead ban | Yes | Visual inspection at the meter pit | 05/26/2024 00:00:00 |  | Non-Lead | No | No |  | Single Family Residence |  | No | No |  |  | Non-Lead |  | 32.750011 | -103.19723
7901 | 1100 E LLANO DR, HOBBS NM |  | No | No | Unknown - Unlikely Lead | Don't Know |  |  |  | No | Other |  | Will Inspect meter box at a later date | Unknown - Unlikely Lead |  |  |  | No | Other |  | Will Inspect meter box at a later date | Unknown | Don't Know | Don't Know |  | Building | Unknown | Unknown | No |  |  | Unknown |  | 32.7145863 | -103.1230456
649 | 527 E ASPEN ST, HOBBS NM |  | No | No | Unknown - Unlikely Lead | Don't Know |  |  |  | No | Other |  | Will Inspect meter box at a later date | Unknown - Unlikely Lead |  |  |  | No | Other |  | Will Inspect meter box at a later date | Unknown | Don't Know | Don't Know |  | Building | Unknown | Unknown | No |  |  | Unknown |  | 32.7352029 | -103.131334
6515 | 3017 N HOUSTON ST, HOBBS NM |  | No | No | Unknown - Unlikely Lead | Don't Know |  |  |  | No | Other |  | Will Inspect meter box at a later date | Unknown - Unlikely Lead |  |  |  | No | Other |  | Will Inspect meter box at a later date | Unknown | Don't Know | Don't Know |  | Building | Unknown | Unknown | No |  |  | Unknown |  | 32.7337045 | -103.1322113
4801 | 1614 N DENSON DR, HOBBS NM |  | No | No | Unknown - Unlikely Lead | Don't Know |  |  |  | No | Other |  | Will Inspect meter box at a later date | Unknown - Unlikely Lead |  |  |  | No | Other |  | Will Inspect meter box at a later date | Unknown | Don't Know | Don't Know |  | Building | Unknown | Unknown | No |  |  | Unknown
5115 | 2906 N EPOCA CIRCLE, HOBBS NM |  | No | No | Non-Lead - Plastic | No | 2021 | 1 | Field inspection only with no records | Yes | Visual inspection at the meter pit | 05/26/2024 00:00:00 |  | Non-Lead - Plastic | 2021 | 1 | Installation date after lead ban | Yes | Visual inspection at the meter pit | 05/26/2024 00:00:00 |  | Non-Lead | No | No |  | Single Family Residence |  | No | No |  |  | Non-Lead
8111 | 1001 N LEECH ST, HOBBS NM |  | No | No | Unknown - Unlikely Lead | Don't Know |  |  |  | No | Other |  | Will Inspect meter box at a later date | Unknown - Unlikely Lead |  |  |  | No | Other |  | Will Inspect meter box at a later date | Unknown | Don't Know | Don't Know |  | Building | Unknown | Unknown | No |  |  | Unknown |  | 32.7101798 | -103.1426148
6206 | 3319-B N GRIMES ST, HOBBS NM |  | No | No | Unknown - Unlikely Lead | Don't Know |  |  |  | No | Other |  | Will Inspect meter box at a later date | Unknown - Unlikely Lead |  |  |  | No | Other |  | Will Inspect meter box at a later date | Unknown | Don't Know | Don't Know |  | Building | Unknown | Unknown | No |  |  | Unknown
5208 | 809 N FOWLER ST, HOBBS NM |  | No | No | Unknown - Unlikely Lead | Don't Know |  |  |  | No | Other |  | Will Inspect meter box at a later date | Unknown - Unlikely Lead |  |  |  | No | Other |  | Will Inspect meter box at a later date | Unknown | Don't Know | Don't Know |  | Building | Unknown | Unknown | No |  |  | Unknown
709 | 110 E ASPEN ST, HOBBS NM |  | No | No | Unknown - Unlikely Lead | Don't Know |  |  |  | No | Other |  | Will Inspect meter box at a later date | Unknown - Unlikely Lead |  |  |  | No | Other |  | Will Inspect meter box at a later date | Unknown | Don't Know | Don't Know |  | Building | Unknown | Unknown | No |  |  | Unknown |  | 32.736614 | -103.1354069
5363 | 2405 N FRENCH DR, HOBBS NM |  | No | No | Unknown - Unlikely Lead | Don't Know |  |  |  | No | Other |  | Will Inspect meter box at a later date | Unknown - Unlikely Lead |  |  |  | No | Other |  | Will Inspect meter box at a later date | Unknown | Don't Know | Don't Know |  | Building | Unknown | Unknown | No |  |  | Unknown
641 | 835 S ASHER RD, HOBBS NM |  | No | No | Unknown - Unlikely Lead | Don't Know |  |  |  | No | Other |  | Will Inspect meter box at a later date | Unknown - Unlikely Lead |  |  |  | No | Other |  | Will Inspect meter box at a later date | Unknown | Don't Know | Don't Know |  | Building | Unknown | Unknown | No |  |  | Unknown |  | 32.6924669 | -103.1728292
8913 | 1430 E MIDWEST ST, HOBBS NM |  | No | No | Unknown - Unlikely Lead | Don't Know |  |  |  | No | Other |  | Will Inspect meter box at a later date | Unknown - Unlikely Lead |  |  |  | No | Other |  | Will Inspect meter box at a later date | Unknown | Don't Know | Don't Know |  | Building | Unknown | Unknown | No |  |  | Unknown |  | 32.691614 | -103.11908
8648 | 220 E MARLAND ST, HOBBS NM |  | No | No | Unknown - Unlikely Lead | Don't Know |  |  |  | No | Other |  | Will Inspect meter box at a later date | Unknown - Unlikely Lead |  |  |  | No | Other |  | Will Inspect meter box at a later date | Unknown | Don't Know | Don't Know |  | Building | Unknown | Unknown | No |  |  | Unknown |  | 32.6968504 | -103.1339876
9665 | 2326 N MIMOSA LN, HOBBS NM |  | No | No | Non-Lead - Plastic | No | 2007 | 1 | Field inspection only with no records | Yes | Visual inspection at the meter pit | 06/03/2024 00:00:00 |  | Non-Lead - Plastic | 2007 | 1 | Field inspection only with no records | Yes | Visual inspection at the meter pit | 06/03/2024 00:00:00 |  | Non-Lead | No | No |  | Single Family Residence |  | No | No |  |  | Non-Lead |  | 32.7269139 | -103.1131292
9118 | 612 N MCKINLEY ST, HOBBS NM |  | No | No | Unknown - Unlikely Lead | Don't Know |  |  |  | No | Other |  | Will Inspect meter box at a later date | Unknown - Unlikely Lead |  |  |  | No | Other |  | Will Inspect meter box at a later date | Unknown | Don't Know | Don't Know |  | Building | Unknown | Unknown | No |  |  | Unknown |  | 32.7066493 | -103.1322765
6737 | 1824 N HOMESTEAD DR, HOBBS NM |  | No | No | Non-Lead - Plastic | No | 2019 | 1 | Field inspection only with no records | Yes | Visual inspection at the meter pit | 09/02/2024 00:00:00 |  | Non-Lead - Plastic | 2019 | 1 | Installation date after lead ban | Yes | Visual inspection at the meter pit | 09/02/2024 00:00:00 |  | Non-Lead | No | No |  | Single Family Residence |  | No | No |  |  | Non-Lead |  | 32.720982 | -103.111685
9256 | 321 W MAIN ST, HOBBS NM |  | No | No | Unknown - Unlikely Lead | Don't Know |  |  |  | No | Other |  | Will Inspect meter box at a later date | Unknown - Unlikely Lead |  |  |  | No | Other |  | Will Inspect meter box at a later date | Unknown | Don't Know | Don't Know |  | Building | Unknown | Unknown | No |  |  | Unknown |  | 32.6920789 | -103.1397431
6937 | 2032 E HERITAGE LN, HOBBS NM |  | No | No | Non-Lead - Copper | No | 2007 | 3/4 | Field inspection only with no records | Yes | Visual inspection at the meter pit | 05/26/2024 00:00:00 |  | Non-Lead - Copper | 2007 | 3/4 | Installation date after lead ban | No | Visual inspection at the meter pit | 05/26/2024 00:00:00 |  | Non-Lead | No | No |  | Single Family Residence |  | No | No |  |  | Non-Lead |  | 32.728098 | -103.1121633
8036 | 915 N LINAM ST, HOBBS NM |  | No | No | Unknown - Unlikely Lead | Don't Know |  |  |  | No | Other |  | Will Inspect meter box at a later date | Unknown - Unlikely Lead |  |  |  | No | Other |  | Will Inspect meter box at a later date | Unknown | Don't Know | Don't Know |  | Building | Unknown | Unknown | No |  |  | Unknown |  | 32.7099848 | -103.1391266
6907 | 1615 S HANNAH RD, HOBBS NM |  | No | No | Unknown - Unlikely Lead | Don't Know |  |  |  | No | Other |  | Will Inspect meter box at a later date | Unknown - Unlikely Lead |  |  |  | No | Other |  | Will Inspect meter box at a later date | Unknown | Don't Know | Don't Know |  | Building | Unknown | Unknown | No |  |  | Unknown |  | 32.6842941 | -103.1422094
6608 | 1309 S HOUSTON ST, HOBBS NM |  | No | No | Unknown - Unlikely Lead | Don't Know |  |  |  | No | Other |  | Will Inspect meter box at a later date | Unknown - Unlikely Lead |  |  |  | No | Other |  | Will Inspect meter box at a later date | Unknown | Don't Know | Don't Know |  | Building | Unknown | Unknown | No |  |  | Unknown |  | 32.6852642 | -103.1315551
7386 | 501 S JEFFERSON ST, HOBBS NM |  | No | No | Unknown - Unlikely Lead | Don't Know |  |  |  | No | Other |  | Will Inspect meter box at a later date | Unknown - Unlikely Lead |  |  |  | No | Other |  | Will Inspect meter box at a later date | Unknown | Don't Know | Don't Know |  | Building | Unknown | Unknown | No |  |  | Unknown |  | 32.696346 | -103.1241438
5077 | 824 E EAGLE DR, HOBBS NM |  | No | No | Unknown - Unlikely Lead | Don't Know |  |  |  | No | Other |  | Will Inspect meter box at a later date | Unknown - Unlikely Lead |  |  |  | No | Other |  | Will Inspect meter box at a later date | Unknown | Don't Know | Don't Know |  | Building | Unknown | Unknown | No |  |  | Unknown
6343 | 201 S GRIMES ST, HOBBS NM |  | No | No | Unknown - Unlikely Lead | Don't Know |  |  |  | No | Other |  | Will Inspect meter box at a later date | Unknown - Unlikely Lead |  |  |  | No | Other |  | Will Inspect meter box at a later date | Unknown | Don't Know | Don't Know |  | Building | Unknown | Unknown | No |  |  | Unknown |  | 32.698805 | -103.145381
6852 | 2613 W HUMBLE ST, HOBBS NM |  | No | No | Unknown - Unlikely Lead | Don't Know |  |  |  | No | Other |  | Will Inspect meter box at a later date | Unknown - Unlikely Lead |  |  |  | No | Other |  | Will Inspect meter box at a later date | Unknown | Don't Know | Don't Know |  | Building | Unknown | Unknown | No |  |  | Unknown |  | 32.6926701 | -103.1669691
5720 | 2217 N GILA DR, HOBBS NM |  | No | No | Unknown - Unlikely Lead | Don't Know |  |  |  | No | Other |  | Will Inspect meter box at a later date | Unknown - Unlikely Lead |  |  |  | No | Other |  | Will Inspect meter box at a later date | Unknown | Don't Know | Don't Know |  | Building | Unknown | Unknown | No |  |  | Unknown
6324 | 3500 N GRIMES ST, HOBBS NM |  | No | No | Unknown - Unlikely Lead | Don't Know |  |  |  | No | Other |  | Will Inspect meter box at a later date | Unknown - Unlikely Lead |  |  |  | No | Other |  | Will Inspect meter box at a later date | Unknown | Don't Know | Don't Know |  | Building | Unknown | Unknown | No |  |  | Unknown |  | 32.738664 | -103.143783
8559 | 2620 W MARLAND ST, HOBBS NM |  | No | No | Unknown - Unlikely Lead | Don't Know |  |  |  | No | Other |  | Will Inspect meter box at a later date | Unknown - Unlikely Lead |  |  |  | No | Other |  | Will Inspect meter box at a later date | Unknown | Don't Know | Don't Know |  | Building | Unknown | Unknown | No |  |  | Unknown |  | 32.6969011 | -103.16837
5953 | 1520 N GULF ST, HOBBS NM |  | No | No | Unknown - Unlikely Lead | Don't Know |  |  |  | No | Other |  | Will Inspect meter box at a later date | Unknown - Unlikely Lead |  |  |  | No | Other |  | Will Inspect meter box at a later date | Unknown | Don't Know | Don't Know |  | Building | Unknown | Unknown | No |  |  | Unknown
990 | 622 E BAJA DR, HOBBS NM |  | No | No | Unknown - Unlikely Lead | Don't Know |  |  |  | No | Other |  | Will Inspect meter box at a later date | Unknown - Unlikely Lead |  |  |  | No | Other |  | Will Inspect meter box at a later date | Unknown | Don't Know | Don't Know |  | Building | Unknown | Unknown | No |  |  | Unknown |  | 32.7192543 | -103.1290994
6407 | 1025 E HIGHLAND DR, HOBBS NM |  | No | No | Unknown - Unlikely Lead | Don't Know |  |  |  | No | Other |  | Will Inspect meter box at a later date | Unknown - Unlikely Lead |  |  |  | No | Other |  | Will Inspect meter box at a later date | Unknown | Don't Know | Don't Know |  | Building | Unknown | Unknown | No |  |  | Unknown |  | 32.7292291 | -103.1235735
5709 | 2704 N GOLD ST, HOBBS NM |  | No | No | Unknown - Unlikely Lead | Don't Know |  |  |  | No | Other |  | Will Inspect meter box at a later date | Unknown - Unlikely Lead |  |  |  | No | Other |  | Will Inspect meter box at a later date | Unknown | Don't Know | Don't Know |  | Building | Unknown | Unknown | No |  |  | Unknown
6406 | 2043 E HIGHLAND DR, HOBBS NM |  | No | No | Non-Lead - Copper | No | 2007 | 3/4 | Field inspection only with no records | Yes | Visual inspection at the meter pit | 05/26/2024 00:00:00 |  | Non-Lead - Copper | 2007 | 3/4 | Installation date after lead ban | Yes | Visual inspection at the meter pit | 05/26/2024 00:00:00 |  | Non-Lead | No | No |  | Single Family Residence |  | No | No |  |  | Non-Lead |  | 32.7292333 | -103.1117393
6443 | 2103 E HIGHLAND DR, HOBBS NM |  | No | No | Non-Lead - Copper | No | 2007 | 3/4 | Field inspection only with no records | Yes | Visual inspection at the meter pit | 05/26/2024 00:00:00 |  | Non-Lead - Copper | 2007 | 3/4 | Installation date after lead ban | Yes | Visual inspection at the meter pit | 05/26/2024 00:00:00 |  | Non-Lead | No | No |  | Single Family Residence |  | No | No |  |  | Non-Lead |  | 32.7292524 | -103.1115597
9808 | 3140 N NORTHWEST DR, HOBBS NM |  | No | No | Unknown - Unlikely Lead | Don't Know |  |  |  | No | Other |  | Will Inspect meter box at a later date | Unknown - Unlikely Lead |  |  |  | No | Other |  | Will Inspect meter box at a later date | Unknown | Don't Know | Don't Know |  | Building | Unknown | Unknown | No |  |  | Unknown |  | 32.7349771 | -103.1531721
8046 | 1204 S LINAM ST, HOBBS NM |  | No | No | Unknown - Unlikely Lead | Don't Know |  |  |  | No | Other |  | Will Inspect meter box at a later date | Unknown - Unlikely Lead |  |  |  | No | Other |  | Will Inspect meter box at a later date | Unknown | Don't Know | Don't Know |  | Building | Unknown | Unknown | No |  |  | Unknown |  | 32.6887806 | -103.1385669
8662 | 1000 N MARLAND BLVD # 27, HOBBS NM |  | No | No | Non-Lead - Plastic | Don't Know | 2003 | 3/4 | Field inspection only with no records | Yes | Visual inspection at the meter pit | 08/26/2024 00:00:00 |  | Non-Lead - Plastic | 2003 | 3/4 | Field inspection only with no records | Yes | Visual inspection at the meter pit | 08/26/2024 00:00:00 |  | Non-Lead | No | Don't Know |  | Single Family Residence |  | No | No |  |  | Non-Lead
9673 | 2211 N MORA DR, HOBBS NM |  | No | No | Unknown - Unlikely Lead | Don't Know |  |  |  | No | Other |  | Will Inspect meter box at a later date | Unknown - Unlikely Lead |  |  |  | No | Other |  | Will Inspect meter box at a later date | Unknown | Don't Know | Don't Know |  | Building | Unknown | Unknown | No |  |  | Unknown |  | 32.7249898 | -103.1176861
8539 | 2602 W MARLAND, HOBBS NM |  | No | No | Unknown - Unlikely Lead | Don't Know |  |  |  | No | Other |  | Will Inspect meter box at a later date | Unknown - Unlikely Lead |  |  |  | No | Other |  | Will Inspect meter box at a later date | Unknown | Don't Know | Don't Know |  | Building | Unknown | Unknown | No |  |  | Unknown |  | 32.6971055 | -103.167676
6999 | 1505 W HONEYSUCKLE CT, HOBBS NM |  | No | No | Non-Lead - Plastic | No | 2021 | 1 | Installation date after lead ban | No | Other |  | GIS verfied because of being built after ban | Non-Lead - Plastic | 2021 | 1 | Installation date after lead ban | No | Other |  | Newer Construction, verified by GIS Mapping |  | No | No |  | Single Family Residence | Unknown | No | No |  |  | Non-Lead |  | 32.773438 | -103.154511
720 | 2118 N ADOBE DR, HOBBS NM |  | No | No | Unknown - Unlikely Lead | Don't Know |  |  |  | No | Other |  | Will Inspect meter box at a later date | Unknown - Unlikely Lead |  |  |  | No | Other |  | Will Inspect meter box at a later date | Unknown | Don't Know | Don't Know |  | Building | Unknown | Unknown | No |  |  | Unknown |  | 32.7239163 | -103.1397114
7877 | 900 E LLANO DR, HOBBS NM |  | No | No | Unknown - Unlikely Lead | Don't Know |  |  |  | No | Other |  | Will Inspect meter box at a later date | Unknown - Unlikely Lead |  |  |  | No | Other |  | Will Inspect meter box at a later date | Unknown | Don't Know | Don't Know |  | Building | Unknown | Unknown | No |  |  | Unknown |  | 32.7145667 | -103.1258171
5257 | 504 S FOWLER ST #7, HOBBS NM |  | No | No | Unknown - Unlikely Lead | Don't Know |  |  |  | No | Other |  | Will Inspect meter box at a later date | Unknown - Unlikely Lead |  |  |  | No | Other |  | Will Inspect meter box at a later date | Unknown | Don't Know | Don't Know |  | Building | Unknown | Unknown | No |  |  | Unknown
9586 | 10 MIGHTY ATOM CIRCLE, HOBBS NM |  | No | No | Non-Lead - Plastic | No | 2020 | 1 | Field inspection only with no records | Yes | Visual inspection at the meter pit | 06/03/2024 00:00:00 |  | Non-Lead - Plastic | 2020 | 1 | Field inspection only with no records | Yes | Visual inspection at the meter pit | 06/03/2024 00:00:00 |  | Non-Lead | No | No |  | Single Family Residence |  | No | No |  |  | Non-Lead |  | 32.746993 | -103.197654
7944 | 1206 N LLANO DR, HOBBS NM |  | No | No | Unknown - Unlikely Lead | Don't Know |  |  |  | No | Other |  | Will Inspect meter box at a later date | Unknown - Unlikely Lead |  |  |  | No | Other |  | Will Inspect meter box at a later date | Unknown | Don't Know | Don't Know |  | Building | Unknown | Unknown | No |  |  | Unknown |  | 32.7125065 | -103.1172059
8426 | 308 W MESQUITE DR, HOBBS NM |  | No | No | Unknown - Unlikely Lead | Don't Know |  |  |  | No | Other |  | Will Inspect meter box at a later date | Unknown - Unlikely Lead |  |  |  | No | Other |  | Will Inspect meter box at a later date | Unknown | Don't Know | Don't Know |  | Building | Unknown | Unknown | No |  |  | Unknown |  | 32.688632 | -103.139745
5896 | 408 E GYPSY ST, HOBBS NM |  | No | No | Unknown - Unlikely Lead | Don't Know |  |  |  | No | Other |  | Will Inspect meter box at a later date | Unknown - Unlikely Lead |  |  |  | No | Other |  | Will Inspect meter box at a later date | Unknown | Don't Know | Don't Know |  | Building | Unknown | Unknown | No |  |  | Unknown
6717 | 305 S HALLAM ST, HOBBS NM |  | No | No | Unknown - Unlikely Lead | Don't Know |  |  |  | No | Other |  | Will Inspect meter box at a later date | Unknown - Unlikely Lead |  |  |  | No | Other |  | Will Inspect meter box at a later date | Unknown | Don't Know | Don't Know |  | Building | Unknown | Unknown | No |  |  | Unknown |  | 32.6987015 | -103.1124078
9695 | 1116 E MICHIGAN DR, HOBBS NM |  | No | No | Unknown - Unlikely Lead | Don't Know |  |  |  | No | Other |  | Will Inspect meter box at a later date | Unknown - Unlikely Lead |  |  |  | No | Other |  | Will Inspect meter box at a later date | Unknown | Don't Know | Don't Know |  | Building | Unknown | Unknown | No |  |  | Unknown |  | 32.72273 | -103.1224757
7632 | 4807 W KING KELLY RD, HOBBS NM |  | No | No | Non-Lead - Plastic | No | 2021 | 1 | Field inspection only with no records | Yes | Visual inspection at the meter pit | 09/30/2024 00:00:00 |  | Non-Lead - Plastic | 2021 | 3/4 | Field inspection only with no records | Yes | Visual inspection at the meter pit | 09/30/2024 00:00:00 |  | Non-Lead | No | No |  | Single Family Residence |  | No | No |  |  | Non-Lead |  | 32.748804 | -103.197897
7174 | 1901 W JOE HARVEY BLVD SUITE 130, HOBBS NM |  | No | No | Unknown - Unlikely Lead | Don't Know |  |  |  | No | Other |  | Will Inspect meter box at a later date | Unknown - Unlikely Lead |  |  |  | No | Other |  | Will Inspect meter box at a later date | Unknown | Don't Know | Don't Know |  | Building | Unknown | Unknown | No |  |  | Unknown |  | 32.7409966 | -103.1595135
991 | 216 E BAJA DR, HOBBS NM |  | No | No | Unknown - Unlikely Lead | Don't Know |  |  |  | No | Other |  | Will Inspect meter box at a later date | Unknown - Unlikely Lead |  |  |  | No | Other |  | Will Inspect meter box at a later date | Unknown | Don't Know | Don't Know |  | Building | Unknown | Unknown | No |  |  | Unknown |  | 32.7193819 | -103.1338458
8127 | 415 N LEECH ST, HOBBS NM |  | No | No | Unknown - Unlikely Lead | Don't Know |  |  |  | No | Other |  | Will Inspect meter box at a later date | Unknown - Unlikely Lead |  |  |  | No | Other |  | Will Inspect meter box at a later date | Unknown | Don't Know | Don't Know |  | Building | Unknown | Unknown | No |  |  | Unknown |  | 32.704705 | -103.1429471
7513 | 1508 W KYLEIGH, HOBBS NM |  | No | No | Non-Lead - Plastic | No | 2008 | 1 | Installation date after lead ban | Yes | Visual inspection at the meter pit | 09/30/2024 00:00:00 |  | Non-Lead - Plastic | 2008 |  | Field inspection only with no records | Yes | Visual inspection at the meter pit | 09/30/2024 00:00:00 |  | Non-Lead | No | No |  | Single Family Residence | Unknown | No | No |  |  | Non-Lead |  | 32.7572501 | -103.1543555
7019 | 1107 W HOLLIS DR, HOBBS NM |  | No | No | Unknown - Unlikely Lead | Don't Know |  |  |  | No | Other |  | Will Inspect meter box at a later date | Unknown - Unlikely Lead |  |  |  | No | Other |  | Will Inspect meter box at a later date | Unknown | Don't Know | Don't Know |  | Building | Unknown | Unknown | No |  |  | Unknown |  | 32.714677 | -103.1488961
8040 | 501 N LINAM ST, HOBBS NM |  | No | No | Unknown - Unlikely Lead | Don't Know |  |  |  | No | Other |  | Will Inspect meter box at a later date | Unknown - Unlikely Lead |  |  |  | No | Other |  | Will Inspect meter box at a later date | Unknown | Don't Know | Don't Know |  | Building | Unknown | Unknown | No |  |  | Unknown |  | 32.705225 | -103.1390154
49 | 800 S 8TH ST, HOBBS NM |  | No | No | Unknown - Unlikely Lead | Don't Know |  |  |  | No | Other |  | Will Inspect meter box at a later date | Unknown - Unlikely Lead |  |  |  | No | Other |  | Will Inspect meter box at a later date | Unknown | Don't Know | Don't Know |  | Building | Unknown | Unknown | No |  |  | Unknown
9958 | 2617 N NORTHACRES DR, HOBBS NM |  | No | No | Unknown - Unlikely Lead | Don't Know |  |  |  | No | Other |  | Will Inspect meter box at a later date | Unknown - Unlikely Lead |  |  |  | No | Other |  | Will Inspect meter box at a later date | Unknown | Don't Know | Don't Know |  | Building | Unknown | Unknown | No |  |  | Unknown |  | 32.7292786 | -103.1457474
487 | 419 E ABO DR, HOBBS NM |  | No | No | Unknown - Unlikely Lead | Don't Know |  |  |  | No | Other |  | Will Inspect meter box at a later date | Unknown - Unlikely Lead |  |  |  | No | Other |  | Will Inspect meter box at a later date | Unknown | Don't Know | Don't Know |  | Building | Unknown | Unknown | No |  |  | Unknown
7379 | 909 S JEFFERSON ST, HOBBS NM |  | No | No | Unknown - Unlikely Lead | Don't Know |  |  |  | No | Other |  | Will Inspect meter box at a later date | Unknown - Unlikely Lead |  |  |  | No | Other |  | Will Inspect meter box at a later date | Unknown | Don't Know | Don't Know |  | Building | Unknown | Unknown | No |  |  | Unknown |  | 32.6914414 | -103.1241013
6974 | 1432 W HOOT OWL CT, HOBBS NM |  | No | No | Non-Lead - Plastic | No | 2021 | 1 | Installation date after lead ban | No | Other |  | GIS verfied because of being built after ban | Non-Lead - Plastic | 2021 | 1 | Installation date after lead ban | No | Other |  | Newer Construction, verified by GIS Mapping |  | No | No |  | Single Family Residence | Unknown | No | No |  |  | Non-Lead |  | 32.7714858 | -103.1543859
5957 | 1619 N GULF ST, HOBBS NM |  | No | No | Unknown - Unlikely Lead | Don't Know |  |  |  | No | Other |  | Will Inspect meter box at a later date | Unknown - Unlikely Lead |  |  |  | No | Other |  | Will Inspect meter box at a later date | Unknown | Don't Know | Don't Know |  | Building | Unknown | Unknown | No |  |  | Unknown
7460 | 2307 N JUNIPER LN, HOBBS NM |  | No | No | Non-Lead - Plastic | No | 2009 | 3/4 | Field inspection only with no records | Yes | Visual inspection at the meter pit | 07/23/2024 00:00:00 |  | Non-Lead - Plastic | 2009 | 3/4 | Field inspection only with no records | Yes | Visual inspection at the meter pit | 07/23/2024 00:00:00 |  | Non-Lead | No | No |  | Single Family Residence | Unknown | No | No |  |  | Non-Lead |  | 32.7262513 | -103.1117281
9826 | 3522 N NORTHWEST DR, HOBBS NM |  | No | No | Unknown - Unlikely Lead | Don't Know |  |  |  | No | Other |  | Will Inspect meter box at a later date | Unknown - Unlikely Lead |  |  |  | No | Other |  | Will Inspect meter box at a later date | Unknown | Don't Know | Don't Know |  | Building | Unknown | Unknown | No |  |  | Unknown |  | 32.7384796 | -103.1565435
6282 | 1912 N GRIMES ST, HOBBS NM |  | No | No | Unknown - Unlikely Lead | Don't Know |  |  |  | No | Other |  | Will Inspect meter box at a later date | Unknown - Unlikely Lead |  |  |  | No | Other |  | Will Inspect meter box at a later date | Unknown | Don't Know | Don't Know |  | Building | Unknown | Unknown | No |  |  | Unknown |  | 32.7201426 | -103.1445341
5551 | 1100 E GREEN ACRES DR, HOBBS NM |  | No | No | Unknown - Unlikely Lead | Don't Know |  |  |  | No | Other |  | Will Inspect meter box at a later date | Unknown - Unlikely Lead |  |  |  | No | Other |  | Will Inspect meter box at a later date | Unknown | Don't Know | Don't Know |  | Building | Unknown | Unknown | No |  |  | Unknown
7937 | 1216 N LLANO DR, HOBBS NM |  | No | No | Unknown - Unlikely Lead | Don't Know |  |  |  | No | Other |  | Will Inspect meter box at a later date | Unknown - Unlikely Lead |  |  |  | No | Other |  | Will Inspect meter box at a later date | Unknown | Don't Know | Don't Know |  | Building | Unknown | Unknown | No |  |  | Unknown |  | 32.7127496 | -103.117187
8185 | 5911 N LA MESA ST, HOBBS NM |  | No | No | Non-Lead - Plastic | No | Unknow | 1 | Field inspection only with no records | Yes | Visual inspection at the meter pit | 08/13/2024 00:00:00 |  | Non-Lead - Copper | 1984 | 3/4 | Field inspection only with no records | Yes | Visual inspection at the meter pit | 08/13/2024 00:00:00 |  | Non-Lead | No | No |  | Single Family Residence |  | No | No |  |  | Non-Lead |  | 32.7677769 | -103.1820387
54 | 824 S 8TH ST, HOBBS NM |  | No | No | Unknown - Unlikely Lead | Don't Know |  |  |  | No | Other |  | Will Inspect meter box at a later date | Unknown - Unlikely Lead |  |  |  | No | Other |  | Will Inspect meter box at a later date | Unknown | Don't Know | Don't Know |  | Building | Unknown | Unknown | No |  |  | Unknown
6655 | 4911 W HARDTACK RD, HOBBS NM |  | No | No | Non-Lead - Plastic | No | 2015 | 3/4 | Field inspection only with no records | Yes | Visual inspection at the meter pit | 05/26/2024 00:00:00 |  | Non-Lead - Plastic | 2015 | 3/4 | Installation date after lead ban | Yes | Visual inspection at the meter pit | 05/26/2024 00:00:00 |  | Non-Lead | No | No |  | Single Family Residence |  | No | No |  |  | Non-Lead |  | 32.751676 | -103.19914
4918 | 2217 E DUNN ST, HOBBS NM |  | No | No | Unknown - Unlikely Lead | Don't Know |  |  |  | No | Other |  | Will Inspect meter box at a later date | Unknown - Unlikely Lead |  |  |  | No | Other |  | Will Inspect meter box at a later date | Unknown | Don't Know | Don't Know |  | Building | Unknown | Unknown | No |  |  | Unknown
807 | 607 W BERRY DR, HOBBS NM |  | No | No | Unknown - Unlikely Lead | Don't Know |  |  |  | No | Other |  | Will Inspect meter box at a later date | Unknown - Unlikely Lead |  |  |  | No | Other |  | Will Inspect meter box at a later date | Unknown | Don't Know | Don't Know |  | Building | Unknown | Unknown | No |  |  | Unknown |  | 32.7139552 | -103.1425091
9744 | 2830 MARAVILLOSA DR, HOBBS NM |  | No | No | Unknown - Unlikely Lead | Don't Know |  |  |  | No | Other |  | Will Inspect meter box at a later date | Unknown - Unlikely Lead |  |  |  | No | Other |  | Will Inspect meter box at a later date | Unknown | Don't Know | Don't Know |  | Building | Unknown | Unknown | No |  |  | Unknown |  | 32.7319695 | -103.1172163
7700 | 401 E LEA ST, HOBBS NM |  | No | No | Unknown - Unlikely Lead | Don't Know |  |  |  | No | Other |  | Will Inspect meter box at a later date | Unknown - Unlikely Lead |  |  |  | No | Other |  | Will Inspect meter box at a later date | Unknown | Don't Know | Don't Know |  | Building | Unknown | Unknown | No |  |  | Unknown |  | 32.708942 | -103.1322866
6004 | 1539 N GULF ST, HOBBS NM |  | No | No | Unknown - Unlikely Lead | Don't Know |  |  |  | No | Other |  | Will Inspect meter box at a later date | Unknown - Unlikely Lead |  |  |  | No | Other |  | Will Inspect meter box at a later date | Unknown | Don't Know | Don't Know |  | Building | Unknown | Unknown | No |  |  | Unknown |  | 32.7166787 | -103.1517778
7610 | 1122 W KIOWA AVE, HOBBS NM |  | No | No | Unknown - Unlikely Lead | Don't Know |  |  |  | No | Other |  | Will Inspect meter box at a later date | Unknown - Unlikely Lead |  |  |  | No | Other |  | Will Inspect meter box at a later date | Unknown | Don't Know | Don't Know |  | Building | Unknown | Unknown | No |  |  | Unknown |  | 32.7361899 | -103.1492652
6921 | 2009 E HERITAGE LN, HOBBS NM |  | No | No | Non-Lead - Copper | No | 2007 | 3/4 | Field inspection only with no records | Yes | Visual inspection at the meter pit | 05/26/2024 00:00:00 |  | Non-Lead - Copper | 2007 | 3/4 | Installation date after lead ban | No | Visual inspection at the meter pit | 05/26/2024 00:00:00 |  | Non-Lead | No | No |  | Single Family Residence |  | No | No |  |  | Non-Lead |  | 32.7276402 | -103.1129889
7917 | 1106 E LLANO DR, HOBBS NM |  | No | No | Unknown - Unlikely Lead | Don't Know |  |  |  | No | Other |  | Will Inspect meter box at a later date | Unknown - Unlikely Lead |  |  |  | No | Other |  | Will Inspect meter box at a later date | Unknown | Don't Know | Don't Know |  | Building | Unknown | Unknown | No |  |  | Unknown |  | 32.7145848 | -103.1228187
9194 | 1323 E MAIN ST, HOBBS NM |  | No | No | Unknown - Unlikely Lead | Don't Know |  |  |  | No | Other |  | Will Inspect meter box at a later date | Unknown - Unlikely Lead |  |  |  | No | Other |  | Will Inspect meter box at a later date | Unknown | Don't Know | Don't Know |  | Building | Unknown | Unknown | No |  |  | Unknown |  | 32.6920437 | -103.1202631
632 | 821 S ASHER RD, HOBBS NM |  | No | No | Unknown - Unlikely Lead | Don't Know |  |  |  | No | Other |  | Will Inspect meter box at a later date | Unknown - Unlikely Lead |  |  |  | No | Other |  | Will Inspect meter box at a later date | Unknown | Don't Know | Don't Know |  | Building | Unknown | Unknown | No |  |  | Unknown |  | 32.6929354 | -103.1728356
6549 | 2907 N HOUSTON ST, HOBBS NM |  | No | No | Unknown - Unlikely Lead | Don't Know |  |  |  | No | Other |  | Will Inspect meter box at a later date | Unknown - Unlikely Lead |  |  |  | No | Other |  | Will Inspect meter box at a later date | Unknown | Don't Know | Don't Know |  | Building | Unknown | Unknown | No |  |  | Unknown |  | 32.7323404 | -103.1321154
8173 | 614 E LUNA DR, HOBBS NM |  | No | No | Unknown - Unlikely Lead | Don't Know |  |  |  | No | Other |  | Will Inspect meter box at a later date | Unknown - Unlikely Lead |  |  |  | No | Other |  | Will Inspect meter box at a later date | Unknown | Don't Know | Don't Know |  | Building | Unknown | Unknown | No |  |  | Unknown |  | 32.7156565 | -103.1297059
8584 | 1107 W MARLAND ST, HOBBS NM |  | No | No | Unknown - Unlikely Lead | Don't Know |  |  |  | No | Other |  | Will Inspect meter box at a later date | Unknown - Unlikely Lead |  |  |  | No | Other |  | Will Inspect meter box at a later date | Unknown | Don't Know | Don't Know |  | Building | Unknown | Unknown | No |  |  | Unknown |  | 32.6963001 | -103.1494457
9900 | 205 E NAVAJO DR, HOBBS NM |  | No | No | Unknown - Unlikely Lead | Don't Know |  |  |  | No | Other |  | Will Inspect meter box at a later date | Unknown - Unlikely Lead |  |  |  | No | Other |  | Will Inspect meter box at a later date | Unknown | Don't Know | Don't Know |  | Building | Unknown | Unknown | No |  |  | Unknown |  | 32.7418911 | -103.133897
7265 | 1005 N JEFFERSON ST, HOBBS NM |  | No | No | Unknown - Unlikely Lead | Don't Know |  |  |  | No | Other |  | Will Inspect meter box at a later date | Unknown - Unlikely Lead |  |  |  | No | Other |  | Will Inspect meter box at a later date | Unknown | Don't Know | Don't Know |  | Building | Unknown | Unknown | No |  |  | Unknown |  | 32.7107968 | -103.1236072
6551 | 2428 N HOUSTON ST, HOBBS NM |  | No | No | Unknown - Unlikely Lead | Don't Know |  |  |  | No | Other |  | Will Inspect meter box at a later date | Unknown - Unlikely Lead |  |  |  | No | Other |  | Will Inspect meter box at a later date | Unknown | Don't Know | Don't Know |  | Building | Unknown | Unknown | No |  |  | Unknown |  | 32.7283233 | -103.1325143
7088 | 814 W IRON AVE, HOBBS NM |  | No | No | Unknown - Unlikely Lead | Don't Know |  |  |  | No | Other |  | Will Inspect meter box at a later date | Unknown - Unlikely Lead |  |  |  | No | Other |  | Will Inspect meter box at a later date | Unknown | Don't Know | Don't Know |  | Building | Unknown | Unknown | No |  |  | Unknown |  | 32.731902 | -103.1457696
7269 | 302 N JEFFERSON ST, HOBBS NM |  | No | No | Unknown - Unlikely Lead | Don't Know |  |  |  | No | Other |  | Will Inspect meter box at a later date | Unknown - Unlikely Lead |  |  |  | No | Other |  | Will Inspect meter box at a later date | Unknown | Don't Know | Don't Know |  | Building | Unknown | Unknown | No |  |  | Unknown |  | 32.7030823 | -103.1236736
5313 | 1428 W FOX FIRE CT, HOBBS NM |  | No | No | Non-Lead - Plastic | No | 2020 | 1 | Installation date after lead ban | No | Other |  | Newer Construction, verified by GIS Mapping | Non-Lead - Plastic | 2020 | 1 | Installation date after lead ban | No | Other |  | Newer Construction, verified by GIS Mapping |  | No | No |  | Single Family Residence | Unknown | No | No |  |  | Non-Lead
5952 | 1529 N GULF ST, HOBBS NM |  | No | No | Unknown - Unlikely Lead | Don't Know |  |  |  | No | Other |  | Will Inspect meter box at a later date | Unknown - Unlikely Lead |  |  |  | No | Other |  | Will Inspect meter box at a later date | Unknown | Don't Know | Don't Know |  | Building | Unknown | Unknown | No |  |  | Unknown
847 | 1104 W BERRY DR, HOBBS NM |  | No | No | Unknown - Unlikely Lead | Don't Know |  |  |  | No | Other |  | Will Inspect meter box at a later date | Unknown - Unlikely Lead |  |  |  | No | Other |  | Will Inspect meter box at a later date | Unknown | Don't Know | Don't Know |  | Building | Unknown | Unknown | No |  |  | Unknown |  | 32.7143095 | -103.1492666
5519 | 513 E GREEN ACRES DR, HOBBS NM |  | No | No | Unknown - Unlikely Lead | Don't Know |  |  |  | No | Other |  | Will Inspect meter box at a later date | Unknown - Unlikely Lead |  |  |  | No | Other |  | Will Inspect meter box at a later date | Unknown | Don't Know | Don't Know |  | Building | Unknown | Unknown | No |  |  | Unknown
9532 | 1623 MARQUIS LN, HOBBS NM |  | No | No | Unknown - Unlikely Lead | Don't Know |  |  |  | No | Other |  | Will Inspect meter box at a later date | Unknown - Unlikely Lead |  |  |  | No | Other |  | Will Inspect meter box at a later date | Unknown | Don't Know | Don't Know |  | Building | Unknown | Unknown | No |  |  | Unknown |  | 32.784981 | -103.064686
4812 | 1113 N DENSON DR, HOBBS NM |  | No | No | Unknown - Unlikely Lead | Don't Know |  |  |  | No | Other |  | Will Inspect meter box at a later date | Unknown - Unlikely Lead |  |  |  | No | Other |  | Will Inspect meter box at a later date | Unknown | Don't Know | Don't Know |  | Building | Unknown | Unknown | No |  |  | Unknown
9399 | 305 W MESA DR, HOBBS NM |  | No | No | Unknown - Unlikely Lead | Don't Know |  |  |  | No | Other |  | Will Inspect meter box at a later date | Unknown - Unlikely Lead |  |  |  | No | Other |  | Will Inspect meter box at a later date | Unknown | Don't Know | Don't Know |  | Building | Unknown | Unknown | No |  |  | Unknown |  | 32.7165194 | -103.1383373
9719 | 1005 E MICHIGAN DR #2, HOBBS NM |  | No | No | Unknown - Unlikely Lead | Don't Know |  |  |  | No | Other |  | Will Inspect meter box at a later date | Unknown - Unlikely Lead |  |  |  | No | Other |  | Will Inspect meter box at a later date | Unknown | Don't Know | Don't Know |  | Building | Unknown | Unknown | No |  |  | Unknown
9022 | 1208 S MCKINLEY ST, HOBBS NM |  | No | No | Unknown - Unlikely Lead | Don't Know |  |  |  | No | Other |  | Will Inspect meter box at a later date | Unknown - Unlikely Lead |  |  |  | No | Other |  | Will Inspect meter box at a later date | Unknown | Don't Know | Don't Know |  | Building | Unknown | Unknown | No |  |  | Unknown |  | 32.6884945 | -103.1328694
87 | 32 ACOMA CT, HOBBS NM |  | No | No | Unknown - Unlikely Lead | Don't Know |  |  |  | No | Other |  | Will Inspect meter box at a later date | Unknown - Unlikely Lead |  |  |  | No | Other |  | Will Inspect meter box at a later date | Unknown | Don't Know | Don't Know |  | Building | Unknown | Unknown | No |  |  | Unknown |  | 32.735416 | -103.1389976
7381 | 1215 S JEFFERSON ST, HOBBS NM |  | No | No | Unknown - Unlikely Lead | Don't Know |  |  |  | No | Other |  | Will Inspect meter box at a later date | Unknown - Unlikely Lead |  |  |  | No | Other |  | Will Inspect meter box at a later date | Unknown | Don't Know | Don't Know |  | Building | Unknown | Unknown | No |  |  | Unknown |  | 32.6885787 | -103.1242148
5196 | 2037 N FOWLER ST, HOBBS NM |  | No | No | Unknown - Unlikely Lead | Don't Know |  |  |  | No | Other |  | Will Inspect meter box at a later date | Unknown - Unlikely Lead |  |  |  | No | Other |  | Will Inspect meter box at a later date | Unknown | Don't Know | Don't Know |  | Building | Unknown | Unknown | No |  |  | Unknown
5204 | 1907 N FOWLER ST, HOBBS NM |  | No | No | Unknown - Unlikely Lead | Don't Know |  |  |  | No | Other |  | Will Inspect meter box at a later date | Unknown - Unlikely Lead |  |  |  | No | Other |  | Will Inspect meter box at a later date | Unknown | Don't Know | Don't Know |  | Building | Unknown | Unknown | No |  |  | Unknown
7804 | 106 W LLANO DR, HOBBS NM |  | No | No | Unknown - Unlikely Lead | Don't Know |  |  |  | No | Other |  | Will Inspect meter box at a later date | Unknown - Unlikely Lead |  |  |  | No | Other |  | Will Inspect meter box at a later date | Unknown | Don't Know | Don't Know |  | Building | Unknown | Unknown | No |  |  | Unknown |  | 32.7167641 | -103.1360204
6634 | 1720 S HOUSTON ST, HOBBS NM |  | No | No | Unknown - Unlikely Lead | Don't Know |  |  |  | No | Other |  | Will Inspect meter box at a later date | Unknown - Unlikely Lead |  |  |  | No | Other |  | Will Inspect meter box at a later date | Unknown | Don't Know | Don't Know |  | Building | Unknown | Unknown | No |  |  | Unknown |  | 32.6834607 | -103.1312521
6606 | 1206 S HOUSTON ST, HOBBS NM |  | No | No | Unknown - Unlikely Lead | Don't Know |  |  |  | No | Other |  | Will Inspect meter box at a later date | Unknown - Unlikely Lead |  |  |  | No | Other |  | Will Inspect meter box at a later date | Unknown | Don't Know | Don't Know |  | Building | Unknown | Unknown | No |  |  | Unknown |  | 32.6882335 | -103.1311182
7178 | 825 W JOE HARVEY BLVD, HOBBS NM |  | No | No | Unknown - Unlikely Lead | Don't Know |  |  |  | No | Other |  | Will Inspect meter box at a later date | Unknown - Unlikely Lead |  |  |  | No | Other |  | Will Inspect meter box at a later date | Unknown | Don't Know | Don't Know |  | Building | Unknown | Unknown | No |  |  | Unknown |  | 32.7387119 | -103.1461788
4986 | 1606 EL CENTRO, HOBBS NM |  | No | No | Non-Lead - Plastic | No | 2015 | 1 | Field inspection only with no records | Yes | Visual inspection at the meter pit | 06/03/2024 00:00:00 |  | Non-Lead - Plastic | 2015 | 1 | Field inspection only with no records | Yes | Visual inspection at the meter pit | 06/03/2024 00:00:00 |  | Non-Lead | No | No |  | Single Family Residence |  | No | No |  |  | Non-Lead
5743 | 1510 N GILA DR, HOBBS NM |  | No | No | Unknown - Unlikely Lead | Don't Know |  |  |  | No | Other |  | Will Inspect meter box at a later date | Unknown - Unlikely Lead |  |  |  | No | Other |  | Will Inspect meter box at a later date | Unknown | Don't Know | Don't Know |  | Building | Unknown | Unknown | No |  |  | Unknown
5554 | 1206 E GREEN ACRES DR, HOBBS NM |  | No | No | Unknown - Unlikely Lead | Don't Know |  |  |  | No | Other |  | Will Inspect meter box at a later date | Unknown - Unlikely Lead |  |  |  | No | Other |  | Will Inspect meter box at a later date | Unknown | Don't Know | Don't Know |  | Building | Unknown | Unknown | No |  |  | Unknown
9458 | 617 W MILLEN DR, HOBBS NM |  | No | No | Unknown - Unlikely Lead | Don't Know |  |  |  | No | Other |  | Will Inspect meter box at a later date | Unknown - Unlikely Lead |  |  |  | No | Other |  | Will Inspect meter box at a later date | Unknown | Don't Know | Don't Know |  | Building | Unknown | Unknown | No |  |  | Unknown |  | 32.7545196 | -103.1430507
8099 | 1012 N LEECH ST, HOBBS NM |  | No | No | Unknown - Unlikely Lead | Don't Know |  |  |  | No | Other |  | Will Inspect meter box at a later date | Unknown - Unlikely Lead |  |  |  | No | Other |  | Will Inspect meter box at a later date | Unknown | Don't Know | Don't Know |  | Building | Unknown | Unknown | No |  |  | Unknown |  | 32.7107067 | -103.1421344
772 | 2024 E ARBORS AVE, HOBBS NM |  | No | No | Non-Lead - Copper | No | 2007 | 3/4 | Field inspection only with no records | Yes | Visual inspection at the meter pit | 05/26/2024 00:00:00 |  | Non-Lead - Plastic | 2007 | 3/4 | Installation date after lead ban | Yes | Visual inspection at the meter pit | 05/26/2024 00:00:00 |  | Non-Lead | No | No |  | Single Family Residence |  | No | No |  |  | Non-Lead |  | 32.727406 | -103.1125584
9067 | 2113 N MCKINLEY ST, HOBBS NM |  | No | No | Unknown - Unlikely Lead | Don't Know |  |  |  | No | Other |  | Will Inspect meter box at a later date | Unknown - Unlikely Lead |  |  |  | No | Other |  | Will Inspect meter box at a later date | Unknown | Don't Know | Don't Know |  | Building | Unknown | Unknown | No |  |  | Unknown |  | 32.7240817 | -103.1362215
9749 | 2315 MATTHEWS CT, HOBBS NM |  | No | No | Unknown - Unlikely Lead | Don't Know |  |  |  | No | Other |  | Will Inspect meter box at a later date | Unknown - Unlikely Lead |  |  |  | No | Other |  | Will Inspect meter box at a later date | Unknown | Don't Know | Don't Know |  | Building | Unknown | Unknown | No |  |  | Unknown |  | 32.7263205 | -103.1203226
5246 | 701 S FOWLER ST, HOBBS NM |  | No | No | Unknown - Unlikely Lead | Don't Know |  |  |  | No | Other |  | Will Inspect meter box at a later date | Unknown - Unlikely Lead |  |  |  | No | Other |  | Will Inspect meter box at a later date | Unknown | Don't Know | Don't Know |  | Building | Unknown | Unknown | No |  |  | Unknown
5044 | 1102 S ELM BLVD, HOBBS NM |  | No | No | Unknown - Unlikely Lead | Don't Know |  |  |  | No | Other |  | Will Inspect meter box at a later date | Unknown - Unlikely Lead |  |  |  | No | Other |  | Will Inspect meter box at a later date | Unknown | Don't Know | Don't Know |  | Building | Unknown | Unknown | No |  |  | Unknown
8420 | 402 W MESQUITE DR, HOBBS NM |  | No | No | Unknown - Unlikely Lead | Don't Know |  |  |  | No | Other |  | Will Inspect meter box at a later date | Unknown - Unlikely Lead |  |  |  | No | Other |  | Will Inspect meter box at a later date | Unknown | Don't Know | Don't Know |  | Building | Unknown | Unknown | No |  |  | Unknown |  | 32.6886334 | -103.1403262
9312 | 1121 W MESA VERDE DR, HOBBS NM |  | No | No | Unknown - Unlikely Lead | Don't Know |  |  |  | No | Other |  | Will Inspect meter box at a later date | Unknown - Unlikely Lead |  |  |  | No | Other |  | Will Inspect meter box at a later date | Unknown | Don't Know | Don't Know |  | Building | Unknown | Unknown | No |  |  | Unknown |  | 32.7462126 | -103.1494161
7081 | 615 W IRON AVE, HOBBS NM |  | No | No | Unknown - Unlikely Lead | Don't Know |  |  |  | No | Other |  | Will Inspect meter box at a later date | Unknown - Unlikely Lead |  |  |  | No | Other |  | Will Inspect meter box at a later date | Unknown | Don't Know | Don't Know |  | Building | Unknown | Unknown | No |  |  | Unknown |  | 32.7313703 | -103.1433744
9578 | 30 MIGHTY ATOM CIRCLE, HOBBS NM |  | No | No | Non-Lead - Plastic | No | 2020 | 1 | Field inspection only with no records | Yes | Visual inspection at the meter pit | 06/03/2024 00:00:00 |  | Non-Lead - Plastic | 2020 | 1 | Field inspection only with no records | Yes | Visual inspection at the meter pit | 06/03/2024 00:00:00 |  | Non-Lead | No | No |  | Single Family Residence |  | No | No |  |  | Non-Lead |  | 32.746695 | -103.198524
7474 | 1511 W JESIFER CT, HOBBS NM |  | No | No | Non-Lead - Plastic | No | 2008 | 1 | Installation date after lead ban | Yes | Visual inspection at the meter pit | 09/30/2024 00:00:00 |  | Non-Lead - Plastic | 2008 | 1 | Installation date after lead ban | Yes | Visual inspection at the meter pit | 09/30/2024 00:00:00 |  | Non-Lead | No | No |  | Single Family Residence |  | Unknown | No |  |  | Non-Lead |  | 32.755789 | -103.154507
7025 | 1000 W HOLLIS DR, HOBBS NM |  | No | No | Unknown - Unlikely Lead | Don't Know |  |  |  | No | Other |  | Will Inspect meter box at a later date | Unknown - Unlikely Lead |  |  |  | No | Other |  | Will Inspect meter box at a later date | Unknown | Don't Know | Don't Know |  | Building | Unknown | Unknown | No |  |  | Unknown |  | 32.715079 | -103.147705
9085 | 3006-B N MCKINLEY ST, HOBBS NM |  | No | No | Non-Lead - Plastic | Don't Know |  | 1 | Field inspection only with no records | Yes | Visual inspection at the meter pit | 08/19/2024 00:00:00 |  | Non-Lead - Plastic |  | 3/4 | Field inspection only with no records | Yes | Visual inspection at the meter pit | 08/19/2024 00:00:00 |  | Non-Lead | No | Don't Know |  | Single Family Residence |  | No | No |  |  | Non-Lead
9350 | 307 E MESA DR, HOBBS NM |  | No | No | Unknown - Unlikely Lead | Don't Know |  |  |  | No | Other |  | Will Inspect meter box at a later date | Unknown - Unlikely Lead |  |  |  | No | Other |  | Will Inspect meter box at a later date | Unknown | Don't Know | Don't Know |  | Building | Unknown | Unknown | No |  |  | Unknown |  | 32.7171666 | -103.1335223
744 | 2934 N AMOR AVE, HOBBS NM |  | No | No | Non-Lead - Copper | No | 2020 | 3/4 | Field inspection only with no records | Yes | Visual inspection at the meter pit | 05/26/2024 00:00:00 |  | Non-Lead - Plastic | 2020 | 3/4 | Installation date after lead ban | Yes | Visual inspection at the meter pit | 05/26/2024 00:00:00 |  | Non-Lead | No | No |  | Building | [5 empty] | Non-Lead |  | 32.732892 | -103.114363
909 | 413 S AVENUE B, HOBBS NM |  | No | No | Unknown - Unlikely Lead | Don't Know |  |  |  | No | Other |  | Will Inspect meter box at a later date | Unknown - Unlikely Lead |  |  |  | No | Other |  | Will Inspect meter box at a later date | Unknown | Don't Know | Don't Know |  | Building | Unknown | Unknown | No |  |  | Unknown |  | 32.697167 | -103.126049
8801 | 1208 S MORRIS ST, HOBBS NM |  | No | No | Unknown - Unlikely Lead | Don't Know |  |  |  | No | Other |  | Will Inspect meter box at a later date | Unknown - Unlikely Lead |  |  |  | No | Other |  | Will Inspect meter box at a later date | Unknown | Don't Know | Don't Know |  | Building | Unknown | Unknown | No |  |  | Unknown |  | 32.6877558 | -103.128987
6348 | 900 S GRIMES ST, HOBBS NM |  | No | No | Unknown - Unlikely Lead | Don't Know |  |  |  | No | Other |  | Will Inspect meter box at a later date | Unknown - Unlikely Lead |  |  |  | No | Other |  | Will Inspect meter box at a later date | Unknown | Don't Know | Don't Know |  | Building | Unknown | Unknown | No |  |  | Unknown |  | 32.6921796 | -103.1444204
8303 | 6610 N LOVINGTON HWY, HOBBS NM |  | No | No | Unknown - Unlikely Lead | Don't Know |  |  |  | No | Other |  | Will Inspect meter box at a later date | Unknown - Unlikely Lead |  |  |  | No | Other |  | Will Inspect meter box at a later date | Unknown | Don't Know | Don't Know |  | Building | Unknown | Unknown | No |  |  | Unknown |  | 32.7752276 | -103.1890026
8561 | 1151 W MARLAND ST, HOBBS NM |  | No | No | Unknown - Unlikely Lead | Don't Know |  |  |  | No | Other |  | Will Inspect meter box at a later date | Unknown - Unlikely Lead |  |  |  | No | Other |  | Will Inspect meter box at a later date | Unknown | Don't Know | Don't Know |  | Building | Unknown | Unknown | No |  |  | Unknown |  | 32.696272 | -103.1510865
5066 | 815 E EAGLE DR, HOBBS NM |  | No | No | Unknown - Unlikely Lead | Don't Know |  |  |  | No | Other |  | Will Inspect meter box at a later date | Unknown - Unlikely Lead |  |  |  | No | Other |  | Will Inspect meter box at a later date | Unknown | Don't Know | Don't Know |  | Building | Unknown | Unknown | No |  |  | Unknown
5812 | 1807 N GILA DR, HOBBS NM |  | No | No | Unknown - Unlikely Lead | Don't Know |  |  |  | No | Other |  | Will Inspect meter box at a later date | Unknown - Unlikely Lead |  |  |  | No | Other |  | Will Inspect meter box at a later date | Unknown | Don't Know | Don't Know |  | Building | Unknown | Unknown | No |  |  | Unknown
4996 | 307 N EASTERN ST, HOBBS NM |  | No | No | Unknown - Unlikely Lead | Don't Know |  |  |  | No | Other |  | Will Inspect meter box at a later date | Unknown - Unlikely Lead |  |  |  | No | Other |  | Will Inspect meter box at a later date | Unknown | Don't Know | Don't Know |  | Building | Unknown | Unknown | No |  |  | Unknown
7340 | 113 JEFFERSON PL, HOBBS NM |  | No | No | Unknown - Unlikely Lead | Don't Know |  |  |  | No | Other |  | Will Inspect meter box at a later date | Unknown - Unlikely Lead |  |  |  | No | Other |  | Will Inspect meter box at a later date | Unknown | Don't Know | Don't Know |  | Building | Unknown | Unknown | No |  |  | Unknown |  | 32.7154955 | -103.1248265
5135 | 2806 N FOWLER ST, HOBBS NM |  | No | No | Unknown - Unlikely Lead | Don't Know |  |  |  | No | Other |  | Will Inspect meter box at a later date | Unknown - Unlikely Lead |  |  |  | No | Other |  | Will Inspect meter box at a later date | Unknown | Don't Know | Don't Know |  | Building | Unknown | Unknown | No |  |  | Unknown
7500 | 513 E KIVA DR, HOBBS NM |  | No | No | Unknown - Unlikely Lead | Don't Know |  |  |  | No | Other |  | Will Inspect meter box at a later date | Unknown - Unlikely Lead |  |  |  | No | Other |  | Will Inspect meter box at a later date | Unknown | Don't Know | Don't Know |  | Building | Unknown | Unknown | No |  |  | Unknown |  | 32.7331845 | -103.1312724
970 | 418 E BAJA DR, HOBBS NM |  | No | No | Unknown - Unlikely Lead | Don't Know |  |  |  | No | Other |  | Will Inspect meter box at a later date | Unknown - Unlikely Lead |  |  |  | No | Other |  | Will Inspect meter box at a later date | Unknown | Don't Know | Don't Know |  | Building | Unknown | Unknown | No |  |  | Unknown |  | 32.7199928 | -103.1321311
5311 | 1506 W FOX FIRE CT, HOBBS NM |  | No | No | Non-Lead - Plastic | No | 2020 | 1 | Installation date after lead ban | No | Other |  | Newer Construction, verified by GIS Mapping | Non-Lead - Plastic | 2020 | 1 | Installation date after lead ban | No | Other |  | Newer Construction, verified by GIS Mapping |  | No | No |  | Single Family Residence | Unknown | No | No |  |  | Non-Lead
8846 | 302 E MIDWEST ST, HOBBS NM |  | No | No | Unknown - Unlikely Lead | Don't Know |  |  |  | No | Other |  | Will Inspect meter box at a later date | Unknown - Unlikely Lead |  |  |  | No | Other |  | Will Inspect meter box at a later date | Unknown | Don't Know | Don't Know |  | Building | Unknown | Unknown | No |  |  | Unknown |  | 32.6915726 | -103.1334229
7382 | 1404 S JEFFERSON ST, HOBBS NM |  | No | No | Unknown - Unlikely Lead | Don't Know |  |  |  | No | Other |  | Will Inspect meter box at a later date | Unknown - Unlikely Lead |  |  |  | No | Other |  | Will Inspect meter box at a later date | Unknown | Don't Know | Don't Know |  | Building | Unknown | Unknown | No |  |  | Unknown |  | 32.6870759 | -103.1236397
897 | 940 E BEL AIRE CT, HOBBS NM |  | No | No | Unknown - Unlikely Lead | Don't Know |  |  |  | No | Other |  | Will Inspect meter box at a later date | Unknown - Unlikely Lead |  |  |  | No | Other |  | Will Inspect meter box at a later date | Unknown | Don't Know | Don't Know |  | Building | Unknown | Unknown | No |  |  | Unknown |  | 32.7239553 | -103.1244621
894 | 926 E BEL AIRE CT, HOBBS NM |  | No | No | Unknown - Unlikely Lead | Don't Know |  |  |  | No | Other |  | Will Inspect meter box at a later date | Unknown - Unlikely Lead |  |  |  | No | Other |  | Will Inspect meter box at a later date | Unknown | Don't Know | Don't Know |  | Building | Unknown | Unknown | No |  |  | Unknown |  | 32.7239931 | -103.1249471
6498 | 3022 N HOUSTON ST, HOBBS NM |  | No | No | Unknown - Unlikely Lead | Don't Know |  |  |  | No | Other |  | Will Inspect meter box at a later date | Unknown - Unlikely Lead |  |  |  | No | Other |  | Will Inspect meter box at a later date | Unknown | Don't Know | Don't Know |  | Building | Unknown | Unknown | No |  |  | Unknown |  | 32.7336444 | -103.1317227
5235 | 3500 N FOWLER ST #14, HOBBS NM |  | No | No | Unknown - Unlikely Lead | Don't Know |  |  |  | No | Other |  | Will Inspect meter box at a later date | Unknown - Unlikely Lead |  |  |  | No | Other |  | Will Inspect meter box at a later date | Unknown | Don't Know | Don't Know |  | Building | Unknown | Unknown | No |  |  | Unknown
5018 | 1624 N ELEANOR CIR, HOBBS NM |  | No | No | Unknown - Unlikely Lead | Don't Know |  |  |  | No | Other |  | Will Inspect meter box at a later date | Unknown - Unlikely Lead |  |  |  | No | Other |  | Will Inspect meter box at a later date | Unknown | Don't Know | Don't Know |  | Building | Unknown | Unknown | No |  |  | Unknown
8329 | 6120 N LOVINGTON HWY, HOBBS NM |  | No | No | Unknown - Unlikely Lead | Don't Know |  |  |  | No | Other |  | Will Inspect meter box at a later date | Unknown - Unlikely Lead |  |  |  | No | Other |  | Will Inspect meter box at a later date | Unknown | Don't Know | Don't Know |  | Building | Unknown | Unknown | No |  |  | Unknown |  | 32.7702973 | -103.1896068
8306 | 6610 N LOVINGTON HWY, HOBBS NM |  | No | No | Unknown - Unlikely Lead | Don't Know |  |  |  | No | Other |  | Will Inspect meter box at a later date | Unknown - Unlikely Lead |  |  |  | No | Other |  | Will Inspect meter box at a later date | Unknown | Don't Know | Don't Know |  | Building | Unknown | Unknown | No |  |  | Unknown |  | 32.7752276 | -103.1890026
4899 | 1606 E DUNN ST, HOBBS NM |  | No | No | Unknown - Unlikely Lead | Don't Know |  |  |  | No | Other |  | Will Inspect meter box at a later date | Unknown - Unlikely Lead |  |  |  | No | Other |  | Will Inspect meter box at a later date | Unknown | Don't Know | Don't Know |  | Building | Unknown | Unknown | No |  |  | Unknown
940 | 224 N AVENUE B, HOBBS NM |  | No | No | Unknown - Unlikely Lead | Don't Know |  |  |  | No | Other |  | Will Inspect meter box at a later date | Unknown - Unlikely Lead |  |  |  | No | Other |  | Will Inspect meter box at a later date | Unknown | Don't Know | Don't Know |  | Building | Unknown | Unknown | No |  |  | Unknown |  | 32.7026929 | -103.1254684
9487 | 6220 N MEADOWLANDS DR, HOBBS NM |  | No | No | Non-Lead - Plastic | No |  | 1 | Field inspection only with no records | Yes | Visual inspection at the meter pit | 06/03/2024 00:00:00 |  | Non-Lead - Plastic |  | 1 | Field inspection only with no records | Yes | Visual inspection at the meter pit | 06/03/2024 00:00:00 |  | Non-Lead | No | No |  | Single Family Residence |  | No | No |  |  | Non-Lead |  | 32.771333 | -103.157041
9298 | 1013 W MESA VERDE DR, HOBBS NM |  | No | No | Unknown - Unlikely Lead | Don't Know |  |  |  | No | Other |  | Will Inspect meter box at a later date | Unknown - Unlikely Lead |  |  |  | No | Other |  | Will Inspect meter box at a later date | Unknown | Don't Know | Don't Know |  | Building | Unknown | Unknown | No |  |  | Unknown |  | 32.7456871 | -103.1478135
9776 | 2906 N NORTHWEST DR, HOBBS NM |  | No | No | Unknown - Unlikely Lead | Don't Know |  |  |  | No | Other |  | Will Inspect meter box at a later date | Unknown - Unlikely Lead |  |  |  | No | Other |  | Will Inspect meter box at a later date | Unknown | Don't Know | Don't Know |  | Building | Unknown | Unknown | No |  |  | Unknown |  | 32.7315362 | -103.1497179
6657 | 4816 W HARDTACK RD, HOBBS NM |  | No | No | Non-Lead - Plastic | No | 2015 | 3/4 | Field inspection only with no records | Yes | Visual inspection at the meter pit | 05/26/2024 00:00:00 |  | Non-Lead - Plastic | 2015 | 3/4 | Installation date after lead ban | Yes | Visual inspection at the meter pit | 05/26/2024 00:00:00 |  | Non-Lead | No | No |  | Single Family Residence |  | No | No |  |  | Non-Lead |  | 32.752107 | -103.198291
7284 | 1815 N JEFFERSON ST, HOBBS NM |  | No | No | Unknown - Unlikely Lead | Don't Know |  |  |  | No | Other |  | Will Inspect meter box at a later date | Unknown - Unlikely Lead |  |  |  | No | Other |  | Will Inspect meter box at a later date | Unknown | Don't Know | Don't Know |  | Building | Unknown | Unknown | No |  |  | Unknown |  | 32.7203867 | -103.1235446
9647 | 2331 N MULBERRY LN, HOBBS NM |  | No | No | Non-Lead - Plastic | No | 2020 | 1 | Field inspection only with no records | Yes | Visual inspection at the meter pit | 06/03/2024 00:00:00 |  | Non-Lead - Plastic | 2020 | 1 | Field inspection only with no records | Yes | Visual inspection at the meter pit | 06/03/2024 00:00:00 |  | Non-Lead | No | No |  | Single Family Residence |  | No | No |  |  | Non-Lead |  | 32.7270409 | -103.1111109
6814 | 709 E HUMBLE ST, HOBBS NM |  | No | No | Unknown - Unlikely Lead | Don't Know |  |  |  | No | Other |  | Will Inspect meter box at a later date | Unknown - Unlikely Lead |  |  |  | No | Other |  | Will Inspect meter box at a later date | Unknown | Don't Know | Don't Know |  | Building | Unknown | Unknown | No |  |  | Unknown |  | 32.6932268 | -103.1283266
4927 | 2213 E DUNN ST, HOBBS NM |  | No | No | Unknown - Unlikely Lead | Don't Know |  |  |  | No | Other |  | Will Inspect meter box at a later date | Unknown - Unlikely Lead |  |  |  | No | Other |  | Will Inspect meter box at a later date | Unknown | Don't Know | Don't Know |  | Building | Unknown | Unknown | No |  |  | Unknown
4832 | 919 DESERT SAGE, HOBBS NM |  | No | No | Non-Lead - Plastic | No | 2005 | 3/4 | Field inspection only with no records | Yes | Visual inspection at the meter pit | 04/17/2024 00:00:00 |  | Non-Lead - Copper | 2005 | 3/4 | Field inspection only with no records | Yes | Visual inspection at the meter pit | 04/17/2024 00:00:00 |  | Non-Lead | No | No | Not Applicable | Single Family Residence | Unknown | No | No |  |  | Non-Lead
7546 | 1306 W KIOWA AVE, HOBBS NM |  | No | No | Unknown - Unlikely Lead | Don't Know |  |  |  | No | Other |  | Will Inspect meter box at a later date | Unknown - Unlikely Lead |  |  |  | No | Other |  | Will Inspect meter box at a later date | Unknown | Don't Know | Don't Know |  | Building | Unknown | Unknown | No |  |  | Unknown |  | 32.7365752 | -103.150886
9640 | 2306 N MULBERRY LN, HOBBS NM |  | No | No | Non-Lead - Plastic | No | 2020 | 1 | Field inspection only with no records | Yes | Visual inspection at the meter pit | 06/03/2024 00:00:00 |  | Non-Lead - Plastic | 2020 | 1 | Field inspection only with no records | Yes | Visual inspection at the meter pit | 06/03/2024 00:00:00 |  | Non-Lead | No | No |  | Single Family Residence |  | No | No |  |  | Non-Lead |  | 32.7262485 | -103.1107041
9521 | 1542 MARQUIS LN, HOBBS NM |  | No | No | Unknown - Unlikely Lead | Don't Know |  |  |  | No | Other |  | Will Inspect meter box at a later date | Unknown - Unlikely Lead |  |  |  | No | Other |  | Will Inspect meter box at a later date | Unknown | Don't Know | Don't Know |  | Building | Unknown | Unknown | No |  |  | Unknown |  | 32.7400002 | -103.1553963
6956 | 1522 W HOOT OWL CT, HOBBS NM |  | No | No | Non-Lead - Plastic | No | 2021 | 1 | Installation date after lead ban | No | Other |  | GIS verfied because of being built after ban | Non-Lead - Plastic | 2021 | 1 | Installation date after lead ban | No | Other |  | Newer Construction, verified by GIS Mapping |  | No | No |  | Single Family Residence | Unknown | No | No |  |  | Non-Lead |  | 32.7714908 | -103.1554223
6182 | 3307 N GRIMES ST, HOBBS NM |  | No | No | Unknown - Unlikely Lead | Don't Know |  |  |  | No | Other |  | Will Inspect meter box at a later date | Unknown - Unlikely Lead |  |  |  | No | Other |  | Will Inspect meter box at a later date | Unknown | Don't Know | Don't Know |  | Building | Unknown | Unknown | No |  |  | Unknown |  | 32.7361399 | -103.1452288
5107 | 1213 EL CAMINITO DR, HOBBS NM |  | No | No | Unknown - Unlikely Lead | Don't Know |  |  |  | No | Other |  | Will Inspect meter box at a later date | Unknown - Unlikely Lead |  |  |  | No | Other |  | Will Inspect meter box at a later date | Unknown | Don't Know | Don't Know |  | Building | Unknown | Unknown | No |  |  | Unknown
7026 | 1012 W HOLLIS DR, HOBBS NM |  | No | No | Unknown - Unlikely Lead | Don't Know |  |  |  | No | Other |  | Will Inspect meter box at a later date | Unknown - Unlikely Lead |  |  |  | No | Other |  | Will Inspect meter box at a later date | Unknown | Don't Know | Don't Know |  | Building | Unknown | Unknown | No |  |  | Unknown |  | 32.7150779 | -103.1483113
5106 | 1224 EL CAMINITO DR, HOBBS NM |  | No | No | Unknown - Unlikely Lead | Don't Know |  |  |  | No | Other |  | Will Inspect meter box at a later date | Unknown - Unlikely Lead |  |  |  | No | Other |  | Will Inspect meter box at a later date | Unknown | Don't Know | Don't Know |  | Building | Unknown | Unknown | No |  |  | Unknown
7838 | 1431 E LLANO DR, HOBBS NM |  | No | No | Unknown - Unlikely Lead | Don't Know |  |  |  | No | Other |  | Will Inspect meter box at a later date | Unknown - Unlikely Lead |  |  |  | No | Other |  | Will Inspect meter box at a later date | Unknown | Don't Know | Don't Know |  | Building | Unknown | Unknown | No |  |  | Unknown |  | 32.7138544 | -103.1184679
5490 | 1922 N GRAYSON ST, HOBBS NM |  | No | No | Unknown - Unlikely Lead | Don't Know |  |  |  | No | Other |  | Will Inspect meter box at a later date | Unknown - Unlikely Lead |  |  |  | No | Other |  | Will Inspect meter box at a later date | Unknown | Don't Know | Don't Know |  | Building | Unknown | Unknown | No |  |  | Unknown
7549 | 407-B W KIOWA AVE, HOBBS NM |  | No | No | Unknown - Unlikely Lead | Don't Know |  |  |  | No | Other |  | Will Inspect meter box at a later date | Unknown - Unlikely Lead |  |  |  | No | Other |  | Will Inspect meter box at a later date | Unknown | Don't Know | Don't Know |  | Building | Unknown | Unknown | No |  |  | Unknown
7266 | 201 N JEFFERSON ST, HOBBS NM |  | No | No | Unknown - Unlikely Lead | Don't Know |  |  |  | No | Other |  | Will Inspect meter box at a later date | Unknown - Unlikely Lead |  |  |  | No | Other |  | Will Inspect meter box at a later date | Unknown | Don't Know | Don't Know |  | Building | Unknown | Unknown | No |  |  | Unknown |  | 32.702109 | -103.124259
750 | 2921 N AMOR AVE, HOBBS NM |  | No | No | Non-Lead - Copper | No | 2020 | 3/4 | Field inspection only with no records | Yes | Visual inspection at the meter pit | 05/26/2024 00:00:00 |  | Non-Lead - Plastic | 2020 | 3/4 | Installation date after lead ban | Yes | Visual inspection at the meter pit | 05/26/2024 00:00:00 |  | Non-Lead | No | No |  | Building | [5 empty] | Non-Lead |  | 32.732609 | -103.114928
6352 | 911 S GRIMES ST, HOBBS NM |  | No | No | Unknown - Unlikely Lead | Don't Know |  |  |  | No | Other |  | Will Inspect meter box at a later date | Unknown - Unlikely Lead |  |  |  | No | Other |  | Will Inspect meter box at a later date | Unknown | Don't Know | Don't Know |  | Building | Unknown | Unknown | No |  |  | Unknown |  | 32.6914708 | -103.1455909
6770 | 2012 N HOMESTEAD DR, HOBBS NM |  | No | No | Non-Lead - Plastic | No | 2019 | 1 | Field inspection only with no records | Yes | Visual inspection at the meter pit | 09/02/2024 00:00:00 |  | Non-Lead - Plastic | 2019 | 1 | Installation date after lead ban | Yes | Visual inspection at the meter pit | 09/02/2024 00:00:00 |  | Non-Lead | No | No |  | Single Family Residence |  | No | No |  |  | Non-Lead |  | 32.7224199 | -103.1113035
6615 | 1208 S HOUSTON ST, HOBBS NM |  | No | No | Unknown - Unlikely Lead | Don't Know |  |  |  | No | Other |  | Will Inspect meter box at a later date | Unknown - Unlikely Lead |  |  |  | No | Other |  | Will Inspect meter box at a later date | Unknown | Don't Know | Don't Know |  | Building | Unknown | Unknown | No |  |  | Unknown |  | 32.688212 | -103.131127
5965 | 1234 N GULF ST, HOBBS NM |  | No | No | Unknown - Unlikely Lead | Don't Know |  |  |  | No | Other |  | Will Inspect meter box at a later date | Unknown - Unlikely Lead |  |  |  | No | Other |  | Will Inspect meter box at a later date | Unknown | Don't Know | Don't Know |  | Building | Unknown | Unknown | No |  |  | Unknown
604 | 2210 E ALAMEDA ST, HOBBS NM |  | No | No | Unknown - Unlikely Lead | Don't Know |  |  |  | No | Other |  | Will Inspect meter box at a later date | Unknown - Unlikely Lead |  |  |  | No | Other |  | Will Inspect meter box at a later date | Unknown | Don't Know | Don't Know |  | Building | Unknown | Unknown | No |  |  | Unknown |  | 32.7027516 | -103.1107828
519 | 4120 N APODACA ST, HOBBS NM |  | No | No | Unknown - Unlikely Lead | Don't Know |  |  |  | No | Other |  | Will Inspect meter box at a later date | Unknown - Unlikely Lead |  |  |  | No | Other |  | Will Inspect meter box at a later date | Unknown | Don't Know | Don't Know |  | Building | Unknown | Unknown | No |  |  | Unknown
4871 | 2326 N DESERT WILLOW LN, HOBBS NM |  | No | No | Non-Lead - Plastic | No | 2007 | 1 | Field inspection only with no records | Yes | Visual inspection at the meter pit | 06/03/2024 00:00:00 |  | Non-Lead - Plastic | 2007 | 1 | Field inspection only with no records | Yes | Visual inspection at the meter pit | 06/03/2024 00:00:00 |  | Non-Lead | No | No |  | Single Family Residence |  | No | No |  |  | Non-Lead
9147 | 2425 N MCKINLEY ST, HOBBS NM |  | No | No | Unknown - Unlikely Lead | Don't Know |  |  |  | No | Other |  | Will Inspect meter box at a later date | Unknown - Unlikely Lead |  |  |  | No | Other |  | Will Inspect meter box at a later date | Unknown | Don't Know | Don't Know |  | Building | Unknown | Unknown | No |  |  | Unknown |  | 32.7279427 | -103.1347574
7770 | 419 W LEA ST, HOBBS NM |  | No | No | Unknown - Unlikely Lead | Don't Know |  |  |  | No | Other |  | Will Inspect meter box at a later date | Unknown - Unlikely Lead |  |  |  | No | Other |  | Will Inspect meter box at a later date | Unknown | Don't Know | Don't Know |  | Building | Unknown | Unknown | No |  |  | Unknown |  | 32.70876 | -103.1407505
9167 | 1703 E MAIN ST, HOBBS NM |  | No | No | Unknown - Unlikely Lead | Don't Know |  |  |  | No | Other |  | Will Inspect meter box at a later date | Unknown - Unlikely Lead |  |  |  | No | Other |  | Will Inspect meter box at a later date | Unknown | Don't Know | Don't Know |  | Building | Unknown | Unknown | No |  |  | Unknown |  | 32.6922056 | -103.1160458
5674 | 1014 W GOLD AVE, HOBBS NM |  | No | No | Unknown - Unlikely Lead | Don't Know |  |  |  | No | Other |  | Will Inspect meter box at a later date | Unknown - Unlikely Lead |  |  |  | No | Other |  | Will Inspect meter box at a later date | Unknown | Don't Know | Don't Know |  | Building | Unknown | Unknown | No |  |  | Unknown
6405 | 2122 E HIGHLAND DR, HOBBS NM |  | No | No | Non-Lead - Copper | No | 2007 | 3/4 | Field inspection only with no records | Yes | Visual inspection at the meter pit | 05/26/2024 00:00:00 |  | Non-Lead - Copper | 2007 | 3/4 | Installation date after lead ban | Yes | Visual inspection at the meter pit | 05/26/2024 00:00:00 |  | Non-Lead | No | No |  | Single Family Residence |  | No | No |  |  | Non-Lead |  | 32.7295549 | -103.111436
5540 | 315 E GREEN ACRES DR, HOBBS NM |  | No | No | Unknown - Unlikely Lead | Don't Know |  |  |  | No | Other |  | Will Inspect meter box at a later date | Unknown - Unlikely Lead |  |  |  | No | Other |  | Will Inspect meter box at a later date | Unknown | Don't Know | Don't Know |  | Building | Unknown | Unknown | No |  |  | Unknown
8394 | 4210 N LOVINGTON HWY, HOBBS NM |  | No | No | Unknown - Unlikely Lead | Don't Know |  |  |  | No | Other |  | Will Inspect meter box at a later date | Unknown - Unlikely Lead |  |  |  | No | Other |  | Will Inspect meter box at a later date | Unknown | Don't Know | Don't Know |  | Building | Unknown | Unknown | No |  |  | Unknown |  | 32.747095 | -103.1662849
5837 | 1106 N GILA DR, HOBBS NM |  | No | No | Unknown - Unlikely Lead | Don't Know |  |  |  | No | Other |  | Will Inspect meter box at a later date | Unknown - Unlikely Lead |  |  |  | No | Other |  | Will Inspect meter box at a later date | Unknown | Don't Know | Don't Know |  | Building | Unknown | Unknown | No |  |  | Unknown
6585 | 1218 S HOUSTON ST, HOBBS NM |  | No | No | Unknown - Unlikely Lead | Don't Know |  |  |  | No | Other |  | Will Inspect meter box at a later date | Unknown - Unlikely Lead |  |  |  | No | Other |  | Will Inspect meter box at a later date | Unknown | Don't Know | Don't Know |  | Building | Unknown | Unknown | No |  |  | Unknown |  | 32.6876428 | -103.131023
6455 | 900 E HIGHLAND DR, HOBBS NM |  | No | No | Unknown - Unlikely Lead | Don't Know |  |  |  | No | Other |  | Will Inspect meter box at a later date | Unknown - Unlikely Lead |  |  |  | No | Other |  | Will Inspect meter box at a later date | Unknown | Don't Know | Don't Know |  | Building | Unknown | Unknown | No |  |  | Unknown |  | 32.7297327 | -103.1256869
9160 | 904 E MAIN ST, HOBBS NM |  | No | No | Unknown - Unlikely Lead | Don't Know |  |  |  | No | Other |  | Will Inspect meter box at a later date | Unknown - Unlikely Lead |  |  |  | No | Other |  | Will Inspect meter box at a later date | Unknown | Don't Know | Don't Know |  | Building | Unknown | Unknown | No |  |  | Unknown |  | 32.6925904 | -103.12594
593 | 2008 E ALAMEDA ST, HOBBS NM |  | No | No | Unknown - Unlikely Lead | Don't Know |  |  |  | No | Other |  | Will Inspect meter box at a later date | Unknown - Unlikely Lead |  |  |  | No | Other |  | Will Inspect meter box at a later date | Unknown | Don't Know | Don't Know |  | Building | Unknown | Unknown | No |  |  | Unknown
9170 | 1603 E MAIN ST, HOBBS NM |  | No | No | Unknown - Unlikely Lead | Don't Know |  |  |  | No | Other |  | Will Inspect meter box at a later date | Unknown - Unlikely Lead |  |  |  | No | Other |  | Will Inspect meter box at a later date | Unknown | Don't Know | Don't Know |  | Building | Unknown | Unknown | No |  |  | Unknown |  | 32.6921071 | -103.1174707
8341 | 3010 N LOVINGTON HWY, HOBBS NM |  | No | No | Unknown - Unlikely Lead | Don't Know |  |  |  | No | Other |  | Will Inspect meter box at a later date | Unknown - Unlikely Lead |  |  |  | No | Other |  | Will Inspect meter box at a later date | Unknown | Don't Know | Don't Know |  | Building | Unknown | Unknown | No |  |  | Unknown |  | 32.7335445 | -103.1536842
9057 | 1622 S MCKINLEY ST, HOBBS NM |  | No | No | Unknown - Unlikely Lead | Don't Know |  |  |  | No | Other |  | Will Inspect meter box at a later date | Unknown - Unlikely Lead |  |  |  | No | Other |  | Will Inspect meter box at a later date | Unknown | Don't Know | Don't Know |  | Building | Unknown | Unknown | No |  |  | Unknown |  | 32.6843069 | -103.1328984
6557 | 3007 N HOUSTON ST, HOBBS NM |  | No | No | Unknown - Unlikely Lead | Don't Know |  |  |  | No | Other |  | Will Inspect meter box at a later date | Unknown - Unlikely Lead |  |  |  | No | Other |  | Will Inspect meter box at a later date | Unknown | Don't Know | Don't Know |  | Building | Unknown | Unknown | No |  |  | Unknown |  | 32.7334139 | -103.1322122
6859 | 411 W HUMBLE ST, HOBBS NM |  | No | No | Unknown - Unlikely Lead | Don't Know |  |  |  | No | Other |  | Will Inspect meter box at a later date | Unknown - Unlikely Lead |  |  |  | No | Other |  | Will Inspect meter box at a later date | Unknown | Don't Know | Don't Know |  | Building | Unknown | Unknown | No |  |  | Unknown |  | 32.6931652 | -103.1405376
7711 | 417 E LEA ST, HOBBS NM |  | No | No | Unknown - Unlikely Lead | Don't Know |  |  |  | No | Other |  | Will Inspect meter box at a later date | Unknown - Unlikely Lead |  |  |  | No | Other |  | Will Inspect meter box at a later date | Unknown | Don't Know | Don't Know |  | Building | Unknown | Unknown | No |  |  | Unknown |  | 32.7089647 | -103.1314991
7816 | 1213 E LLANO DR, HOBBS NM |  | No | No | Unknown - Unlikely Lead | Don't Know |  |  |  | No | Other |  | Will Inspect meter box at a later date | Unknown - Unlikely Lead |  |  |  | No | Other |  | Will Inspect meter box at a later date | Unknown | Don't Know | Don't Know |  | Building | Unknown | Unknown | No |  |  | Unknown |  | 32.714156 | -103.1213166
8137 | 902 S LEECH ST, HOBBS NM |  | No | No | Unknown - Unlikely Lead | Don't Know |  |  |  | No | Other |  | Will Inspect meter box at a later date | Unknown - Unlikely Lead |  |  |  | No | Other |  | Will Inspect meter box at a later date | Unknown | Don't Know | Don't Know |  | Building | Unknown | Unknown | No |  |  | Unknown |  | 32.6921741 | -103.1424883
7461 | 2310 N JUNIPER LN, HOBBS NM |  | No | No | Non-Lead - Plastic | No | 2009 | 3/4 | Field inspection only with no records | Yes | Visual inspection at the meter pit | 07/23/2024 00:00:00 |  | Non-Lead - Plastic | 2009 | 3/4 | Field inspection only with no records | Yes | Visual inspection at the meter pit | 07/23/2024 00:00:00 |  | Non-Lead | No | No |  | Single Family Residence | Unknown | No | No |  |  | Non-Lead |  | 32.7263496 | -103.1113268
7411 | 1007 S JEFFERSON ST, HOBBS NM |  | No | No | Unknown - Unlikely Lead | Don't Know |  |  |  | No | Other |  | Will Inspect meter box at a later date | Unknown - Unlikely Lead |  |  |  | No | Other |  | Will Inspect meter box at a later date | Unknown | Don't Know | Don't Know |  | Building | Unknown | Unknown | No |  |  | Unknown |  | 32.6908591 | -103.1241524
4893 | 1630 DARTMOUTH CT, HOBBS NM |  | No | No | Unknown - Unlikely Lead | Don't Know |  |  |  | No | Other |  | Will Inspect meter box at a later date | Unknown - Unlikely Lead |  |  |  | No | Other |  | Will Inspect meter box at a later date | Unknown | Don't Know | Don't Know |  | Building | Unknown | Unknown | No |  |  | Unknown
6437 | 1735 E HIGHLAND DR, HOBBS NM |  | No | No | Unknown - Unlikely Lead | Don't Know |  |  |  | No | Other |  | Will Inspect meter box at a later date | Unknown - Unlikely Lead |  |  |  | No | Other |  | Will Inspect meter box at a later date | Unknown | Don't Know | Don't Know |  | Building | Unknown | Unknown | No |  |  | Unknown |  | 32.7294512 | -103.1152833
8640 | 2017 E MARLAND ST, HOBBS NM |  | No | No | Unknown - Unlikely Lead | Don't Know |  |  |  | No | Other |  | Will Inspect meter box at a later date | Unknown - Unlikely Lead |  |  |  | No | Other |  | Will Inspect meter box at a later date | Unknown | Don't Know | Don't Know |  | Building | Unknown | Unknown | No |  |  | Unknown |  | 32.6965663 | -103.1121605
8567 | 921 W MARLAND ST, HOBBS NM |  | No | No | Unknown - Unlikely Lead | Don't Know |  |  |  | No | Other |  | Will Inspect meter box at a later date | Unknown - Unlikely Lead |  |  |  | No | Other |  | Will Inspect meter box at a later date | Unknown | Don't Know | Don't Know |  | Building | Unknown | Unknown | No |  |  | Unknown |  | 32.6962112 | -103.1471368
7769 | 1114 W LEA ST, HOBBS NM |  | No | No | Unknown - Unlikely Lead | Don't Know |  |  |  | No | Other |  | Will Inspect meter box at a later date | Unknown - Unlikely Lead |  |  |  | No | Other |  | Will Inspect meter box at a later date | Unknown | Don't Know | Don't Know |  | Building | Unknown | Unknown | No |  |  | Unknown |  | 32.7095978 | -103.1489673
6105 | 2524 N GREEN VALLEY TRAIL, HOBBS NM |  | No | No | Non-Lead - Copper | No | 2007 | 3/4 | Field inspection only with no records | Yes | Visual inspection at the meter pit | 05/26/2024 00:00:00 |  | Non-Lead - Copper | 2007 | 3/4 | Installation date after lead ban | Yes | Visual inspection at the meter pit | 05/26/2024 00:00:00 |  | Non-Lead | No | No |  | Single Family Residence |  | No | No |  |  | Non-Lead |  | 32.7285992 | -103.1129076
7173 | 1020 W JOE HARVEY BLVD, HOBBS NM |  | No | No | Unknown - Unlikely Lead | Don't Know |  |  |  | No | Other |  | Will Inspect meter box at a later date | Unknown - Unlikely Lead |  |  |  | No | Other |  | Will Inspect meter box at a later date | Unknown | Don't Know | Don't Know |  | Building | Unknown | Unknown | No |  |  | Unknown |  | 32.7406153 | -103.1488185
658 | 500 E ASPEN ST, HOBBS NM |  | No | No | Unknown - Unlikely Lead | Don't Know |  |  |  | No | Other |  | Will Inspect meter box at a later date | Unknown - Unlikely Lead |  |  |  | No | Other |  | Will Inspect meter box at a later date | Unknown | Don't Know | Don't Know |  | Building | Unknown | Unknown | No |  |  | Unknown |  | 32.7356581 | -103.1321819
7843 | 316 E LLANO DR, HOBBS NM |  | No | No | Unknown - Unlikely Lead | Don't Know |  |  |  | No | Other |  | Will Inspect meter box at a later date | Unknown - Unlikely Lead |  |  |  | No | Other |  | Will Inspect meter box at a later date | Unknown | Don't Know | Don't Know |  | Building | Unknown | Unknown | No |  |  | Unknown |  | 32.7164799 | -103.1331215
5283 | 2816 N FLAMINGO DR, HOBBS NM |  | No | No | Unknown - Unlikely Lead | Don't Know |  |  |  | No | Other |  | Will Inspect meter box at a later date | Unknown - Unlikely Lead |  |  |  | No | Other |  | Will Inspect meter box at a later date | Unknown | Don't Know | Don't Know |  | Building | Unknown | Unknown | No |  |  | Unknown
5580 | 917 E GREEN ACRES DR, HOBBS NM |  | No | No | Unknown - Unlikely Lead | Don't Know |  |  |  | No | Other |  | Will Inspect meter box at a later date | Unknown - Unlikely Lead |  |  |  | No | Other |  | Will Inspect meter box at a later date | Unknown | Don't Know | Don't Know |  | Building | Unknown | Unknown | No |  |  | Unknown
6559 | 2426 N HOUSTON ST, HOBBS NM |  | No | No | Unknown - Unlikely Lead | Don't Know |  |  |  | No | Other |  | Will Inspect meter box at a later date | Unknown - Unlikely Lead |  |  |  | No | Other |  | Will Inspect meter box at a later date | Unknown | Don't Know | Don't Know |  | Building | Unknown | Unknown | No |  |  | Unknown |  | 32.7283224 | -103.1324156
7573 | 509-C W KIOWA AVE, HOBBS NM |  | No | No | Unknown - Unlikely Lead | Don't Know |  |  |  | No | Other |  | Will Inspect meter box at a later date | Unknown - Unlikely Lead |  |  |  | No | Other |  | Will Inspect meter box at a later date | Unknown | Don't Know | Don't Know |  | Building | Unknown | Unknown | No |  |  | Unknown
6432 | 909 E HIGHLAND DR, HOBBS NM |  | No | No | Unknown - Unlikely Lead | Don't Know |  |  |  | No | Other |  | Will Inspect meter box at a later date | Unknown - Unlikely Lead |  |  |  | No | Other |  | Will Inspect meter box at a later date | Unknown | Don't Know | Don't Know |  | Building | Unknown | Unknown | No |  |  | Unknown |  | 32.7292899 | -103.1255101
7586 | 1111 W KIOWA AVE, HOBBS NM |  | No | No | Unknown - Unlikely Lead | Don't Know |  |  |  | No | Other |  | Will Inspect meter box at a later date | Unknown - Unlikely Lead |  |  |  | No | Other |  | Will Inspect meter box at a later date | Unknown | Don't Know | Don't Know |  | Building | Unknown | Unknown | No |  |  | Unknown |  | 32.735743 | -103.1487164
5449 | 1829 N GRAYSON DR, HOBBS NM |  | No | No | Unknown - Unlikely Lead | Don't Know |  |  |  | No | Other |  | Will Inspect meter box at a later date | Unknown - Unlikely Lead |  |  |  | No | Other |  | Will Inspect meter box at a later date | Unknown | Don't Know | Don't Know |  | Building | Unknown | Unknown | No |  |  | Unknown
6798 | 1418 E HUMBLE ST, HOBBS NM |  | No | No | Unknown - Unlikely Lead | Don't Know |  |  |  | No | Other |  | Will Inspect meter box at a later date | Unknown - Unlikely Lead |  |  |  | No | Other |  | Will Inspect meter box at a later date | Unknown | Don't Know | Don't Know |  | Building | Unknown | Unknown | No |  |  | Unknown |  | 32.6937045 | -103.119278
8589 | 1005 E MARLAND ST, HOBBS NM |  | No | No | Unknown - Unlikely Lead | Don't Know |  |  |  | No | Other |  | Will Inspect meter box at a later date | Unknown - Unlikely Lead |  |  |  | No | Other |  | Will Inspect meter box at a later date | Unknown | Don't Know | Don't Know |  | Building | Unknown | Unknown | No |  |  | Unknown |  | 32.6963123 | -103.124719
656 | 514 E ASPEN ST, HOBBS NM |  | No | No | Unknown - Unlikely Lead | Don't Know |  |  |  | No | Other |  | Will Inspect meter box at a later date | Unknown - Unlikely Lead |  |  |  | No | Other |  | Will Inspect meter box at a later date | Unknown | Don't Know | Don't Know |  | Building | Unknown | Unknown | No |  |  | Unknown |  | 32.7356736 | -103.1318098
7683 | 509 E LEA ST, HOBBS NM |  | No | No | Unknown - Unlikely Lead | Don't Know |  |  |  | No | Other |  | Will Inspect meter box at a later date | Unknown - Unlikely Lead |  |  |  | No | Other |  | Will Inspect meter box at a later date | Unknown | Don't Know | Don't Know |  | Building | Unknown | Unknown | No |  |  | Unknown |  | 32.7089353 | -103.1306594
5366 | 2127 N FRENCH DR, HOBBS NM |  | No | No | Unknown - Unlikely Lead | Don't Know |  |  |  | No | Other |  | Will Inspect meter box at a later date | Unknown - Unlikely Lead |  |  |  | No | Other |  | Will Inspect meter box at a later date | Unknown | Don't Know | Don't Know |  | Building | Unknown | Unknown | No |  |  | Unknown
5759 | 1216 N GILA DR, HOBBS NM |  | No | No | Unknown - Unlikely Lead | Don't Know |  |  |  | No | Other |  | Will Inspect meter box at a later date | Unknown - Unlikely Lead |  |  |  | No | Other |  | Will Inspect meter box at a later date | Unknown | Don't Know | Don't Know |  | Building | Unknown | Unknown | No |  |  | Unknown
7839 | 1023 E LLANO DR, HOBBS NM |  | No | No | Unknown - Unlikely Lead | Don't Know |  |  |  | No | Other |  | Will Inspect meter box at a later date | Unknown - Unlikely Lead |  |  |  | No | Other |  | Will Inspect meter box at a later date | Unknown | Don't Know | Don't Know |  | Building | Unknown | Unknown | No |  |  | Unknown |  | 32.7140535 | -103.1234625
5053 | 1118 S ELM BLVD, HOBBS NM |  | No | No | Unknown - Unlikely Lead | Don't Know |  |  |  | No | Other |  | Will Inspect meter box at a later date | Unknown - Unlikely Lead |  |  |  | No | Other |  | Will Inspect meter box at a later date | Unknown | Don't Know | Don't Know |  | Building | Unknown | Unknown | No |  |  | Unknown
5464 | 1312 N GRAYSON ST, HOBBS NM |  | No | No | Unknown - Unlikely Lead | Don't Know |  |  |  | No | Other |  | Will Inspect meter box at a later date | Unknown - Unlikely Lead |  |  |  | No | Other |  | Will Inspect meter box at a later date | Unknown | Don't Know | Don't Know |  | Building | Unknown | Unknown | No |  |  | Unknown
7929 | 1013 E LLANO DR, HOBBS NM |  | No | No | Unknown - Unlikely Lead | Don't Know |  |  |  | No | Other |  | Will Inspect meter box at a later date | Unknown - Unlikely Lead |  |  |  | No | Other |  | Will Inspect meter box at a later date | Unknown | Don't Know | Don't Know |  | Building | Unknown | Unknown | No |  |  | Unknown |  | 32.7141211 | -103.1238913
7134 | 1101 W JOE HARVEY BLVD, HOBBS NM |  | No | No | Unknown - Unlikely Lead | Don't Know |  |  |  | No | Other |  | Will Inspect meter box at a later date | Unknown - Unlikely Lead |  |  |  | No | Other |  | Will Inspect meter box at a later date | Unknown | Don't Know | Don't Know |  | Building | Unknown | Unknown | No |  |  | Unknown |  | 32.7396175 | -103.1489389
5784 | 1200 N GILA DR, HOBBS NM |  | No | No | Unknown - Unlikely Lead | Don't Know |  |  |  | No | Other |  | Will Inspect meter box at a later date | Unknown - Unlikely Lead |  |  |  | No | Other |  | Will Inspect meter box at a later date | Unknown | Don't Know | Don't Know |  | Building | Unknown | Unknown | No |  |  | Unknown
6925 | 2117 E HERITAGE LN, HOBBS NM |  | No | No | Non-Lead - Copper | No | 2007 | 3/4 | Field inspection only with no records | Yes | Visual inspection at the meter pit | 05/26/2024 00:00:00 |  | Non-Lead - Copper | 2007 | 3/4 | Installation date after lead ban | No | Visual inspection at the meter pit | 05/26/2024 00:00:00 |  | Non-Lead | No | No |  | Single Family Residence |  | No | No |  |  | Non-Lead |  | 32.7276367 | -103.1111123
4930 | 401 S DOUGLAS AVE, HOBBS NM |  | No | No | Unknown - Unlikely Lead | Don't Know |  |  |  | No | Other |  | Will Inspect meter box at a later date | Unknown - Unlikely Lead |  |  |  | No | Other |  | Will Inspect meter box at a later date | Unknown | Don't Know | Don't Know |  | Building | Unknown | Unknown | No |  |  | Unknown
591 | 2007 E ALAMEDA ST, HOBBS NM |  | No | No | Unknown - Unlikely Lead | Don't Know |  |  |  | No | Other |  | Will Inspect meter box at a later date | Unknown - Unlikely Lead |  |  |  | No | Other |  | Will Inspect meter box at a later date | Unknown | Don't Know | Don't Know |  | Building | Unknown | Unknown | No |  |  | Unknown
733 | 2001 N ADOBE DR, HOBBS NM |  | No | No | Unknown - Unlikely Lead | Don't Know |  |  |  | No | Other |  | Will Inspect meter box at a later date | Unknown - Unlikely Lead |  |  |  | No | Other |  | Will Inspect meter box at a later date | Unknown | Don't Know | Don't Know |  | Building | Unknown | Unknown | No |  |  | Unknown |  | 32.7221949 | -103.1401227
7814 | 318 W LLANO DR, HOBBS NM |  | No | No | Unknown - Unlikely Lead | Don't Know |  |  |  | No | Other |  | Will Inspect meter box at a later date | Unknown - Unlikely Lead |  |  |  | No | Other |  | Will Inspect meter box at a later date | Unknown | Don't Know | Don't Know |  | Building | Unknown | Unknown | No |  |  | Unknown |  | 32.7160275 | -103.1385397
9989 | 920 NAMBE ST, HOBBS NM |  | No | No | Unknown - Unlikely Lead | Don't Know |  |  |  | No | Other |  | Will Inspect meter box at a later date | Unknown - Unlikely Lead |  |  |  | No | Other |  | Will Inspect meter box at a later date | Unknown | Don't Know | Don't Know |  | Building | Unknown | Unknown | No |  |  | Unknown |  | 32.7446046 | -103.1469447
9963 | 2621 N NORTHACRES DR, HOBBS NM |  | No | No | Unknown - Unlikely Lead | Don't Know |  |  |  | No | Other |  | Will Inspect meter box at a later date | Unknown - Unlikely Lead |  |  |  | No | Other |  | Will Inspect meter box at a later date | Unknown | Don't Know | Don't Know |  | Building | Unknown | Unknown | No |  |  | Unknown |  | 32.7294215 | -103.1457918
9952 | 2602 N NORTHACRES DR, HOBBS NM |  | No | No | Unknown - Unlikely Lead | Don't Know |  |  |  | No | Other |  | Will Inspect meter box at a later date | Unknown - Unlikely Lead |  |  |  | No | Other |  | Will Inspect meter box at a later date | Unknown | Don't Know | Don't Know |  | Building | Unknown | Unknown | No |  |  | Unknown |  | 32.7288974 | -103.145202
9993 | 1804 N ORCHID DR, HOBBS NM |  | No | No | Non-Lead - Plastic | No | 2019 | 1 | Field inspection only with no records | Yes | Visual inspection at the meter pit | 09/02/2024 00:00:00 |  | Non-Lead - Plastic | 2019 | 1 | Installation date after lead ban | Yes | Visual inspection at the meter pit | 09/02/2024 00:00:00 |  | Non-Lead | No | No |  | Single Family Residence |  | No | No |  |  | Non-Lead |  | 32.720154 | -103.112752
9951 | 2824 N NORTHACRES DR, HOBBS NM |  | No | No | Unknown - Unlikely Lead | Don't Know |  |  |  | No | Other |  | Will Inspect meter box at a later date | Unknown - Unlikely Lead |  |  |  | No | Other |  | Will Inspect meter box at a later date | Unknown | Don't Know | Don't Know |  | Building | Unknown | Unknown | No |  |  | Unknown |  | 32.7318422 | -103.1452903
9978 | 908 NAMBE ST, HOBBS NM |  | No | No | Unknown - Unlikely Lead | Don't Know |  |  |  | No | Other |  | Will Inspect meter box at a later date | Unknown - Unlikely Lead |  |  |  | No | Other |  | Will Inspect meter box at a later date | Unknown | Don't Know | Don't Know |  | Building | Unknown | Unknown | No |  |  | Unknown |  | 32.7445711 | -103.1464279
8022 | 617 N LINAM ST, HOBBS NM |  | No | No | Unknown - Unlikely Lead | Don't Know |  |  |  | No | Other |  | Will Inspect meter box at a later date | Unknown - Unlikely Lead |  |  |  | No | Other |  | Will Inspect meter box at a later date | Unknown | Don't Know | Don't Know |  | Building | Unknown | Unknown | No |  |  | Unknown |  | 32.7067227 | -103.1389138
9968 | 2900 N NORTHACRES DR, HOBBS NM |  | No | No | Unknown - Unlikely Lead | Don't Know |  |  |  | No | Other |  | Will Inspect meter box at a later date | Unknown - Unlikely Lead |  |  |  | No | Other |  | Will Inspect meter box at a later date | Unknown | Don't Know | Don't Know |  | Building | Unknown | Unknown | No |  |  | Unknown |  | 32.7324775 | -103.1456575
9957 | 2611 N NORTHACRES DR, HOBBS NM |  | No | No | Unknown - Unlikely Lead | Don't Know |  |  |  | No | Other |  | Will Inspect meter box at a later date | Unknown - Unlikely Lead |  |  |  | No | Other |  | Will Inspect meter box at a later date | Unknown | Don't Know | Don't Know |  | Building | Unknown | Unknown | No |  |  | Unknown |  | 32.7291058 | -103.1458003
9920 | 228 E NAVAJO DR, HOBBS NM |  | No | No | Unknown - Unlikely Lead | Don't Know |  |  |  | No | Other |  | Will Inspect meter box at a later date | Unknown - Unlikely Lead |  |  |  | No | Other |  | Will Inspect meter box at a later date | Unknown | Don't Know | Don't Know |  | Building | Unknown | Unknown | No |  |  | Unknown |  | 32.7407742 | -103.1348545
9108 | 809 1/2 N MCKINLEY ST, HOBBS NM |  | No | No | Unknown - Unlikely Lead | Don't Know |  |  |  | No | Other |  | Will Inspect meter box at a later date | Unknown - Unlikely Lead |  |  |  | No | Other |  | Will Inspect meter box at a later date | Unknown | Don't Know | Don't Know |  | Building | Unknown | Unknown | No |  |  | Unknown
8879 | 916 E MIDWEST ST, HOBBS NM |  | No | No | Unknown - Unlikely Lead | Don't Know |  |  |  | No | Other |  | Will Inspect meter box at a later date | Unknown - Unlikely Lead |  |  |  | No | Other |  | Will Inspect meter box at a later date | Unknown | Don't Know | Don't Know |  | Building | Unknown | Unknown | No |  |  | Unknown |  | 32.6915144 | -103.1256177
9919 | 620 E NAVAJO DR, HOBBS NM |  | No | No | Unknown - Unlikely Lead | Don't Know |  |  |  | No | Other |  | Will Inspect meter box at a later date | Unknown - Unlikely Lead |  |  |  | No | Other |  | Will Inspect meter box at a later date | Unknown | Don't Know | Don't Know |  | Building | Unknown | Unknown | No |  |  | Unknown |  | 32.7404763 | -103.1300578
9975 | 926 NAMBE ST, HOBBS NM |  | No | No | Unknown - Unlikely Lead | Don't Know |  |  |  | No | Other |  | Will Inspect meter box at a later date | Unknown - Unlikely Lead |  |  |  | No | Other |  | Will Inspect meter box at a later date | Unknown | Don't Know | Don't Know |  | Building | Unknown | Unknown | No |  |  | Unknown |  | 32.7445872 | -103.1472115
9918 | 1401 E NAVAJO DR, HOBBS NM |  | No | No | Unknown - Unlikely Lead | Don't Know |  |  |  | No | Other |  | Will Inspect meter box at a later date | Unknown - Unlikely Lead |  |  |  | No | Other |  | Will Inspect meter box at a later date | Unknown | Don't Know | Don't Know |  | Building | Unknown | Unknown | No |  |  | Unknown |  | 32.7384784 | -103.1209539
9979 | 1011 NAMBE ST, HOBBS NM |  | No | No | Unknown - Unlikely Lead | Don't Know |  |  |  | No | Other |  | Will Inspect meter box at a later date | Unknown - Unlikely Lead |  |  |  | No | Other |  | Will Inspect meter box at a later date | Unknown | Don't Know | Don't Know |  | Building | Unknown | Unknown | No |  |  | Unknown |  | 32.7441004 | -103.1476717
9949 | 2728 N NORTHACRES DR, HOBBS NM |  | No | No | Unknown - Unlikely Lead | Don't Know |  |  |  | No | Other |  | Will Inspect meter box at a later date | Unknown - Unlikely Lead |  |  |  | No | Other |  | Will Inspect meter box at a later date | Unknown | Don't Know | Don't Know |  | Building | Unknown | Unknown | No |  |  | Unknown |  | 32.7307082 | -103.1452133
9947 | 2620 N NORTHACRES DR, HOBBS NM |  | No | No | Unknown - Unlikely Lead | Don't Know |  |  |  | No | Other |  | Will Inspect meter box at a later date | Unknown - Unlikely Lead |  |  |  | No | Other |  | Will Inspect meter box at a later date | Unknown | Don't Know | Don't Know |  | Building | Unknown | Unknown | No |  |  | Unknown |  | 32.7294429 | -103.1451966
9953 | 2814 N NORTHACRES DR, HOBBS NM |  | No | No | Unknown - Unlikely Lead | Don't Know |  |  |  | No | Other |  | Will Inspect meter box at a later date | Unknown - Unlikely Lead |  |  |  | No | Other |  | Will Inspect meter box at a later date | Unknown | Don't Know | Don't Know |  | Building | Unknown | Unknown | No |  |  | Unknown |  | 32.7313951 | -103.1452374
9997 | 1808 N ORCHID DR, HOBBS NM |  | No | No | Non-Lead - Plastic | No | 2019 | 1 | Field inspection only with no records | Yes | Visual inspection at the meter pit | 09/02/2024 00:00:00 |  | Non-Lead - Plastic | 2019 | 1 | Installation date after lead ban | Yes | Visual inspection at the meter pit | 09/02/2024 00:00:00 |  | Non-Lead | No | No |  | Single Family Residence |  | No | No |  |  | Non-Lead |  | 32.7203457 | -103.1127882
995 | 613 E BAJA DR, HOBBS NM |  | No | No | Unknown - Unlikely Lead | Don't Know |  |  |  | No | Other |  | Will Inspect meter box at a later date | Unknown - Unlikely Lead |  |  |  | No | Other |  | Will Inspect meter box at a later date | Unknown | Don't Know | Don't Know |  | Building | Unknown | Unknown | No |  |  | Unknown |  | 32.7187925 | -103.1295534
9946 | 2808 N NORTHACRES DR, HOBBS NM |  | No | No | Unknown - Unlikely Lead | Don't Know |  |  |  | No | Other |  | Will Inspect meter box at a later date | Unknown - Unlikely Lead |  |  |  | No | Other |  | Will Inspect meter box at a later date | Unknown | Don't Know | Don't Know |  | Building | Unknown | Unknown | No |  |  | Unknown |  | 32.7312214 | -103.1452394
8914 | 200 E MIDWEST ST, HOBBS NM |  | No | No | Unknown - Unlikely Lead | Don't Know |  |  |  | No | Other |  | Will Inspect meter box at a later date | Unknown - Unlikely Lead |  |  |  | No | Other |  | Will Inspect meter box at a later date | Unknown | Don't Know | Don't Know |  | Building | Unknown | Unknown | No |  |  | Unknown |  | 32.6915307 | -103.1347875
9934 | 701 W NAVAJO DR, HOBBS NM |  | No | No | Unknown - Unlikely Lead | Don't Know |  |  |  | No | Other |  | Will Inspect meter box at a later date | Unknown - Unlikely Lead |  |  |  | No | Other |  | Will Inspect meter box at a later date | Unknown | Don't Know | Don't Know |  | Building | Unknown | Unknown | No |  |  | Unknown |  | 32.739464 | -103.143493
9941 | 2722 N NORTHACRES DR, HOBBS NM |  | No | No | Unknown - Unlikely Lead | Don't Know |  |  |  | No | Other |  | Will Inspect meter box at a later date | Unknown - Unlikely Lead |  |  |  | No | Other |  | Will Inspect meter box at a later date | Unknown | Don't Know | Don't Know |  | Building | Unknown | Unknown | No |  |  | Unknown |  | 32.730511 | -103.1451662
9916 | 1401 E NAVAJO DR, HOBBS NM |  | No | No | Unknown - Unlikely Lead | Don't Know |  |  |  | No | Other |  | Will Inspect meter box at a later date | Unknown - Unlikely Lead |  |  |  | No | Other |  | Will Inspect meter box at a later date | Unknown | Don't Know | Don't Know |  | Building | Unknown | Unknown | No |  |  | Unknown |  | 32.7384784 | -103.1209539
9984 | 1019 NAMBE ST, HOBBS NM |  | No | No | Unknown - Unlikely Lead | Don't Know |  |  |  | No | Other |  | Will Inspect meter box at a later date | Unknown - Unlikely Lead |  |  |  | No | Other |  | Will Inspect meter box at a later date | Unknown | Don't Know | Don't Know |  | Building | Unknown | Unknown | No |  |  | Unknown |  | 32.7440956 | -103.1479095
9970 | 2703 N NORTHACRES DR, HOBBS NM |  | No | No | Unknown - Unlikely Lead | Don't Know |  |  |  | No | Other |  | Will Inspect meter box at a later date | Unknown - Unlikely Lead |  |  |  | No | Other |  | Will Inspect meter box at a later date | Unknown | Don't Know | Don't Know |  | Building | Unknown | Unknown | No |  |  | Unknown |  | 32.7297983 | -103.1457589
9954 | 2836 N NORTHACRES DR, HOBBS NM |  | No | No | Unknown - Unlikely Lead | Don't Know |  |  |  | No | Other |  | Will Inspect meter box at a later date | Unknown - Unlikely Lead |  |  |  | No | Other |  | Will Inspect meter box at a later date | Unknown | Don't Know | Don't Know |  | Building | Unknown | Unknown | No |  |  | Unknown |  | 32.7320942 | -103.1453175
993 | 623 E BAJA DR, HOBBS NM |  | No | No | Unknown - Unlikely Lead | Don't Know |  |  |  | No | Other |  | Will Inspect meter box at a later date | Unknown - Unlikely Lead |  |  |  | No | Other |  | Will Inspect meter box at a later date | Unknown | Don't Know | Don't Know |  | Building | Unknown | Unknown | No |  |  | Unknown |  | 32.7186766 | -103.1292594
8366 | 3414 N LOVINGTON HWY, HOBBS NM |  | No | No | Unknown - Unlikely Lead | Don't Know |  |  |  | No | Other |  | Will Inspect meter box at a later date | Unknown - Unlikely Lead |  |  |  | No | Other |  | Will Inspect meter box at a later date | Unknown | Don't Know | Don't Know |  | Building | Unknown | Unknown | No |  |  | Unknown |  | 32.737878 | -103.157573
6097 | 2512 N GREEN VALLEY TRAIL, HOBBS NM |  | No | No | Non-Lead - Copper | No | 2007 | 3/4 | Field inspection only with no records | Yes | Visual inspection at the meter pit | 05/26/2024 00:00:00 |  | Non-Lead - Copper | 2007 | 3/4 | Installation date after lead ban | Yes | Visual inspection at the meter pit | 05/26/2024 00:00:00 |  | Non-Lead | No | No |  | Single Family Residence |  | No | No |  |  | Non-Lead |  | 32.7282397 | -103.11292
5777 | 1622 N GILA DR, HOBBS NM |  | No | No | Unknown - Unlikely Lead | Don't Know |  |  |  | No | Other |  | Will Inspect meter box at a later date | Unknown - Unlikely Lead |  |  |  | No | Other |  | Will Inspect meter box at a later date | Unknown | Don't Know | Don't Know |  | Building | Unknown | Unknown | No |  |  | Unknown
8834 | 1217 S MORRIS ST, HOBBS NM |  | No | No | Unknown - Unlikely Lead | Don't Know |  |  |  | No | Other |  | Will Inspect meter box at a later date | Unknown - Unlikely Lead |  |  |  | No | Other |  | Will Inspect meter box at a later date | Unknown | Don't Know | Don't Know |  | Building | Unknown | Unknown | No |  |  | Unknown |  | 32.6870922 | -103.1295156
5727 | 1212 N GILA DR, HOBBS NM |  | No | No | Unknown - Unlikely Lead | Don't Know |  |  |  | No | Other |  | Will Inspect meter box at a later date | Unknown - Unlikely Lead |  |  |  | No | Other |  | Will Inspect meter box at a later date | Unknown | Don't Know | Don't Know |  | Building | Unknown | Unknown | No |  |  | Unknown
9995 | 1801 N ORCHID DR, HOBBS NM |  | No | No | Non-Lead - Plastic | No | 2019 | 1 | Field inspection only with no records | Yes | Visual inspection at the meter pit | 09/02/2024 00:00:00 |  | Non-Lead - Plastic | 2019 | 1 | Installation date after lead ban | Yes | Visual inspection at the meter pit | 09/02/2024 00:00:00 |  | Non-Lead | No | No |  | Single Family Residence |  | No | No |  |  | Non-Lead |  | 32.7200179 | -103.1134241
5892 | 915 E GYPSY ST, HOBBS NM |  | No | No | Unknown - Unlikely Lead | Don't Know |  |  |  | No | Other |  | Will Inspect meter box at a later date | Unknown - Unlikely Lead |  |  |  | No | Other |  | Will Inspect meter box at a later date | Unknown | Don't Know | Don't Know |  | Building | Unknown | Unknown | No |  |  | Unknown
6760 | 1820 N HOMESTEAD DR, HOBBS NM |  | No | No | Non-Lead - Plastic | No | 2019 | 1 | Field inspection only with no records | Yes | Visual inspection at the meter pit | 09/02/2024 00:00:00 |  | Non-Lead - Plastic | 2019 | 1 | Installation date after lead ban | Yes | Visual inspection at the meter pit | 09/02/2024 00:00:00 |  | Non-Lead | No | No |  | Single Family Residence |  | No | No |  |  | Non-Lead |  | 32.7208365 | -103.1117337
5223 | 3500 N FOWLER ST #1, HOBBS NM |  | No | No | Unknown - Unlikely Lead | Don't Know |  |  |  | No | Other |  | Will Inspect meter box at a later date | Unknown - Unlikely Lead |  |  |  | No | Other |  | Will Inspect meter box at a later date | Unknown | Don't Know | Don't Know |  | Building | Unknown | Unknown | No |  |  | Unknown
5810 | 2123 N GILA DR, HOBBS NM |  | No | No | Unknown - Unlikely Lead | Don't Know |  |  |  | No | Other |  | Will Inspect meter box at a later date | Unknown - Unlikely Lead |  |  |  | No | Other |  | Will Inspect meter box at a later date | Unknown | Don't Know | Don't Know |  | Building | Unknown | Unknown | No |  |  | Unknown
5446 | 1925 N GRAYSON ST, HOBBS NM |  | No | No | Unknown - Unlikely Lead | Don't Know |  |  |  | No | Other |  | Will Inspect meter box at a later date | Unknown - Unlikely Lead |  |  |  | No | Other |  | Will Inspect meter box at a later date | Unknown | Don't Know | Don't Know |  | Building | Unknown | Unknown | No |  |  | Unknown
992 | 500 E BAJA DR, HOBBS NM |  | No | No | Unknown - Unlikely Lead | Don't Know |  |  |  | No | Other |  | Will Inspect meter box at a later date | Unknown - Unlikely Lead |  |  |  | No | Other |  | Will Inspect meter box at a later date | Unknown | Don't Know | Don't Know |  | Building | Unknown | Unknown | No |  |  | Unknown |  | 32.7199389 | -103.1314324
9965 | 2713 N NORTHACRES DR, HOBBS NM |  | No | No | Unknown - Unlikely Lead | Don't Know |  |  |  | No | Other |  | Will Inspect meter box at a later date | Unknown - Unlikely Lead |  |  |  | No | Other |  | Will Inspect meter box at a later date | Unknown | Don't Know | Don't Know |  | Building | Unknown | Unknown | No |  |  | Unknown |  | 32.7302666 | -103.1456882
9935 | 101 W NAVAJO DR, HOBBS NM |  | No | No | Unknown - Unlikely Lead | Don't Know |  |  |  | No | Other |  | Will Inspect meter box at a later date | Unknown - Unlikely Lead |  |  |  | No | Other |  | Will Inspect meter box at a later date | Unknown | Don't Know | Don't Know |  | Building | Unknown | Unknown | No |  |  | Unknown |  | 32.7399778 | -103.1373495
9230 | 520 E MAIN ST, HOBBS NM |  | No | No | Unknown - Unlikely Lead | Don't Know |  |  |  | No | Other |  | Will Inspect meter box at a later date | Unknown - Unlikely Lead |  |  |  | No | Other |  | Will Inspect meter box at a later date | Unknown | Don't Know | Don't Know |  | Building | Unknown | Unknown | No |  |  | Unknown |  | 32.6926891 | -103.1304544
9977 | 915 NAMBE ST, HOBBS NM |  | No | No | Unknown - Unlikely Lead | Don't Know |  |  |  | No | Other |  | Will Inspect meter box at a later date | Unknown - Unlikely Lead |  |  |  | No | Other |  | Will Inspect meter box at a later date | Unknown | Don't Know | Don't Know |  | Building | Unknown | Unknown | No |  |  | Unknown |  | 32.7441023 | -103.1466973
9981 | 914 NAMBE ST, HOBBS NM |  | No | No | Unknown - Unlikely Lead | Don't Know |  |  |  | No | Other |  | Will Inspect meter box at a later date | Unknown - Unlikely Lead |  |  |  | No | Other |  | Will Inspect meter box at a later date | Unknown | Don't Know | Don't Know |  | Building | Unknown | Unknown | No |  |  | Unknown |  | 32.7445803 | -103.1466754
997 | 612 E BAJA DR, HOBBS NM |  | No | No | Unknown - Unlikely Lead | Don't Know |  |  |  | No | Other |  | Will Inspect meter box at a later date | Unknown - Unlikely Lead |  |  |  | No | Other |  | Will Inspect meter box at a later date | Unknown | Don't Know | Don't Know |  | Building | Unknown | Unknown | No |  |  | Unknown |  | 32.7192859 | -103.1295111
9983 | 900 NAMBE ST, HOBBS NM |  | No | No | Unknown - Unlikely Lead | Don't Know |  |  |  | No | Other |  | Will Inspect meter box at a later date | Unknown - Unlikely Lead |  |  |  | No | Other |  | Will Inspect meter box at a later date | Unknown | Don't Know | Don't Know |  | Building | Unknown | Unknown | No |  |  | Unknown |  | 32.7445609 | -103.1461994
9929 | 412 W NAVAJO DR, HOBBS NM |  | No | No | Unknown - Unlikely Lead | Don't Know |  |  |  | No | Other |  | Will Inspect meter box at a later date | Unknown - Unlikely Lead |  |  |  | No | Other |  | Will Inspect meter box at a later date | Unknown | Don't Know | Don't Know |  | Building | Unknown | Unknown | No |  |  | Unknown |  | 32.7405171 | -103.1404126
9924 | 1012 E NAVAJO DR, HOBBS NM |  | No | No | Unknown - Unlikely Lead | Don't Know |  |  |  | No | Other |  | Will Inspect meter box at a later date | Unknown - Unlikely Lead |  |  |  | No | Other |  | Will Inspect meter box at a later date | Unknown | Don't Know | Don't Know |  | Building | Unknown | Unknown | No |  |  | Unknown |  | 32.7407076 | -103.1243596
9925 | 301 E NAVAJO RD, HOBBS NM |  | No | No | Unknown - Unlikely Lead | Don't Know |  |  |  | No | Other |  | Will Inspect meter box at a later date | Unknown - Unlikely Lead |  |  |  | No | Other |  | Will Inspect meter box at a later date | Unknown | Don't Know | Don't Know |  | Building | Unknown | Unknown | No |  |  | Unknown |  | 32.739966 | -103.1343829
9959 | 2719 N NORTHACRES DR, HOBBS NM |  | No | No | Unknown - Unlikely Lead | Don't Know |  |  |  | No | Other |  | Will Inspect meter box at a later date | Unknown - Unlikely Lead |  |  |  | No | Other |  | Will Inspect meter box at a later date | Unknown | Don't Know | Don't Know |  | Building | Unknown | Unknown | No |  |  | Unknown |  | 32.7303334 | -103.1457304
7094 | 701 W IRON AVE, HOBBS NM |  | No | No | Unknown - Unlikely Lead | Don't Know |  |  |  | No | Other |  | Will Inspect meter box at a later date | Unknown - Unlikely Lead |  |  |  | No | Other |  | Will Inspect meter box at a later date | Unknown | Don't Know | Don't Know |  | Building | Unknown | Unknown | No |  |  | Unknown |  | 32.7313528 | -103.1437332
9988 | 1002 NAMBE ST, HOBBS NM |  | No | No | Unknown - Unlikely Lead | Don't Know |  |  |  | No | Other |  | Will Inspect meter box at a later date | Unknown - Unlikely Lead |  |  |  | No | Other |  | Will Inspect meter box at a later date | Unknown | Don't Know | Don't Know |  | Building | Unknown | Unknown | No |  |  | Unknown |  | 32.7445578 | -103.1474209
9999 | 1800 N ORCHID DR, HOBBS NM |  | No | No | Non-Lead - Plastic | No | 2019 | 1 | Field inspection only with no records | Yes | Visual inspection at the meter pit | 09/02/2024 00:00:00 |  | Non-Lead - Plastic | 2019 | 1 | Installation date after lead ban | Yes | Visual inspection at the meter pit | 09/02/2024 00:00:00 |  | Non-Lead | No | No |  | Single Family Residence |  | No | No |  |  | Non-Lead |  | 32.7200117 | -103.1127857
5014 | 1628 N ELEANOR CIR, HOBBS NM |  | No | No | Unknown - Unlikely Lead | Don't Know |  |  |  | No | Other |  | Will Inspect meter box at a later date | Unknown - Unlikely Lead |  |  |  | No | Other |  | Will Inspect meter box at a later date | Unknown | Don't Know | Don't Know |  | Building | Unknown | Unknown | No |  |  | Unknown
9969 | 2608 N NORTHACRES DR, HOBBS NM |  | No | No | Unknown - Unlikely Lead | Don't Know |  |  |  | No | Other |  | Will Inspect meter box at a later date | Unknown - Unlikely Lead |  |  |  | No | Other |  | Will Inspect meter box at a later date | Unknown | Don't Know | Don't Know |  | Building | Unknown | Unknown | No |  |  | Unknown |  | 32.7290923 | -103.1452057
9928 | 100 W NAVAJO DR, HOBBS NM |  | No | No | Unknown - Unlikely Lead | Don't Know |  |  |  | No | Other |  | Will Inspect meter box at a later date | Unknown - Unlikely Lead |  |  |  | No | Other |  | Will Inspect meter box at a later date | Unknown | Don't Know | Don't Know |  | Building | Unknown | Unknown | No |  |  | Unknown |  | 32.7408802 | -103.1367233
9994 | 1809 N ORCHID DR, HOBBS NM |  | No | No | Non-Lead - Plastic | No | 2019 | 1 | Field inspection only with no records | Yes | Visual inspection at the meter pit | 09/02/2024 00:00:00 |  | Non-Lead - Plastic | 2019 | 1 | Installation date after lead ban | Yes | Visual inspection at the meter pit | 09/02/2024 00:00:00 |  | Non-Lead | No | No |  | Single Family Residence |  | No | No |  |  | Non-Lead |  | 32.72034 | -103.1134303
9998 | 1820 N ORCHID DR, HOBBS NM |  | No | No | Non-Lead - Plastic | No | 2019 | 1 | Field inspection only with no records | Yes | Visual inspection at the meter pit | 09/02/2024 00:00:00 |  | Non-Lead - Plastic | 2019 | 1 | Installation date after lead ban | Yes | Visual inspection at the meter pit | 09/02/2024 00:00:00 |  | Non-Lead | No | No |  | Single Family Residence |  | No | No |  |  | Non-Lead |  | 32.7208349 | -103.1127992
6753 | 2001 N HOMESTEAD DR, HOBBS NM |  | No | No | Non-Lead - Plastic | No | 2019 | 1 | Field inspection only with no records | Yes | Visual inspection at the meter pit | 09/02/2024 00:00:00 |  | Non-Lead - Plastic | 2019 | 1 | Installation date after lead ban | Yes | Visual inspection at the meter pit | 09/02/2024 00:00:00 |  | Non-Lead | No | No |  | Single Family Residence |  | No | No |  |  | Non-Lead |  | 32.722034 | -103.112293
9927 | 600 W NAVAJO RD, HOBBS NM |  | No | No | Unknown - Unlikely Lead | Don't Know |  |  |  | No | Other |  | Will Inspect meter box at a later date | Unknown - Unlikely Lead |  |  |  | No | Other |  | Will Inspect meter box at a later date | Unknown | Don't Know | Don't Know |  | Building | Unknown | Unknown | No |  |  | Unknown |  | 32.7402575 | -103.1419716
9950 | 2802 N NORTHACRES DR, HOBBS NM |  | No | No | Unknown - Unlikely Lead | Don't Know |  |  |  | No | Other |  | Will Inspect meter box at a later date | Unknown - Unlikely Lead |  |  |  | No | Other |  | Will Inspect meter box at a later date | Unknown | Don't Know | Don't Know |  | Building | Unknown | Unknown | No |  |  | Unknown |  | 32.7310346 | -103.1452042
9923 | 150 E NAVAJO DR, HOBBS NM |  | No | No | Unknown - Unlikely Lead | Don't Know |  |  |  | No | Other |  | Will Inspect meter box at a later date | Unknown - Unlikely Lead |  |  |  | No | Other |  | Will Inspect meter box at a later date | Unknown | Don't Know | Don't Know |  | Building | Unknown | Unknown | No |  |  | Unknown |  | 32.7404818 | -103.1347118
9930 | 210 W NAVAJO DR, HOBBS NM |  | No | No | Unknown - Unlikely Lead | Don't Know |  |  |  | No | Other |  | Will Inspect meter box at a later date | Unknown - Unlikely Lead |  |  |  | No | Other |  | Will Inspect meter box at a later date | Unknown | Don't Know | Don't Know |  | Building | Unknown | Unknown | No |  |  | Unknown |  | 32.7406927 | -103.1375329
9982 | 1110 NAMBE ST, HOBBS NM |  | No | No | Unknown - Unlikely Lead | Don't Know |  |  |  | No | Other |  | Will Inspect meter box at a later date | Unknown - Unlikely Lead |  |  |  | No | Other |  | Will Inspect meter box at a later date | Unknown | Don't Know | Don't Know |  | Building | Unknown | Unknown | No |  |  | Unknown |  | 32.7445433 | -103.1486885
9939 | 5800 NOVA DR, HOBBS NM |  | No | No | Unknown - Unlikely Lead | Don't Know |  |  |  | No | Other |  | Will Inspect meter box at a later date | Unknown - Unlikely Lead |  |  |  | No | Other |  | Will Inspect meter box at a later date | Unknown | Don't Know | Don't Know |  | Building | Unknown | Unknown | No |  |  | Unknown |  | 32.619137 | -103.102021
9938 | 502 W NAVAJO DR, HOBBS NM |  | No | No | Unknown - Unlikely Lead | Don't Know |  |  |  | No | Other |  | Will Inspect meter box at a later date | Unknown - Unlikely Lead |  |  |  | No | Other |  | Will Inspect meter box at a later date | Unknown | Don't Know | Don't Know |  | Building | Unknown | Unknown | No |  |  | Unknown |  | 32.7405193 | -103.1410103
9956 | 3000 N NORTHACRES DR, HOBBS NM |  | No | No | Unknown - Unlikely Lead | Don't Know |  |  |  | No | Other |  | Will Inspect meter box at a later date | Unknown - Unlikely Lead |  |  |  | No | Other |  | Will Inspect meter box at a later date | Unknown | Don't Know | Don't Know |  | Building | Unknown | Unknown | No |  |  | Unknown |  | 32.7326849 | -103.1456982
5045 | 916 S ELM, HOBBS NM |  | No | No | Unknown - Unlikely Lead | Don't Know |  |  |  | No | Other |  | Will Inspect meter box at a later date | Unknown - Unlikely Lead |  |  |  | No | Other |  | Will Inspect meter box at a later date | Unknown | Don't Know | Don't Know |  | Building | Unknown | Unknown | No |  |  | Unknown
9552 | 4417 N MEADOWBROOK DR, HOBBS NM |  | No | No | Unknown - Unlikely Lead | Don't Know |  |  |  | No | Other |  | Will Inspect meter box at a later date | Unknown - Unlikely Lead |  |  |  | No | Other |  | Will Inspect meter box at a later date | Unknown | Don't Know | Don't Know |  | Building | Unknown | Unknown | No |  |  | Unknown |  | 32.7493051 | -103.1635384
9996 | 1812 N ORCHID DR, HOBBS NM |  | No | No | Non-Lead - Plastic | No | 2019 | 1 | Field inspection only with no records | Yes | Visual inspection at the meter pit | 09/02/2024 00:00:00 |  | Non-Lead - Plastic | 2019 | 1 | Installation date after lead ban | Yes | Visual inspection at the meter pit | 09/02/2024 00:00:00 |  | Non-Lead | No | No |  | Single Family Residence |  | No | No |  |  | Non-Lead |  | 32.7205098 | -103.112793
9926 | 200 W NAVAJO DR, HOBBS NM |  | No | No | Unknown - Unlikely Lead | Don't Know |  |  |  | No | Other |  | Will Inspect meter box at a later date | Unknown - Unlikely Lead |  |  |  | No | Other |  | Will Inspect meter box at a later date | Unknown | Don't Know | Don't Know |  | Building | Unknown | Unknown | No |  |  | Unknown |  | 32.7402755 | -103.1371166
9955 | 3006 N NORTHACRES DR, HOBBS NM |  | No | No | Unknown - Unlikely Lead | Don't Know |  |  |  | No | Other |  | Will Inspect meter box at a later date | Unknown - Unlikely Lead |  |  |  | No | Other |  | Will Inspect meter box at a later date | Unknown | Don't Know | Don't Know |  | Building | Unknown | Unknown | No |  |  | Unknown |  | 32.7328403 | -103.1456819
9962 | 2625 N NORTHACRES DR, HOBBS NM |  | No | No | Unknown - Unlikely Lead | Don't Know |  |  |  | No | Other |  | Will Inspect meter box at a later date | Unknown - Unlikely Lead |  |  |  | No | Other |  | Will Inspect meter box at a later date | Unknown | Don't Know | Don't Know |  | Building | Unknown | Unknown | No |  |  | Unknown |  | 32.7296361 | -103.1458217
7438 | 1018 JICARILLA ST, HOBBS NM |  | No | No | Unknown - Unlikely Lead | Don't Know |  |  |  | No | Other |  | Will Inspect meter box at a later date | Unknown - Unlikely Lead |  |  |  | No | Other |  | Will Inspect meter box at a later date | Unknown | Don't Know | Don't Know |  | Building | Unknown | Unknown | No |  |  | Unknown |  | 32.7453845 | -103.1478355
9943 | 2614 N NORTHACRES DR, HOBBS NM |  | No | No | Unknown - Unlikely Lead | Don't Know |  |  |  | No | Other |  | Will Inspect meter box at a later date | Unknown - Unlikely Lead |  |  |  | No | Other |  | Will Inspect meter box at a later date | Unknown | Don't Know | Don't Know |  | Building | Unknown | Unknown | No |  |  | Unknown |  | 32.7292725 | -103.1451978
7055 | 708 W IRON AVE, HOBBS NM |  | No | No | Unknown - Unlikely Lead | Don't Know |  |  |  | No | Other |  | Will Inspect meter box at a later date | Unknown - Unlikely Lead |  |  |  | No | Other |  | Will Inspect meter box at a later date | Unknown | Don't Know | Don't Know |  | Building | Unknown | Unknown | No |  |  | Unknown |  | 32.7317629 | -103.1440293
9964 | 2712 N NORTHACRES DR, HOBBS NM |  | No | No | Unknown - Unlikely Lead | Don't Know |  |  |  | No | Other |  | Will Inspect meter box at a later date | Unknown - Unlikely Lead |  |  |  | No | Other |  | Will Inspect meter box at a later date | Unknown | Don't Know | Don't Know |  | Building | Unknown | Unknown | No |  |  | Unknown |  | 32.7301647 | -103.1451974
9937 | 312 W NAVAJO DR SUITE 300, HOBBS NM |  | No | No | Unknown - Unlikely Lead | Don't Know |  |  |  | No | Other |  | Will Inspect meter box at a later date | Unknown - Unlikely Lead |  |  |  | No | Other |  | Will Inspect meter box at a later date | Unknown | Don't Know | Don't Know |  | Building | Unknown | Unknown | No |  |  | Unknown |  | 32.7402676 | -103.1391192
9971 | 1026 NAMBE ST, HOBBS NM |  | No | No | Unknown - Unlikely Lead | Don't Know |  |  |  | No | Other |  | Will Inspect meter box at a later date | Unknown - Unlikely Lead |  |  |  | No | Other |  | Will Inspect meter box at a later date | Unknown | Don't Know | Don't Know |  | Building | Unknown | Unknown | No |  |  | Unknown |  | 32.7445736 | -103.1482103
9985 | 909 NAMBE ST, HOBBS NM |  | No | No | Unknown - Unlikely Lead | Don't Know |  |  |  | No | Other |  | Will Inspect meter box at a later date | Unknown - Unlikely Lead |  |  |  | No | Other |  | Will Inspect meter box at a later date | Unknown | Don't Know | Don't Know |  | Building | Unknown | Unknown | No |  |  | Unknown |  | 32.7441253 | -103.1464608
6225 | 1213 N GRIMES ST, HOBBS NM |  | No | No | Unknown - Unlikely Lead | Don't Know |  |  |  | No | Other |  | Will Inspect meter box at a later date | Unknown - Unlikely Lead |  |  |  | No | Other |  | Will Inspect meter box at a later date | Unknown | Don't Know | Don't Know |  | Building | Unknown | Unknown | No |  |  | Unknown |  | 32.7124989 | -103.1452611
9944 | 2716 N NORTHACRES DR, HOBBS NM |  | No | No | Unknown - Unlikely Lead | Don't Know |  |  |  | No | Other |  | Will Inspect meter box at a later date | Unknown - Unlikely Lead |  |  |  | No | Other |  | Will Inspect meter box at a later date | Unknown | Don't Know | Don't Know |  | Building | Unknown | Unknown | No |  |  | Unknown |  | 32.7303415 | -103.145163
5506 | 131 E GREEN ACRES DR, HOBBS NM |  | No | No | Unknown - Unlikely Lead | Don't Know |  |  |  | No | Other |  | Will Inspect meter box at a later date | Unknown - Unlikely Lead |  |  |  | No | Other |  | Will Inspect meter box at a later date | Unknown | Don't Know | Don't Know |  | Building | Unknown | Unknown | No |  |  | Unknown
9967 | 2729 N NORTHACRES DR, HOBBS NM |  | No | No | Unknown - Unlikely Lead | Don't Know |  |  |  | No | Other |  | Will Inspect meter box at a later date | Unknown - Unlikely Lead |  |  |  | No | Other |  | Will Inspect meter box at a later date | Unknown | Don't Know | Don't Know |  | Building | Unknown | Unknown | No |  |  | Unknown |  | 32.7306624 | -103.1456251
7601 | 425 W KIOWA AVE, HOBBS NM |  | No | No | Unknown - Unlikely Lead | Don't Know |  |  |  | No | Other |  | Will Inspect meter box at a later date | Unknown - Unlikely Lead |  |  |  | No | Other |  | Will Inspect meter box at a later date | Unknown | Don't Know | Don't Know |  | Building | Unknown | Unknown | No |  |  | Unknown |  | 32.7357641 | -103.1415244
9942 | 2706 N NORTHACRES DR, HOBBS NM |  | No | No | Unknown - Unlikely Lead | Don't Know |  |  |  | No | Other |  | Will Inspect meter box at a later date | Unknown - Unlikely Lead |  |  |  | No | Other |  | Will Inspect meter box at a later date | Unknown | Don't Know | Don't Know |  | Building | Unknown | Unknown | No |  |  | Unknown |  | 32.7299844 | -103.1452026
5388 | 1505 W FROG LEAP CT, HOBBS NM |  | No | No | Non-Lead - Plastic | No | 2019 | 1 | Installation date after lead ban | No | Other |  | Newer Construction, verified by GIS Mapping | Non-Lead - Plastic | 2008 | 1 | Installation date after lead ban | No | Other |  | Newer Construction, verified by GIS Mapping |  | No | No |  | Single Family Residence | Unknown | No | No |  |  | Non-Lead
9992 | 1824 N ORCHID DR, HOBBS NM |  | No | No | Non-Lead - Plastic | No | 2019 | 1 | Field inspection only with no records | Yes | Visual inspection at the meter pit | 09/02/2024 00:00:00 |  | Non-Lead - Plastic | 2019 | 1 | Installation date after lead ban | Yes | Visual inspection at the meter pit | 09/02/2024 00:00:00 |  | Non-Lead | No | No |  | Single Family Residence |  | No | No |  |  | Non-Lead |  | 32.720979 | -103.112752
6074 | 1040 E GLORIETTA DR, HOBBS NM |  | No | No | Non-Lead - Plastic | No | 2020 | 1 | Field inspection only with no records | Yes | Visual inspection at the meter pit | 05/26/2024 00:00:00 |  | Non-Lead - Plastic | 2020 | 1 | Installation date after lead ban | Yes | Visual inspection at the meter pit | 05/26/2024 00:00:00 |  | Non-Lead | No | No |  | Single Family Residence |  | No | No |  |  | Non-Lead |  | 32.733248 | -103.123522
9243 | 720 E MAIN ST, HOBBS NM |  | No | No | Unknown - Unlikely Lead | Don't Know |  |  |  | No | Other |  | Will Inspect meter box at a later date | Unknown - Unlikely Lead |  |  |  | No | Other |  | Will Inspect meter box at a later date | Unknown | Don't Know | Don't Know |  | Building | Unknown | Unknown | No |  |  | Unknown |  | 32.6926544 | -103.1277928
5926 | 6105 N GREYHOUND PL, HOBBS NM |  | No | No | Unknown - Unlikely Lead | Don't Know |  |  |  | No | Other |  | Will Inspect meter box at a later date | Unknown - Unlikely Lead |  |  |  | No | Other |  | Will Inspect meter box at a later date | Unknown | Don't Know | Don't Know |  | Building | Unknown | Unknown | No |  |  | Unknown
5525 | 1315 E GREEN ACRES DR, HOBBS NM |  | No | No | Unknown - Unlikely Lead | Don't Know |  |  |  | No | Other |  | Will Inspect meter box at a later date | Unknown - Unlikely Lead |  |  |  | No | Other |  | Will Inspect meter box at a later date | Unknown | Don't Know | Don't Know |  | Building | Unknown | Unknown | No |  |  | Unknown
5306 | 1514 W FOX FIRE CT, HOBBS NM |  | No | No | Non-Lead - Plastic | No | 2020 | 1 | Installation date after lead ban | No | Other |  | Newer Construction, verified by GIS Mapping | Non-Lead - Plastic | 2020 | 1 | Installation date after lead ban | No | Other |  | Newer Construction, verified by GIS Mapping |  | No | No |  | Single Family Residence | Unknown | No | No |  |  | Non-Lead
9990 | 1102 NAMBE ST, HOBBS NM |  | No | No | Unknown - Unlikely Lead | Don't Know |  |  |  | No | Other |  | Will Inspect meter box at a later date | Unknown - Unlikely Lead |  |  |  | No | Other |  | Will Inspect meter box at a later date | Unknown | Don't Know | Don't Know |  | Building | Unknown | Unknown | No |  |  | Unknown |  | 32.7445682 | -103.1484136
9974 | 1103 NAMBE ST, HOBBS NM |  | No | No | Unknown - Unlikely Lead | Don't Know |  |  |  | No | Other |  | Will Inspect meter box at a later date | Unknown - Unlikely Lead |  |  |  | No | Other |  | Will Inspect meter box at a later date | Unknown | Don't Know | Don't Know |  | Building | Unknown | Unknown | No |  |  | Unknown |  | 32.7441174 | -103.1484666
9980 | 1018 NAMBE ST, HOBBS NM |  | No | No | Unknown - Unlikely Lead | Don't Know |  |  |  | No | Other |  | Will Inspect meter box at a later date | Unknown - Unlikely Lead |  |  |  | No | Other |  | Will Inspect meter box at a later date | Unknown | Don't Know | Don't Know |  | Building | Unknown | Unknown | No |  |  | Unknown |  | 32.7445818 | -103.1479061
9931 | 521 W NAVAJO DR, HOBBS NM |  | No | No | Unknown - Unlikely Lead | Don't Know |  |  |  | No | Other |  | Will Inspect meter box at a later date | Unknown - Unlikely Lead |  |  |  | No | Other |  | Will Inspect meter box at a later date | Unknown | Don't Know | Don't Know |  | Building | Unknown | Unknown | No |  |  | Unknown |  | 32.7393975 | -103.1418728
9437 | 3004 MONTGOMERY ST, HOBBS NM |  | No | No | Unknown - Unlikely Lead | Don't Know |  |  |  | No | Other |  | Will Inspect meter box at a later date | Unknown - Unlikely Lead |  |  |  | No | Other |  | Will Inspect meter box at a later date | Unknown | Don't Know | Don't Know |  | Building | Unknown | Unknown | No |  |  | Unknown |  | 32.733321 | -103.132621
6068 | 1023 E GLORIETTA H 102, HOBBS NM |  | No | No | Non-Lead - Plastic | No | 2019 | 1 | Field inspection only with no records | Yes | Visual inspection at the meter pit | 05/26/2024 00:00:00 |  | Non-Lead - Plastic | 2019 | 1 | Installation date after lead ban | Yes | Visual inspection at the meter pit | 05/26/2024 00:00:00 |  | Non-Lead | No | No |  | Single Family Residence |  | No | No |  |  | Non-Lead |  | 32.7322508 | -103.1251818
6340 | 108 S GRIMES ST, HOBBS NM |  | No | No | Unknown - Unlikely Lead | Don't Know |  |  |  | No | Other |  | Will Inspect meter box at a later date | Unknown - Unlikely Lead |  |  |  | No | Other |  | Will Inspect meter box at a later date | Unknown | Don't Know | Don't Know |  | Building | Unknown | Unknown | No |  |  | Unknown |  | 32.6999602 | -103.1444926
9809 | 3136 N NORTHWEST DR, HOBBS NM |  | No | No | Unknown - Unlikely Lead | Don't Know |  |  |  | No | Other |  | Will Inspect meter box at a later date | Unknown - Unlikely Lead |  |  |  | No | Other |  | Will Inspect meter box at a later date | Unknown | Don't Know | Don't Know |  | Building | Unknown | Unknown | No |  |  | Unknown |  | 32.7348316 | -103.152974
5093 | 3212 N ENTERPRISE DR, HOBBS NM |  | No | No | Unknown - Unlikely Lead | Don't Know |  |  |  | No | Other |  | Will Inspect meter box at a later date | Unknown - Unlikely Lead |  |  |  | No | Other |  | Will Inspect meter box at a later date | Unknown | Don't Know | Don't Know |  | Building | Unknown | Unknown | No |  |  | Unknown
6523 | 2812 N HOUSTON ST, HOBBS NM |  | No | No | Unknown - Unlikely Lead | Don't Know |  |  |  | No | Other |  | Will Inspect meter box at a later date | Unknown - Unlikely Lead |  |  |  | No | Other |  | Will Inspect meter box at a later date | Unknown | Don't Know | Don't Know |  | Building | Unknown | Unknown | No |  |  | Unknown |  | 32.7316638 | -103.1317159
7903 | 409 E LLANO DR, HOBBS NM |  | No | No | Unknown - Unlikely Lead | Don't Know |  |  |  | No | Other |  | Will Inspect meter box at a later date | Unknown - Unlikely Lead |  |  |  | No | Other |  | Will Inspect meter box at a later date | Unknown | Don't Know | Don't Know |  | Building | Unknown | Unknown | No |  |  | Unknown |  | 32.7149932 | -103.1320135
9157 | 610 E MAIN ST, HOBBS NM |  | No | No | Unknown - Unlikely Lead | Don't Know |  |  |  | No | Other |  | Will Inspect meter box at a later date | Unknown - Unlikely Lead |  |  |  | No | Other |  | Will Inspect meter box at a later date | Unknown | Don't Know | Don't Know |  | Building | Unknown | Unknown | No |  |  | Unknown |  | 32.6926141 | -103.1293848
7190 | 401 E JEMEZ RD, HOBBS NM |  | No | No | Unknown - Unlikely Lead | Don't Know |  |  |  | No | Other |  | Will Inspect meter box at a later date | Unknown - Unlikely Lead |  |  |  | No | Other |  | Will Inspect meter box at a later date | Unknown | Don't Know | Don't Know |  | Building | Unknown | Unknown | No |  |  | Unknown |  | 35.867142 | -106.272952
7510 | 1524 W KYLEIGH, HOBBS NM |  | No | No | Non-Lead - Plastic | No | 2008 | 1 | Installation date after lead ban | Yes | Visual inspection at the meter pit | 09/30/2024 00:00:00 |  | Non-Lead - Plastic | 2008 |  | Field inspection only with no records | Yes | Visual inspection at the meter pit | 09/30/2024 00:00:00 |  | Non-Lead | No | No |  | Single Family Residence | Unknown | No | No |  |  | Non-Lead |  | 32.7572531 | -103.1551399
5587 | 916 E GREEN ACRES DR, HOBBS NM |  | No | No | Unknown - Unlikely Lead | Don't Know |  |  |  | No | Other |  | Will Inspect meter box at a later date | Unknown - Unlikely Lead |  |  |  | No | Other |  | Will Inspect meter box at a later date | Unknown | Don't Know | Don't Know |  | Building | Unknown | Unknown | No |  |  | Unknown
9508 | 6416 N MEADOWLANDS DR, HOBBS NM |  | No | No | Non-Lead - Plastic | No |  | 1 | Field inspection only with no records | Yes | Visual inspection at the meter pit | 06/03/2024 00:00:00 |  | Non-Lead - Plastic |  | 1 | Field inspection only with no records | Yes | Visual inspection at the meter pit | 06/03/2024 00:00:00 |  | Non-Lead | No | No |  | Single Family Residence |  | No | No |  |  | Non-Lead |  | 32.7709432 | -103.1573651
5651 | 308 W GOLD AVE, HOBBS NM |  | No | No | Unknown - Unlikely Lead | Don't Know |  |  |  | No | Other |  | Will Inspect meter box at a later date | Unknown - Unlikely Lead |  |  |  | No | Other |  | Will Inspect meter box at a later date | Unknown | Don't Know | Don't Know |  | Building | Unknown | Unknown | No |  |  | Unknown
9280 | 409 W MAIN ST, HOBBS NM |  | No | No | Unknown - Unlikely Lead | Don't Know |  |  |  | No | Other |  | Will Inspect meter box at a later date | Unknown - Unlikely Lead |  |  |  | No | Other |  | Will Inspect meter box at a later date | Unknown | Don't Know | Don't Know |  | Building | Unknown | Unknown | No |  |  | Unknown |  | 32.6921358 | -103.1405366
9223 | 1711 E MAIN ST, HOBBS NM |  | No | No | Unknown - Unlikely Lead | Don't Know |  |  |  | No | Other |  | Will Inspect meter box at a later date | Unknown - Unlikely Lead |  |  |  | No | Other |  | Will Inspect meter box at a later date | Unknown | Don't Know | Don't Know |  | Building | Unknown | Unknown | No |  |  | Unknown |  | 32.6920902 | -103.1144798
6033 | 1023 E GLORIETTA G 201, HOBBS NM |  | No | No | Non-Lead - Plastic | No | 2019 | 1 | Field inspection only with no records | Yes | Visual inspection at the meter pit | 05/26/2024 00:00:00 |  | Non-Lead - Plastic | 2019 | 1 | Installation date after lead ban | Yes | Visual inspection at the meter pit | 05/26/2024 00:00:00 |  | Non-Lead | No | No |  | Single Family Residence |  | No | No |  |  | Non-Lead |  | 32.7322508 | -103.1251818
5712 | 1631 N GILA DR, HOBBS NM |  | No | No | Unknown - Unlikely Lead | Don't Know |  |  |  | No | Other |  | Will Inspect meter box at a later date | Unknown - Unlikely Lead |  |  |  | No | Other |  | Will Inspect meter box at a later date | Unknown | Don't Know | Don't Know |  | Building | Unknown | Unknown | No |  |  | Unknown
6072 | 1023 E GLORIETTA B 103, HOBBS NM |  | No | No | Non-Lead - Plastic | No | 2019 | 1 | Field inspection only with no records | Yes | Visual inspection at the meter pit | 05/26/2024 00:00:00 |  | Non-Lead - Plastic | 2019 | 1 | Installation date after lead ban | Yes | Visual inspection at the meter pit | 05/26/2024 00:00:00 |  | Non-Lead | No | No |  | Single Family Residence |  | No | No |  |  | Non-Lead |  | 32.7322508 | -103.1251818
7846 | 112 E LLANO DR, HOBBS NM |  | No | No | Unknown - Unlikely Lead | Don't Know |  |  |  | No | Other |  | Will Inspect meter box at a later date | Unknown - Unlikely Lead |  |  |  | No | Other |  | Will Inspect meter box at a later date | Unknown | Don't Know | Don't Know |  | Building | Unknown | Unknown | No |  |  | Unknown |  | 32.7167375 | -103.1350892
9020 | 1214 S MCKINLEY ST, HOBBS NM |  | No | No | Unknown - Unlikely Lead | Don't Know |  |  |  | No | Other |  | Will Inspect meter box at a later date | Unknown - Unlikely Lead |  |  |  | No | Other |  | Will Inspect meter box at a later date | Unknown | Don't Know | Don't Know |  | Building | Unknown | Unknown | No |  |  | Unknown |  | 32.6880209 | -103.1328629
8953 | 301 W MIDWEST ST, HOBBS NM |  | No | No | Unknown - Unlikely Lead | Don't Know |  |  |  | No | Other |  | Will Inspect meter box at a later date | Unknown - Unlikely Lead |  |  |  | No | Other |  | Will Inspect meter box at a later date | Unknown | Don't Know | Don't Know |  | Building | Unknown | Unknown | No |  |  | Unknown |  | 32.6911234 | -103.1392037
7070 | 831 W IRON AVE, HOBBS NM |  | No | No | Unknown - Unlikely Lead | Don't Know |  |  |  | No | Other |  | Will Inspect meter box at a later date | Unknown - Unlikely Lead |  |  |  | No | Other |  | Will Inspect meter box at a later date | Unknown | Don't Know | Don't Know |  | Building | Unknown | Unknown | No |  |  | Unknown |  | 32.7315321 | -103.1461604
5543 | 418 E GREEN ACRES DR, HOBBS NM |  | No | No | Unknown - Unlikely Lead | Don't Know |  |  |  | No | Other |  | Will Inspect meter box at a later date | Unknown - Unlikely Lead |  |  |  | No | Other |  | Will Inspect meter box at a later date | Unknown | Don't Know | Don't Know |  | Building | Unknown | Unknown | No |  |  | Unknown
4879 | 430 DONAHUE AVE, HOBBS NM |  | No | No | Unknown - Unlikely Lead | Don't Know |  |  |  | No | Other |  | Will Inspect meter box at a later date | Unknown - Unlikely Lead |  |  |  | No | Other |  | Will Inspect meter box at a later date | Unknown | Don't Know | Don't Know |  | Building | Unknown | Unknown | No |  |  | Unknown
7612 | 1218 W KIOWA AVE, HOBBS NM |  | No | No | Unknown - Unlikely Lead | Don't Know |  |  |  | No | Other |  | Will Inspect meter box at a later date | Unknown - Unlikely Lead |  |  |  | No | Other |  | Will Inspect meter box at a later date | Unknown | Don't Know | Don't Know |  | Building | Unknown | Unknown | No |  |  | Unknown |  | 32.7363841 | -103.1500372
5092 | 3202 N ENTERPRISE DR, HOBBS NM |  | No | No | Unknown - Unlikely Lead | Don't Know |  |  |  | No | Other |  | Will Inspect meter box at a later date | Unknown - Unlikely Lead |  |  |  | No | Other |  | Will Inspect meter box at a later date | Unknown | Don't Know | Don't Know |  | Building | Unknown | Unknown | No |  |  | Unknown
6854 | 516 W HUMBLE ST, HOBBS NM |  | No | No | Unknown - Unlikely Lead | Don't Know |  |  |  | No | Other |  | Will Inspect meter box at a later date | Unknown - Unlikely Lead |  |  |  | No | Other |  | Will Inspect meter box at a later date | Unknown | Don't Know | Don't Know |  | Building | Unknown | Unknown | No |  |  | Unknown |  | 32.6937175 | -103.1419034
6025 | 1023 E GLORIETTA D 106, HOBBS NM |  | No | No | Non-Lead - Plastic | No | 2019 | 1 | Field inspection only with no records | Yes | Visual inspection at the meter pit | 05/26/2024 00:00:00 |  | Non-Lead - Plastic | 2019 | 1 | Installation date after lead ban | Yes | Visual inspection at the meter pit | 05/26/2024 00:00:00 |  | Non-Lead | No | No |  | Single Family Residence |  | No | No |  |  | Non-Lead |  | 32.7322508 | -103.1251818
617 | 1925 E ASH ST, HOBBS NM |  | No | No | Unknown - Unlikely Lead | Don't Know |  |  |  | No | Other |  | Will Inspect meter box at a later date | Unknown - Unlikely Lead |  |  |  | No | Other |  | Will Inspect meter box at a later date | Unknown | Don't Know | Don't Know |  | Building | Unknown | Unknown | No |  |  | Unknown |  | 32.6996912 | -103.1131934
5793 | 1616 N GILA DR, HOBBS NM |  | No | No | Unknown - Unlikely Lead | Don't Know |  |  |  | No | Other |  | Will Inspect meter box at a later date | Unknown - Unlikely Lead |  |  |  | No | Other |  | Will Inspect meter box at a later date | Unknown | Don't Know | Don't Know |  | Building | Unknown | Unknown | No |  |  | Unknown
9645 | 2326 N MULBERRY LN, HOBBS NM |  | No | No | Non-Lead - Plastic | No | 2020 | 1 | Field inspection only with no records | Yes | Visual inspection at the meter pit | 06/03/2024 00:00:00 |  | Non-Lead - Plastic | 2020 | 1 | Field inspection only with no records | Yes | Visual inspection at the meter pit | 06/03/2024 00:00:00 |  | Non-Lead | No | No |  | Single Family Residence |  | No | No |  |  | Non-Lead |  | 32.7269204 | -103.1106973
5768 | 1301 N GILA DR, HOBBS NM |  | No | No | Unknown - Unlikely Lead | Don't Know |  |  |  | No | Other |  | Will Inspect meter box at a later date | Unknown - Unlikely Lead |  |  |  | No | Other |  | Will Inspect meter box at a later date | Unknown | Don't Know | Don't Know |  | Building | Unknown | Unknown | No |  |  | Unknown
8092 | 6415 LILY POND RD, HOBBS NM |  | No | No | Non-Lead - Plastic | No | 2022 | 1 | Field inspection only with no records | Yes | Visual inspection at the meter pit | 07/23/2024 00:00:00 |  | Non-Lead - Plastic | 2022 | 1 | Field inspection only with no records | Yes | Visual inspection at the meter pit | 07/23/2024 00:00:00 |  | Non-Lead | No | No |  | Single Family Residence | Unknown | No | No |  |  | Non-Lead |  | 32.7728795 | -103.1563812
7854 | 621 E LLANO DR, HOBBS NM |  | No | No | Unknown - Unlikely Lead | Don't Know |  |  |  | No | Other |  | Will Inspect meter box at a later date | Unknown - Unlikely Lead |  |  |  | No | Other |  | Will Inspect meter box at a later date | Unknown | Don't Know | Don't Know |  | Building | Unknown | Unknown | No |  |  | Unknown |  | 32.7143698 | -103.1295734
9972 | 921 NAMBE ST, HOBBS NM |  | No | No | Unknown - Unlikely Lead | Don't Know |  |  |  | No | Other |  | Will Inspect meter box at a later date | Unknown - Unlikely Lead |  |  |  | No | Other |  | Will Inspect meter box at a later date | Unknown | Don't Know | Don't Know |  | Building | Unknown | Unknown | No |  |  | Unknown |  | 32.7441034 | -103.1469415
996 | 309 E BAJA DR, HOBBS NM |  | No | No | Unknown - Unlikely Lead | Don't Know |  |  |  | No | Other |  | Will Inspect meter box at a later date | Unknown - Unlikely Lead |  |  |  | No | Other |  | Will Inspect meter box at a later date | Unknown | Don't Know | Don't Know |  | Building | Unknown | Unknown | No |  |  | Unknown |  | 32.7192183 | -103.1327698
9921 | 236 E NAVAJO DR, HOBBS NM |  | No | No | Unknown - Unlikely Lead | Don't Know |  |  |  | No | Other |  | Will Inspect meter box at a later date | Unknown - Unlikely Lead |  |  |  | No | Other |  | Will Inspect meter box at a later date | Unknown | Don't Know | Don't Know |  | Building | Unknown | Unknown | No |  |  | Unknown |  | 32.7407752 | -103.1343666
999 | 624 N BATAAN ST, HOBBS NM |  | No | No | Unknown - Unlikely Lead | Don't Know |  |  |  | No | Other |  | Will Inspect meter box at a later date | Unknown - Unlikely Lead |  |  |  | No | Other |  | Will Inspect meter box at a later date | Unknown | Don't Know | Don't Know |  | Building | Unknown | Unknown | No |  |  | Unknown |  | 32.7067871 | -103.1198598
9961 | 2707 N NORTHACRES DR, HOBBS NM |  | No | No | Unknown - Unlikely Lead | Don't Know |  |  |  | No | Other |  | Will Inspect meter box at a later date | Unknown - Unlikely Lead |  |  |  | No | Other |  | Will Inspect meter box at a later date | Unknown | Don't Know | Don't Know |  | Building | Unknown | Unknown | No |  |  | Unknown |  | 32.7300867 | -103.1457375
9936 | 310 W NAVAJO DR, HOBBS NM |  | No | No | Unknown - Unlikely Lead | Don't Know |  |  |  | No | Other |  | Will Inspect meter box at a later date | Unknown - Unlikely Lead |  |  |  | No | Other |  | Will Inspect meter box at a later date | Unknown | Don't Know | Don't Know |  | Building | Unknown | Unknown | No |  |  | Unknown |  | 32.7405768 | -103.1398253
9986 | 1027 NAMBE ST, HOBBS NM |  | No | No | Unknown - Unlikely Lead | Don't Know |  |  |  | No | Other |  | Will Inspect meter box at a later date | Unknown - Unlikely Lead |  |  |  | No | Other |  | Will Inspect meter box at a later date | Unknown | Don't Know | Don't Know |  | Building | Unknown | Unknown | No |  |  | Unknown |  | 32.744106 | -103.1481812
9976 | 1010 NAMBE ST, HOBBS NM |  | No | No | Unknown - Unlikely Lead | Don't Know |  |  |  | No | Other |  | Will Inspect meter box at a later date | Unknown - Unlikely Lead |  |  |  | No | Other |  | Will Inspect meter box at a later date | Unknown | Don't Know | Don't Know |  | Building | Unknown | Unknown | No |  |  | Unknown |  | 32.7445801 | -103.1476731
9945 | 2702 N NORTHACRES DR, HOBBS NM |  | No | No | Unknown - Unlikely Lead | Don't Know |  |  |  | No | Other |  | Will Inspect meter box at a later date | Unknown - Unlikely Lead |  |  |  | No | Other |  | Will Inspect meter box at a later date | Unknown | Don't Know | Don't Know |  | Building | Unknown | Unknown | No |  |  | Unknown |  | 32.7298152 | -103.1451766
9940 | 2624 N NORTHACRES DR, HOBBS NM |  | No | No | Unknown - Unlikely Lead | Don't Know |  |  |  | No | Other |  | Will Inspect meter box at a later date | Unknown - Unlikely Lead |  |  |  | No | Other |  | Will Inspect meter box at a later date | Unknown | Don't Know | Don't Know |  | Building | Unknown | Unknown | No |  |  | Unknown |  | 32.7296246 | -103.1452043
9966 | 2820 N NORTHACRES DR, HOBBS NM |  | No | No | Unknown - Unlikely Lead | Don't Know |  |  |  | No | Other |  | Will Inspect meter box at a later date | Unknown - Unlikely Lead |  |  |  | No | Other |  | Will Inspect meter box at a later date | Unknown | Don't Know | Don't Know |  | Building | Unknown | Unknown | No |  |  | Unknown |  | 32.7315682 | -103.1452474
9933 | 601 W NAVAJO, HOBBS NM |  | No | No | Unknown - Unlikely Lead | Don't Know |  |  |  | No | Other |  | Will Inspect meter box at a later date | Unknown - Unlikely Lead |  |  |  | No | Other |  | Will Inspect meter box at a later date | Unknown | Don't Know | Don't Know |  | Building | Unknown | Unknown | No |  |  | Unknown |  | 32.73924 | -103.141849
9917 | 1401 E NAVAJO DR, HOBBS NM |  | No | No | Unknown - Unlikely Lead | Don't Know |  |  |  | No | Other |  | Will Inspect meter box at a later date | Unknown - Unlikely Lead |  |  |  | No | Other |  | Will Inspect meter box at a later date | Unknown | Don't Know | Don't Know |  | Building | Unknown | Unknown | No |  |  | Unknown |  | 32.7384784 | -103.1209539
9991 | 1003 NAMBE ST, HOBBS NM |  | No | No | Unknown - Unlikely Lead | Don't Know |  |  |  | No | Other |  | Will Inspect meter box at a later date | Unknown - Unlikely Lead |  |  |  | No | Other |  | Will Inspect meter box at a later date | Unknown | Don't Know | Don't Know |  | Building | Unknown | Unknown | No |  |  | Unknown |  | 32.7440909 | -103.1474317
9948 | 2830 N NORTHACRES DR, HOBBS NM |  | No | No | Unknown - Unlikely Lead | Don't Know |  |  |  | No | Other |  | Will Inspect meter box at a later date | Unknown - Unlikely Lead |  |  |  | No | Other |  | Will Inspect meter box at a later date | Unknown | Don't Know | Don't Know |  | Building | Unknown | Unknown | No |  |  | Unknown |  | 32.7319389 | -103.1452708
994 | 600 E BAJA DR, HOBBS NM |  | No | No | Unknown - Unlikely Lead | Don't Know |  |  |  | No | Other |  | Will Inspect meter box at a later date | Unknown - Unlikely Lead |  |  |  | No | Other |  | Will Inspect meter box at a later date | Unknown | Don't Know | Don't Know |  | Building | Unknown | Unknown | No |  |  | Unknown |  | 32.7194284 | -103.1298781
9960 | 2723 N NORTHACRES DR, HOBBS NM |  | No | No | Unknown - Unlikely Lead | Don't Know |  |  |  | No | Other |  | Will Inspect meter box at a later date | Unknown - Unlikely Lead |  |  |  | No | Other |  | Will Inspect meter box at a later date | Unknown | Don't Know | Don't Know |  | Building | Unknown | Unknown | No |  |  | Unknown |  | 32.7306297 | -103.1456026
998 | 423 E BAJA DR, HOBBS NM |  | No | No | Unknown - Unlikely Lead | Don't Know |  |  |  | No | Other |  | Will Inspect meter box at a later date | Unknown - Unlikely Lead |  |  |  | No | Other |  | Will Inspect meter box at a later date | Unknown | Don't Know | Don't Know |  | Building | Unknown | Unknown | No |  |  | Unknown |  | 32.7195262 | -103.1318092
9922 | 500 E NAVAJO DR, HOBBS NM |  | No | No | Unknown - Unlikely Lead | Don't Know |  |  |  | No | Other |  | Will Inspect meter box at a later date | Unknown - Unlikely Lead |  |  |  | No | Other |  | Will Inspect meter box at a later date | Unknown | Don't Know | Don't Know |  | Building | Unknown | Unknown | No |  |  | Unknown |  | 32.7404679 | -103.1317205
9932 | 401 W NAVAJO DR, HOBBS NM |  | No | No | Unknown - Unlikely Lead | Don't Know |  |  |  | No | Other |  | Will Inspect meter box at a later date | Unknown - Unlikely Lead |  |  |  | No | Other |  | Will Inspect meter box at a later date | Unknown | Don't Know | Don't Know |  | Building | Unknown | Unknown | No |  |  | Unknown |  | 32.7399775 | -103.140196
9987 | 901 NAMBE ST, HOBBS NM |  | No | No | Unknown - Unlikely Lead | Don't Know |  |  |  | No | Other |  | Will Inspect meter box at a later date | Unknown - Unlikely Lead |  |  |  | No | Other |  | Will Inspect meter box at a later date | Unknown | Don't Know | Don't Know |  | Building | Unknown | Unknown | No |  |  | Unknown |  | 32.7440852 | -103.1461803
9973 | 927 NAMBE ST, HOBBS NM |  | No | No | Unknown - Unlikely Lead | Don't Know |  |  |  | No | Other |  | Will Inspect meter box at a later date | Unknown - Unlikely Lead |  |  |  | No | Other |  | Will Inspect meter box at a later date | Unknown | Don't Know | Don't Know |  | Building | Unknown | Unknown | No |  |  | Unknown |  | 32.7441085 | -103.1471969

## GEC Permitted Values (hidden)
Location Information |  |  |  |  | System-Owned Portion | [8 empty] | Customer-Owned Portion | [7 empty] | Entire Service Line | Other Potential Sources of Lead |  |  | Additional Information to Assign Tap Monitoring Tiering |  |  |  | Lead Service Line Replacement
Unique Service Line ID* | Street Address* | Other Location Identifier | Sensitive Population? (Yes/No) | Disadvantaged Neighborhood? (Yes/No) | System-Owned Portion Service Line Material Classification* | If Non-Lead, Was Material Ever Previously Lead? | Service Line Installation Date (System Portion) | Service Line Size (inches) (System Portion) | Basis of Material Classification (System Portion) | Was the Service Line Material Field Verified? (System Portion) | Describe the Field Verification Method (System Portion) | Enter the Date of Field Verification (System Portion) | Notes (System Portion) | Customer-Owned Portion Service Line Material Classification* | Service Line Installation Date (Customer Portion) | Service Line Size (inches) (Customer Portion) | Basis of Material Classification (Customer Portion) | Was the Service Line Material Field Verified? (Customer Portion) | Describe the Field Verification Method (Customer Portion) | Enter the Date of Field Verification (Customer Portion) | Notes (Customer Portion) | Entire Service Line Material Classification (by Water System) | Is there a Lead Connector? | Is there Lead Solder in the Service Line? | Describe Other Fittings and Equipment Connected to the Service Line that Contain Lead | Building Type Connected to Service Line | Point-of-Entry or Point-of-Use Treatment Present? | Does the Interior Building Plumbing Contain Copper Pipes with Lead Solder Installed Before Your State’s Lead Ban (Generally 1986-1988)? | Current LCR Sampling Site? | Date of System-Owned LSLR | Date of Customer-Owned LSLR | LSL Category in Inventory | Sample Site Tier | Latitude | Longitude
|  |  | No | No | Lead | Yes |  | 3/8 | Previous Materials Evaluation | No | Customer self-identification |  |  | Lead |  | 3/8 | Previous Materials Evaluation | No | Customer self-identification |  |  | Lead | Yes | Yes |  | Single Family Residence | Yes | Yes | No
|  |  | Yes - School | Yes | Lead-Lined Galvanized | No |  | 1/2 | Installation record (e.g., tap card) | Yes | CCTV investigation at curb stop - internal |  |  | Lead-Lined Galvanized |  | 1/2 | Installation record (e.g., tap card) | Yes | CCTV investigation at curb stop (internal) |  |  | Galvanized Requiring Replacement | No | No |  | Multiple Family Residence | No | No | Yes
|  |  | Yes - Daycare |  | Galvanized | Don't Know |  | 5/8 | Installation date after lead ban |  | CCTV investigation at curb stop - external |  |  | Galvanized |  | 5/8 | Installation date after lead ban |  | CCTV investigation at curb stop (external) |  |  | Non-Lead | Don't Know | Don't Know |  | Building | Unknown | Unknown
|  |  | Yes - Multifamily House |  | Non-Lead - Copper |  |  | 3/4 | Service line diameter is > 2 inches |  | Water quality sampling |  |  | Non-Lead - Copper |  | 3/4 | Service line diameter is > 2 inches |  | Water quality sampling |  |  | Unknown |  |  |  | Other
|  |  | Yes - Multifamily Home |  | Non-Lead - Plastic |  |  | 1 | Service line repair or replacement record |  | Mechanical excavation at one location |  |  | Non-Lead - Plastic |  | 1 | Service line repair or replacement record |  | Mechanical excavation at one location
|  |  | Yes - Other |  | Non-Lead - Other |  |  | 1-1/4 | Predictive model |  | Mechanical excavation at multiple locations |  |  | Non-Lead - Other |  | 1-1/4 | Predictive model |  | Mechanical excavation at multiple locations
[5 empty] | Unknown - Likely Lead |  |  | 1-1/2 | Water sampling only with no records |  | Visual inspection at the meter pit |  |  | Unknown - Likely Lead |  | 1-1/2 | Water sampling only with no records |  | Visual inspection at the meter pit
[5 empty] | Unknown - Unlikely Lead |  |  | 1-3/4 | Field inspection only with no records |  | Other |  |  | Unknown - Unlikely Lead |  | 1-3/4 | Field inspection only with no records |  | Other
[5 empty] | Unknown - Material Unknown |  |  | 2 | Other |  |  |  |  | Unknown - Material Unknown |  | 2 | Other
[8 empty] | 3 | [7 empty] | 3
[8 empty] | 4 | [7 empty] | 4
[8 empty] | 6 | [7 empty] | 6
[8 empty] | 8 | [7 empty] | 8
[8 empty] | 10 | [7 empty] | 10
[8 empty] | 12 | [7 empty] | 12
[8 empty] | 14 | [7 empty] | 14
[8 empty] | 16 | [7 empty] | 16
[8 empty] | Unknown | [7 empty] | Unknown