## LSLI
Location Information |  |  |  |  | System-Owned Portion | [8 empty] | Customer-Owned Portion | [7 empty] | Entire Service Line | Other Potential Sources of Lead |  |  | Additional Information to Assign Tap Monitoring Tiering |  |  |  | Lead Service Line Replacement
Unique Service Line ID* | Street Address* | Other Location Identifier | Sensitive Population? (Yes/No) | Disadvantaged Neighborhood? (Yes/No) | System-Owned Portion Service Line Material Classification* | If Non-Lead, Was Material Ever Previously Lead? | Service Line Installation Date (System Portion) | Service Line Size (inches) (System Portion) | Basis of Material Classification (System Portion) | Was the Service Line Material Field Verified? (System Portion) | Describe the Field Verification Method (System Portion) | Enter the Date of Field Verification (System Portion) | Notes (System Portion) | Customer-Owned Portion Service Line Material Classification* | Service Line Installation Date (Customer Portion) | Service Line Size (inches) (Customer Portion) | Basis of Material Classification (Customer Portion) | Was the Service Line Material Field Verified? (Customer Portion) | Describe the Field Verification Method (Customer Portion) | Enter the Date of Field Verification (Customer Portion) | Notes (Customer Portion) | Entire Service Line Material Classification (by Water System) | Is there a Lead Connector? | Is there Lead Solder in the Service Line? | Describe Other Fittings and Equipment Connected to the Service Line that Contain Lead | Building Type Connected to Service Line | Point-of-Entry or Point-of-Use Treatment Present? | Does the Interior Building Plumbing Contain Copper Pipes with Lead Solder Installed Before Your State’s Lead Ban (Generally 1986-1988)? | Current LCR Sampling Site? | Date of System-Owned LSLR | Date of Customer-Owned LSLR | LSL Category in Inventory | Sample Site Tier | Latitude | Longitude
1 | 601 S 14TH ST, HOBBS NM |  | No | No | Unknown - Unlikely Lead | Don't Know |  |  |  | No | Other |  | Will Inspect meter box at a later date | Unknown - Unlikely Lead |  |  |  | No | Other |  | Will Inspect meter box at a later date | Unknown | Don't Know | Don't Know |  | Building | Unknown | Unknown | No |  |  | Unknown
10 | 703 S 14TH ST, HOBBS NM |  | No | No | Unknown - Unlikely Lead | Don't Know |  |  |  | No | Other |  | Will Inspect meter box at a later date | Unknown - Unlikely Lead |  |  |  | No | Other |  | Will Inspect meter box at a later date | Unknown | Don't Know | Don't Know |  | Building | Unknown | Unknown | No |  |  | Unknown
100 | 45 ACOMA CT, HOBBS NM |  | No | No | Unknown - Unlikely Lead | Don't Know |  |  |  | No | Other |  | Will Inspect meter box at a later date | Unknown - Unlikely Lead |  |  |  | No | Other |  | Will Inspect meter box at a later date | Unknown | Don't Know | Don't Know |  | Building | Unknown | Unknown | No |  |  | Unknown
1000 | 623 N BATAAN ST, HOBBS NM |  | No | No | Unknown - Unlikely Lead | Don't Know |  |  |  | No | Other |  | Will Inspect meter box at a later date | Unknown - Unlikely Lead |  |  |  | No | Other |  | Will Inspect meter box at a later date | Unknown | Don't Know | Don't Know |  | Building | Unknown | Unknown | No |  |  | Unknown
10000 | 1910 N ORCHID DR, HOBBS NM |  | No | No | Non-Lead - Plastic | No | 2019 | 1 | Field inspection only with no records | Yes | Visual inspection at the meter pit | 09/02/2024 00:00:00 |  | Non-Lead - Plastic | 2019 | 1 | Installation date after lead ban | Yes | Visual inspection at the meter pit | 09/02/2024 00:00:00 |  | Non-Lead | No | No |  | Single Family Residence |  | No | No |  |  | Non-Lead
10001 | 2125 N ORCHID DR, HOBBS NM |  | No | No | Non-Lead - Plastic | No | 2019 | 1 | Field inspection only with no records | Yes | Visual inspection at the meter pit | 09/02/2024 00:00:00 |  | Non-Lead - Plastic | 2019 | 1 | Installation date after lead ban | Yes | Visual inspection at the meter pit | 09/02/2024 00:00:00 |  | Non-Lead | No | No |  | Single Family Residence |  | No | No |  |  | Non-Lead
10002 | 1821 N ORCHID DR, HOBBS NM |  | No | No | Non-Lead - Plastic | No | 2019 | 1 | Field inspection only with no records | Yes | Visual inspection at the meter pit | 09/02/2024 00:00:00 |  | Non-Lead - Plastic | 2019 | 1 | Installation date after lead ban | Yes | Visual inspection at the meter pit | 09/02/2024 00:00:00 |  | Non-Lead | No | No |  | Single Family Residence |  | No | No |  |  | Non-Lead
10003 | 1906 N ORCHID DR, HOBBS NM |  | No | No | Non-Lead - Plastic | No | 2019 | 1 | Field inspection only with no records | Yes | Visual inspection at the meter pit | 09/02/2024 00:00:00 |  | Non-Lead - Plastic | 2019 | 1 | Installation date after lead ban | Yes | Visual inspection at the meter pit | 09/02/2024 00:00:00 |  | Non-Lead | No | No |  | Single Family Residence |  | No | No |  |  | Non-Lead
10004 | 2020 N ORCHID DR, HOBBS NM |  | No | No | Non-Lead - Plastic | No | 2019 | 1 | Field inspection only with no records | Yes | Visual inspection at the meter pit | 09/02/2024 00:00:00 |  | Non-Lead - Plastic | 2019 | 1 | Installation date after lead ban | Yes | Visual inspection at the meter pit | 09/02/2024 00:00:00 |  | Non-Lead | No | No |  | Single Family Residence |  | No | No |  |  | Non-Lead
10005 | 2012 N ORCHID DR, HOBBS NM |  | No | No | Non-Lead - Plastic | No | 2019 | 1 | Field inspection only with no records | Yes | Visual inspection at the meter pit | 09/02/2024 00:00:00 |  | Non-Lead - Plastic | 2019 | 1 | Installation date after lead ban | Yes | Visual inspection at the meter pit | 09/02/2024 00:00:00 |  | Non-Lead | No | No |  | Single Family Residence |  | No | No |  |  | Non-Lead
10006 | 1915 N ORCHID DR, HOBBS NM |  | No | No | Non-Lead - Plastic | No | 2019 | 1 | Field inspection only with no records | Yes | Visual inspection at the meter pit | 09/02/2024 00:00:00 |  | Non-Lead - Plastic | 2019 | 1 | Installation date after lead ban | Yes | Visual inspection at the meter pit | 09/02/2024 00:00:00 |  | Non-Lead | No | No |  | Single Family Residence |  | No | No |  |  | Non-Lead
10007 | 2121 N ORCHID DR, HOBBS NM |  | No | No | Non-Lead - Plastic | No | 2019 | 1 | Field inspection only with no records | Yes | Visual inspection at the meter pit | 09/02/2024 00:00:00 |  | Non-Lead - Plastic | 2019 | 1 | Installation date after lead ban | Yes | Visual inspection at the meter pit | 09/02/2024 00:00:00 |  | Non-Lead | No | No |  | Single Family Residence |  | No | No |  |  | Non-Lead
10008 | 2116 N ORCHID DR, HOBBS NM |  | No | No | Non-Lead - Plastic | No | 2019 | 1 | Field inspection only with no records | Yes | Visual inspection at the meter pit | 09/02/2024 00:00:00 |  | Non-Lead - Plastic | 2019 | 1 | Installation date after lead ban | Yes | Visual inspection at the meter pit | 09/02/2024 00:00:00 |  | Non-Lead | No | No |  | Single Family Residence |  | No | No |  |  | Non-Lead
10009 | 2004 N ORCHID DR, HOBBS NM |  | No | No | Non-Lead - Plastic | No | 2019 | 1 | Field inspection only with no records | Yes | Visual inspection at the meter pit | 09/02/2024 00:00:00 |  | Non-Lead - Plastic | 2019 | 1 | Installation date after lead ban | Yes | Visual inspection at the meter pit | 09/02/2024 00:00:00 |  | Non-Lead | No | No |  | Single Family Residence |  | No | No |  |  | Non-Lead
1001 | 408 N BATAAN ST, HOBBS NM |  | No | No | Unknown - Unlikely Lead | Don't Know |  |  |  | No | Other |  | Will Inspect meter box at a later date | Unknown - Unlikely Lead |  |  |  | No | Other |  | Will Inspect meter box at a later date | Unknown | Don't Know | Don't Know |  | Building | Unknown | Unknown | No |  |  | Unknown
10010 | 2113 N ORCHID DR, HOBBS NM |  | No | No | Non-Lead - Plastic | No | 2019 | 1 | Field inspection only with no records | Yes | Visual inspection at the meter pit | 09/02/2024 00:00:00 |  | Non-Lead - Plastic | 2019 | 1 | Installation date after lead ban | Yes | Visual inspection at the meter pit | 09/02/2024 00:00:00 |  | Non-Lead | No | No |  | Single Family Residence |  | No | No |  |  | Non-Lead
10011 | 2108 N ORCHID DR, HOBBS NM |  | No | No | Non-Lead - Plastic | No | 2019 | 1 | Field inspection only with no records | Yes | Visual inspection at the meter pit | 09/02/2024 00:00:00 |  | Non-Lead - Plastic | 2019 | 1 | Installation date after lead ban | Yes | Visual inspection at the meter pit | 09/02/2024 00:00:00 |  | Non-Lead | No | No |  | Single Family Residence |  | No | No |  |  | Non-Lead
10012 | 2008 N ORCHID DR, HOBBS NM |  | No | No | Non-Lead - Plastic | No | 2019 | 1 | Field inspection only with no records | Yes | Visual inspection at the meter pit | 09/02/2024 00:00:00 |  | Non-Lead - Plastic | 2019 | 1 | Installation date after lead ban | Yes | Visual inspection at the meter pit | 09/02/2024 00:00:00 |  | Non-Lead | No | No |  | Single Family Residence |  | No | No |  |  | Non-Lead
10013 | 2105 N ORCHID DR, HOBBS NM |  | No | No | Non-Lead - Plastic | No | 2019 | 1 | Field inspection only with no records | Yes | Visual inspection at the meter pit | 09/02/2024 00:00:00 |  | Non-Lead - Plastic | 2019 | 1 | Installation date after lead ban | Yes | Visual inspection at the meter pit | 09/02/2024 00:00:00 |  | Non-Lead | No | No |  | Single Family Residence |  | No | No |  |  | Non-Lead
10014 | 2100 N ORCHID DR, HOBBS NM |  | No | No | Non-Lead - Plastic | No | 2019 | 1 | Field inspection only with no records | Yes | Visual inspection at the meter pit | 09/02/2024 00:00:00 |  | Non-Lead - Plastic | 2019 | 1 | Installation date after lead ban | Yes | Visual inspection at the meter pit | 09/02/2024 00:00:00 |  | Non-Lead | No | No |  | Single Family Residence |  | No | No |  |  | Non-Lead
10015 | 2104 N ORCHID DR, HOBBS NM |  | No | No | Non-Lead - Plastic | No | 2019 | 1 | Field inspection only with no records | Yes | Visual inspection at the meter pit | 09/02/2024 00:00:00 |  | Non-Lead - Plastic | 2019 | 1 | Installation date after lead ban | Yes | Visual inspection at the meter pit | 09/02/2024 00:00:00 |  | Non-Lead | No | No |  | Single Family Residence |  | No | No |  |  | Non-Lead
10016 | 2000 N ORCHID DR, HOBBS NM |  | No | No | Non-Lead - Plastic | No | 2019 | 1 | Field inspection only with no records | Yes | Visual inspection at the meter pit | 09/02/2024 00:00:00 |  | Non-Lead - Plastic | 2019 | 1 | Installation date after lead ban | Yes | Visual inspection at the meter pit | 09/02/2024 00:00:00 |  | Non-Lead | No | No |  | Single Family Residence |  | No | No |  |  | Non-Lead
10017 | 2117 N ORCHID DR, HOBBS NM |  | No | No | Non-Lead - Plastic | No | 2019 | 1 | Field inspection only with no records | Yes | Visual inspection at the meter pit | 09/02/2024 00:00:00 |  | Non-Lead - Plastic | 2019 | 1 | Installation date after lead ban | Yes | Visual inspection at the meter pit | 09/02/2024 00:00:00 |  | Non-Lead | No | No |  | Single Family Residence |  | No | No |  |  | Non-Lead
10018 | 2015 N ORCHID DR, HOBBS NM |  | No | No | Non-Lead - Plastic | No | 2019 | 1 | Field inspection only with no records | Yes | Visual inspection at the meter pit | 09/02/2024 00:00:00 |  | Non-Lead - Plastic | 2019 | 1 | Installation date after lead ban | Yes | Visual inspection at the meter pit | 09/02/2024 00:00:00 |  | Non-Lead | No | No |  | Single Family Residence |  | No | No |  |  | Non-Lead
10019 | 1911 N ORCHID DR, HOBBS NM |  | No | No | Non-Lead - Plastic | No | 2019 | 1 | Field inspection only with no records | Yes | Visual inspection at the meter pit | 09/02/2024 00:00:00 |  | Non-Lead - Plastic | 2019 | 1 | Installation date after lead ban | Yes | Visual inspection at the meter pit | 09/02/2024 00:00:00 |  | Non-Lead | No | No |  | Single Family Residence |  | No | No |  |  | Non-Lead
1002 | 404 N BATAAN ST, HOBBS NM |  | No | No | Unknown - Unlikely Lead | Don't Know |  |  |  | No | Other |  | Will Inspect meter box at a later date | Unknown - Unlikely Lead |  |  |  | No | Other |  | Will Inspect meter box at a later date | Unknown | Don't Know | Don't Know |  | Building | Unknown | Unknown | No |  |  | Unknown
10020 | 2003 N ORCHID DR, HOBBS NM |  | No | No | Non-Lead - Plastic | No | 2019 | 1 | Field inspection only with no records | Yes | Visual inspection at the meter pit | 09/02/2024 00:00:00 |  | Non-Lead - Plastic | 2019 | 1 | Installation date after lead ban | Yes | Visual inspection at the meter pit | 09/02/2024 00:00:00 |  | Non-Lead | No | No |  | Single Family Residence |  | No | No |  |  | Non-Lead
10021 | 1923 N ORCHID DR, HOBBS NM |  | No | No | Non-Lead - Plastic | No | 2019 | 1 | Field inspection only with no records | Yes | Visual inspection at the meter pit | 09/02/2024 00:00:00 |  | Non-Lead - Plastic | 2019 | 1 | Installation date after lead ban | Yes | Visual inspection at the meter pit | 09/02/2024 00:00:00 |  | Non-Lead | No | No |  | Single Family Residence |  | No | No |  |  | Non-Lead
10022 | 1903 N ORCHID DR, HOBBS NM |  | No | No | Non-Lead - Plastic | No | 2019 | 1 | Field inspection only with no records | Yes | Visual inspection at the meter pit | 09/02/2024 00:00:00 |  | Non-Lead - Plastic | 2019 | 1 | Installation date after lead ban | Yes | Visual inspection at the meter pit | 09/02/2024 00:00:00 |  | Non-Lead | No | No |  | Single Family Residence |  | No | No |  |  | Non-Lead
10023 | 1825 N ORCHID DR, HOBBS NM |  | No | No | Non-Lead - Plastic | No | 2019 | 1 | Field inspection only with no records | Yes | Visual inspection at the meter pit | 09/02/2024 00:00:00 |  | Non-Lead - Plastic | 2019 | 1 | Installation date after lead ban | Yes | Visual inspection at the meter pit | 09/02/2024 00:00:00 |  | Non-Lead | No | No |  | Single Family Residence |  | No | No |  |  | Non-Lead
10024 | 1816 N ORCHID DR, HOBBS NM |  | No | No | Non-Lead - Plastic | No | 2019 | 1 | Field inspection only with no records | Yes | Visual inspection at the meter pit | 09/02/2024 00:00:00 |  | Non-Lead - Plastic | 2019 | 1 | Installation date after lead ban | Yes | Visual inspection at the meter pit | 09/02/2024 00:00:00 |  | Non-Lead | No | No |  | Single Family Residence |  | No | No |  |  | Non-Lead
10025 | 1805 N ORCHID DR, HOBBS NM |  | No | No | Non-Lead - Plastic | No | 2019 | 1 | Field inspection only with no records | Yes | Visual inspection at the meter pit | 09/02/2024 00:00:00 |  | Non-Lead - Plastic | 2019 | 1 | Installation date after lead ban | Yes | Visual inspection at the meter pit | 09/02/2024 00:00:00 |  | Non-Lead | No | No |  | Single Family Residence |  | No | No |  |  | Non-Lead
10026 | 2011 N ORCHID DR, HOBBS NM |  | No | No | Non-Lead - Plastic | No | 2019 | 1 | Field inspection only with no records | Yes | Visual inspection at the meter pit | 09/02/2024 00:00:00 |  | Non-Lead - Plastic | 2019 | 1 | Installation date after lead ban | Yes | Visual inspection at the meter pit | 09/02/2024 00:00:00 |  | Non-Lead | No | No |  | Single Family Residence |  | No | No |  |  | Non-Lead
10027 | 1914 N ORCHID DR, HOBBS NM |  | No | No | Non-Lead - Plastic | No | 2019 | 1 | Field inspection only with no records | Yes | Visual inspection at the meter pit | 09/02/2024 00:00:00 |  | Non-Lead - Plastic | 2019 | 1 | Installation date after lead ban | Yes | Visual inspection at the meter pit | 09/02/2024 00:00:00 |  | Non-Lead | No | No |  | Single Family Residence |  | No | No |  |  | Non-Lead
10028 | 2109 N ORCHID DR, HOBBS NM |  | No | No | Non-Lead - Plastic | No | 2019 | 1 | Field inspection only with no records | Yes | Visual inspection at the meter pit | 09/02/2024 00:00:00 |  | Non-Lead - Plastic | 2019 | 1 | Installation date after lead ban | Yes | Visual inspection at the meter pit | 09/02/2024 00:00:00 |  | Non-Lead | No | No |  | Single Family Residence |  | No | No |  |  | Non-Lead
10029 | 2112 N ORCHID DR, HOBBS NM |  | No | No | Non-Lead - Plastic | No | 2019 | 1 | Field inspection only with no records | Yes | Visual inspection at the meter pit | 09/02/2024 00:00:00 |  | Non-Lead - Plastic | 2019 | 1 | Installation date after lead ban | Yes | Visual inspection at the meter pit | 09/02/2024 00:00:00 |  | Non-Lead | No | No |  | Single Family Residence |  | No | No |  |  | Non-Lead
1003 | 506 N BATAAN ST, HOBBS NM |  | No | No | Unknown - Unlikely Lead | Don't Know |  |  |  | No | Other |  | Will Inspect meter box at a later date | Unknown - Unlikely Lead |  |  |  | No | Other |  | Will Inspect meter box at a later date | Unknown | Don't Know | Don't Know |  | Building | Unknown | Unknown | No |  |  | Unknown
10030 | 1919 N ORCHID DR, HOBBS NM |  | No | No | Non-Lead - Plastic | No | 2019 | 1 | Field inspection only with no records | Yes | Visual inspection at the meter pit | 09/02/2024 00:00:00 |  | Non-Lead - Plastic | 2019 | 1 | Installation date after lead ban | Yes | Visual inspection at the meter pit | 09/02/2024 00:00:00 |  | Non-Lead | No | No |  | Single Family Residence |  | No | No |  |  | Non-Lead
10031 | 2101 N ORCHID DR, HOBBS NM |  | No | No | Non-Lead - Plastic | No | 2019 | 1 | Field inspection only with no records | Yes | Visual inspection at the meter pit | 09/02/2024 00:00:00 |  | Non-Lead - Plastic | 2019 | 1 | Installation date after lead ban | Yes | Visual inspection at the meter pit | 09/02/2024 00:00:00 |  | Non-Lead | No | No |  | Single Family Residence |  | No | No |  |  | Non-Lead
10032 | 2016 N ORCHID DR, HOBBS NM |  | No | No | Non-Lead - Plastic | No | 2019 | 1 | Field inspection only with no records | Yes | Visual inspection at the meter pit | 09/02/2024 00:00:00 |  | Non-Lead - Plastic | 2019 | 1 | Installation date after lead ban | Yes | Visual inspection at the meter pit | 09/02/2024 00:00:00 |  | Non-Lead | No | No |  | Single Family Residence |  | No | No |  |  | Non-Lead
10033 | 2120 N ORCHID DR, HOBBS NM |  | No | No | Non-Lead - Plastic | No | 2019 | 1 | Field inspection only with no records | Yes | Visual inspection at the meter pit | 09/02/2024 00:00:00 |  | Non-Lead - Plastic | 2019 | 1 | Installation date after lead ban | Yes | Visual inspection at the meter pit | 09/02/2024 00:00:00 |  | Non-Lead | No | No |  | Single Family Residence |  | No | No |  |  | Non-Lead
10034 | 1902 N ORCHID DR, HOBBS NM |  | No | No | Non-Lead - Plastic | No | 2019 | 1 | Field inspection only with no records | Yes | Visual inspection at the meter pit | 09/02/2024 00:00:00 |  | Non-Lead - Plastic | 2019 | 1 | Installation date after lead ban | Yes | Visual inspection at the meter pit | 09/02/2024 00:00:00 |  | Non-Lead | No | No |  | Single Family Residence |  | No | No |  |  | Non-Lead
10035 | 1813 N ORCHID DR, HOBBS NM |  | No | No | Non-Lead - Plastic | No | 2019 | 1 | Field inspection only with no records | Yes | Visual inspection at the meter pit | 09/02/2024 00:00:00 |  | Non-Lead - Plastic | 2019 | 1 | Installation date after lead ban | Yes | Visual inspection at the meter pit | 09/02/2024 00:00:00 |  | Non-Lead | No | No |  | Single Family Residence |  | No | No |  |  | Non-Lead
10036 | 1907 N ORCHID DR, HOBBS NM |  | No | No | Non-Lead - Plastic | No | 2019 | 1 | Field inspection only with no records | Yes | Visual inspection at the meter pit | 09/02/2024 00:00:00 |  | Non-Lead - Plastic | 2019 | 1 | Installation date after lead ban | Yes | Visual inspection at the meter pit | 09/02/2024 00:00:00 |  | Non-Lead | No | No |  | Single Family Residence |  | No | No |  |  | Non-Lead
10037 | 1817 N ORCHID DR, HOBBS NM |  | No | No | Non-Lead - Plastic | No | 2019 | 1 | Field inspection only with no records | Yes | Visual inspection at the meter pit | 09/02/2024 00:00:00 |  | Non-Lead - Plastic | 2019 | 1 | Installation date after lead ban | Yes | Visual inspection at the meter pit | 09/02/2024 00:00:00 |  | Non-Lead | No | No |  | Single Family Residence |  | No | No |  |  | Non-Lead
10038 | 2007 N ORCHID DR, HOBBS NM |  | No | No | Non-Lead - Plastic | No | 2019 | 1 | Field inspection only with no records | Yes | Visual inspection at the meter pit | 09/02/2024 00:00:00 |  | Non-Lead - Plastic | 2019 | 1 | Installation date after lead ban | Yes | Visual inspection at the meter pit | 09/02/2024 00:00:00 |  | Non-Lead | No | No |  | Single Family Residence |  | No | No |  |  | Non-Lead
10039 | 1618 E OAK ST, HOBBS NM |  | No | No | Unknown - Unlikely Lead | Don't Know |  |  |  | No | Other |  | Will Inspect meter box at a later date | Unknown - Unlikely Lead |  |  |  | No | Other |  | Will Inspect meter box at a later date | Unknown | Don't Know | Don't Know |  | Building | Unknown | Unknown | No |  |  | Unknown
1004 | 508 N BATAAN ST, HOBBS NM |  | No | No | Unknown - Unlikely Lead | Don't Know |  |  |  | No | Other |  | Will Inspect meter box at a later date | Unknown - Unlikely Lead |  |  |  | No | Other |  | Will Inspect meter box at a later date | Unknown | Don't Know | Don't Know |  | Building | Unknown | Unknown | No |  |  | Unknown
10040 | 1610 E OAK ST, HOBBS NM |  | No | No | Unknown - Unlikely Lead | Don't Know |  |  |  | No | Other |  | Will Inspect meter box at a later date | Unknown - Unlikely Lead |  |  |  | No | Other |  | Will Inspect meter box at a later date | Unknown | Don't Know | Don't Know |  | Building | Unknown | Unknown | No |  |  | Unknown
10041 | 1607 E OAK ST - FRONT, HOBBS NM |  | No | No | Unknown - Unlikely Lead | Don't Know |  |  |  | No | Other |  | Will Inspect meter box at a later date | Unknown - Unlikely Lead |  |  |  | No | Other |  | Will Inspect meter box at a later date | Unknown | Don't Know | Don't Know |  | Building | Unknown | Unknown | No |  |  | Unknown
10042 | 1614 E OAK ST, HOBBS NM |  | No | No | Unknown - Unlikely Lead | Don't Know |  |  |  | No | Other |  | Will Inspect meter box at a later date | Unknown - Unlikely Lead |  |  |  | No | Other |  | Will Inspect meter box at a later date | Unknown | Don't Know | Don't Know |  | Building | Unknown | Unknown | No |  |  | Unknown
10043 | 2013 E OAK ST, HOBBS NM |  | No | No | Unknown - Unlikely Lead | Don't Know |  |  |  | No | Other |  | Will Inspect meter box at a later date | Unknown - Unlikely Lead |  |  |  | No | Other |  | Will Inspect meter box at a later date | Unknown | Don't Know | Don't Know |  | Building | Unknown | Unknown | No |  |  | Unknown
10044 | 1608 E OAK ST, HOBBS NM |  | No | No | Unknown - Unlikely Lead | Don't Know |  |  |  | No | Other |  | Will Inspect meter box at a later date | Unknown - Unlikely Lead |  |  |  | No | Other |  | Will Inspect meter box at a later date | Unknown | Don't Know | Don't Know |  | Building | Unknown | Unknown | No |  |  | Unknown
10045 | 1604 E OAK ST, HOBBS NM |  | No | No | Unknown - Unlikely Lead | Don't Know |  |  |  | No | Other |  | Will Inspect meter box at a later date | Unknown - Unlikely Lead |  |  |  | No | Other |  | Will Inspect meter box at a later date | Unknown | Don't Know | Don't Know |  | Building | Unknown | Unknown | No |  |  | Unknown
10046 | 2216 E OAK ST, HOBBS NM |  | No | No | Unknown - Unlikely Lead | Don't Know |  |  |  | No | Other |  | Will Inspect meter box at a later date | Unknown - Unlikely Lead |  |  |  | No | Other |  | Will Inspect meter box at a later date | Unknown | Don't Know | Don't Know |  | Building | Unknown | Unknown | No |  |  | Unknown
10047 | 1718 E OAK ST, HOBBS NM |  | No | No | Unknown - Unlikely Lead | Don't Know |  |  |  | No | Other |  | Will Inspect meter box at a later date | Unknown - Unlikely Lead |  |  |  | No | Other |  | Will Inspect meter box at a later date | Unknown | Don't Know | Don't Know |  | Building | Unknown | Unknown | No |  |  | Unknown
10048 | 2206 E OAK ST, HOBBS NM |  | No | No | Unknown - Unlikely Lead | Don't Know |  |  |  | No | Other |  | Will Inspect meter box at a later date | Unknown - Unlikely Lead |  |  |  | No | Other |  | Will Inspect meter box at a later date | Unknown | Don't Know | Don't Know |  | Building | Unknown | Unknown | No |  |  | Unknown
10049 | 2118 E OAK ST, HOBBS NM |  | No | No | Unknown - Unlikely Lead | Don't Know |  |  |  | No | Other |  | Will Inspect meter box at a later date | Unknown - Unlikely Lead |  |  |  | No | Other |  | Will Inspect meter box at a later date | Unknown | Don't Know | Don't Know |  | Building | Unknown | Unknown | No |  |  | Unknown
1005 | 717 N BATAAN ST, HOBBS NM |  | No | No | Unknown - Unlikely Lead | Don't Know |  |  |  | No | Other |  | Will Inspect meter box at a later date | Unknown - Unlikely Lead |  |  |  | No | Other |  | Will Inspect meter box at a later date | Unknown | Don't Know | Don't Know |  | Building | Unknown | Unknown | No |  |  | Unknown
10050 | 1625 E OAK ST, HOBBS NM |  | No | No | Unknown - Unlikely Lead | Don't Know |  |  |  | No | Other |  | Will Inspect meter box at a later date | Unknown - Unlikely Lead |  |  |  | No | Other |  | Will Inspect meter box at a later date | Unknown | Don't Know | Don't Know |  | Building | Unknown | Unknown | No |  |  | Unknown
10051 | 2110 E OAK ST, HOBBS NM |  | No | No | Unknown - Unlikely Lead | Don't Know |  |  |  | No | Other |  | Will Inspect meter box at a later date | Unknown - Unlikely Lead |  |  |  | No | Other |  | Will Inspect meter box at a later date | Unknown | Don't Know | Don't Know |  | Building | Unknown | Unknown | No |  |  | Unknown
10052 | 2008 E OAK ST, HOBBS NM |  | No | No | Unknown - Unlikely Lead | Don't Know |  |  |  | No | Other |  | Will Inspect meter box at a later date | Unknown - Unlikely Lead |  |  |  | No | Other |  | Will Inspect meter box at a later date | Unknown | Don't Know | Don't Know |  | Building | Unknown | Unknown | No |  |  | Unknown
10053 | 2014 E OAK ST, HOBBS NM |  | No | No | Unknown - Unlikely Lead | Don't Know |  |  |  | No | Other |  | Will Inspect meter box at a later date | Unknown - Unlikely Lead |  |  |  | No | Other |  | Will Inspect meter box at a later date | Unknown | Don't Know | Don't Know |  | Building | Unknown | Unknown | No |  |  | Unknown
10054 | 2011 E OAK ST, HOBBS NM |  | No | No | Unknown - Unlikely Lead | Don't Know |  |  |  | No | Other |  | Will Inspect meter box at a later date | Unknown - Unlikely Lead |  |  |  | No | Other |  | Will Inspect meter box at a later date | Unknown | Don't Know | Don't Know |  | Building | Unknown | Unknown | No |  |  | Unknown
10055 | 1905 E OAK ST, HOBBS NM |  | No | No | Unknown - Unlikely Lead | Don't Know |  |  |  | No | Other |  | Will Inspect meter box at a later date | Unknown - Unlikely Lead |  |  |  | No | Other |  | Will Inspect meter box at a later date | Unknown | Don't Know | Don't Know |  | Building | Unknown | Unknown | No |  |  | Unknown
10056 | 1621 E OAK ST, HOBBS NM |  | No | No | Unknown - Unlikely Lead | Don't Know |  |  |  | No | Other |  | Will Inspect meter box at a later date | Unknown - Unlikely Lead |  |  |  | No | Other |  | Will Inspect meter box at a later date | Unknown | Don't Know | Don't Know |  | Building | Unknown | Unknown | No |  |  | Unknown
10057 | 1617 E OAK ST, HOBBS NM |  | No | No | Unknown - Unlikely Lead | Don't Know |  |  |  | No | Other |  | Will Inspect meter box at a later date | Unknown - Unlikely Lead |  |  |  | No | Other |  | Will Inspect meter box at a later date | Unknown | Don't Know | Don't Know |  | Building | Unknown | Unknown | No |  |  | Unknown
10058 | 1911 E OAK ST, HOBBS NM |  | No | No | Unknown - Unlikely Lead | Don't Know |  |  |  | No | Other |  | Will Inspect meter box at a later date | Unknown - Unlikely Lead |  |  |  | No | Other |  | Will Inspect meter box at a later date | Unknown | Don't Know | Don't Know |  | Building | Unknown | Unknown | No |  |  | Unknown
10059 | 1612 E OAK ST, HOBBS NM |  | No | No | Unknown - Unlikely Lead | Don't Know |  |  |  | No | Other |  | Will Inspect meter box at a later date | Unknown - Unlikely Lead |  |  |  | No | Other |  | Will Inspect meter box at a later date | Unknown | Don't Know | Don't Know |  | Building | Unknown | Unknown | No |  |  | Unknown
1006 | 504 N BATAAN ST, HOBBS NM |  | No | No | Unknown - Unlikely Lead | Don't Know |  |  |  | No | Other |  | Will Inspect meter box at a later date | Unknown - Unlikely Lead |  |  |  | No | Other |  | Will Inspect meter box at a later date | Unknown | Don't Know | Don't Know |  | Building | Unknown | Unknown | No |  |  | Unknown
10060 | 1619 E OAK ST, HOBBS NM |  | No | No | Unknown - Unlikely Lead | Don't Know |  |  |  | No | Other |  | Will Inspect meter box at a later date | Unknown - Unlikely Lead |  |  |  | No | Other |  | Will Inspect meter box at a later date | Unknown | Don't Know | Don't Know |  | Building | Unknown | Unknown | No |  |  | Unknown
10061 | 1623 E OAK ST, HOBBS NM |  | No | No | Unknown - Unlikely Lead | Don't Know |  |  |  | No | Other |  | Will Inspect meter box at a later date | Unknown - Unlikely Lead |  |  |  | No | Other |  | Will Inspect meter box at a later date | Unknown | Don't Know | Don't Know |  | Building | Unknown | Unknown | No |  |  | Unknown
10062 | 1615 E OAK ST, HOBBS NM |  | No | No | Unknown - Unlikely Lead | Don't Know |  |  |  | No | Other |  | Will Inspect meter box at a later date | Unknown - Unlikely Lead |  |  |  | No | Other |  | Will Inspect meter box at a later date | Unknown | Don't Know | Don't Know |  | Building | Unknown | Unknown | No |  |  | Unknown
10063 | 2210 E OAK ST, HOBBS NM |  | No | No | Unknown - Unlikely Lead | Don't Know |  |  |  | No | Other |  | Will Inspect meter box at a later date | Unknown - Unlikely Lead |  |  |  | No | Other |  | Will Inspect meter box at a later date | Unknown | Don't Know | Don't Know |  | Building | Unknown | Unknown | No |  |  | Unknown
10064 | 2101 E OAK ST, HOBBS NM |  | No | No | Unknown - Unlikely Lead | Don't Know |  |  |  | No | Other |  | Will Inspect meter box at a later date | Unknown - Unlikely Lead |  |  |  | No | Other |  | Will Inspect meter box at a later date | Unknown | Don't Know | Don't Know |  | Building | Unknown | Unknown | No |  |  | Unknown
10065 | 1613 E OAK ST, HOBBS NM |  | No | No | Unknown - Unlikely Lead | Don't Know |  |  |  | No | Other |  | Will Inspect meter box at a later date | Unknown - Unlikely Lead |  |  |  | No | Other |  | Will Inspect meter box at a later date | Unknown | Don't Know | Don't Know |  | Building | Unknown | Unknown | No |  |  | Unknown
10066 | 1924 E OAK ST, HOBBS NM |  | No | No | Unknown - Unlikely Lead | Don't Know |  |  |  | No | Other |  | Will Inspect meter box at a later date | Unknown - Unlikely Lead |  |  |  | No | Other |  | Will Inspect meter box at a later date | Unknown | Don't Know | Don't Know |  | Building | Unknown | Unknown | No |  |  | Unknown
10067 | 2113 E OAK ST, HOBBS NM |  | No | No | Unknown - Unlikely Lead | Don't Know |  |  |  | No | Other |  | Will Inspect meter box at a later date | Unknown - Unlikely Lead |  |  |  | No | Other |  | Will Inspect meter box at a later date | Unknown | Don't Know | Don't Know |  | Building | Unknown | Unknown | No |  |  | Unknown
10068 | 1728 N ORIOLE DR, HOBBS NM |  | No | No | Unknown - Unlikely Lead | Don't Know |  |  |  | No | Other |  | Will Inspect meter box at a later date | Unknown - Unlikely Lead |  |  |  | No | Other |  | Will Inspect meter box at a later date | Unknown | Don't Know | Don't Know |  | Building | Unknown | Unknown | No |  |  | Unknown
10069 | 1722 N ORIOLE DR, HOBBS NM |  | No | No | Unknown - Unlikely Lead | Don't Know |  |  |  | No | Other |  | Will Inspect meter box at a later date | Unknown - Unlikely Lead |  |  |  | No | Other |  | Will Inspect meter box at a later date | Unknown | Don't Know | Don't Know |  | Building | Unknown | Unknown | No |  |  | Unknown
1007 | 720 N BATAAN ST, HOBBS NM |  | No | No | Unknown - Unlikely Lead | Don't Know |  |  |  | No | Other |  | Will Inspect meter box at a later date | Unknown - Unlikely Lead |  |  |  | No | Other |  | Will Inspect meter box at a later date | Unknown | Don't Know | Don't Know |  | Building | Unknown | Unknown | No |  |  | Unknown
10070 | 1712 N ORIOLE DR, HOBBS NM |  | No | No | Unknown - Unlikely Lead | Don't Know |  |  |  | No | Other |  | Will Inspect meter box at a later date | Unknown - Unlikely Lead |  |  |  | No | Other |  | Will Inspect meter box at a later date | Unknown | Don't Know | Don't Know |  | Building | Unknown | Unknown | No |  |  | Unknown
10071 | 1713 N ORIOLE DR, HOBBS NM |  | No | No | Unknown - Unlikely Lead | Don't Know |  |  |  | No | Other |  | Will Inspect meter box at a later date | Unknown - Unlikely Lead |  |  |  | No | Other |  | Will Inspect meter box at a later date | Unknown | Don't Know | Don't Know |  | Building | Unknown | Unknown | No |  |  | Unknown
10072 | 1701 N ORIOLE DR, HOBBS NM |  | No | No | Unknown - Unlikely Lead | Don't Know |  |  |  | No | Other |  | Will Inspect meter box at a later date | Unknown - Unlikely Lead |  |  |  | No | Other |  | Will Inspect meter box at a later date | Unknown | Don't Know | Don't Know |  | Building | Unknown | Unknown | No |  |  | Unknown
10073 | 1734 N ORIOLE DR, HOBBS NM |  | No | No | Unknown - Unlikely Lead | Don't Know |  |  |  | No | Other |  | Will Inspect meter box at a later date | Unknown - Unlikely Lead |  |  |  | No | Other |  | Will Inspect meter box at a later date | Unknown | Don't Know | Don't Know |  | Building | Unknown | Unknown | No |  |  | Unknown
10074 | 1700 N ORIOLE DR, HOBBS NM |  | No | No | Unknown - Unlikely Lead | Don't Know |  |  |  | No | Other |  | Will Inspect meter box at a later date | Unknown - Unlikely Lead |  |  |  | No | Other |  | Will Inspect meter box at a later date | Unknown | Don't Know | Don't Know |  | Building | Unknown | Unknown | No |  |  | Unknown
10075 | 1716 N ORIOLE DR, HOBBS NM |  | No | No | Unknown - Unlikely Lead | Don't Know |  |  |  | No | Other |  | Will Inspect meter box at a later date | Unknown - Unlikely Lead |  |  |  | No | Other |  | Will Inspect meter box at a later date | Unknown | Don't Know | Don't Know |  | Building | Unknown | Unknown | No |  |  | Unknown
10076 | 1706 N ORIOLE DR, HOBBS NM |  | No | No | Unknown - Unlikely Lead | Don't Know |  |  |  | No | Other |  | Will Inspect meter box at a later date | Unknown - Unlikely Lead |  |  |  | No | Other |  | Will Inspect meter box at a later date | Unknown | Don't Know | Don't Know |  | Building | Unknown | Unknown | No |  |  | Unknown
10077 | 1707 N ORIOLE DR, HOBBS NM |  | No | No | Unknown - Unlikely Lead | Don't Know |  |  |  | No | Other |  | Will Inspect meter box at a later date | Unknown - Unlikely Lead |  |  |  | No | Other |  | Will Inspect meter box at a later date | Unknown | Don't Know | Don't Know |  | Building | Unknown | Unknown | No |  |  | Unknown
10078 | 1719 N ORIOLE DR, HOBBS NM |  | No | No | Unknown - Unlikely Lead | Don't Know |  |  |  | No | Other |  | Will Inspect meter box at a later date | Unknown - Unlikely Lead |  |  |  | No | Other |  | Will Inspect meter box at a later date | Unknown | Don't Know | Don't Know |  | Building | Unknown | Unknown | No |  |  | Unknown
10079 | 1624 N ORIOLE DR, HOBBS NM |  | No | No | Unknown - Unlikely Lead | Don't Know |  |  |  | No | Other |  | Will Inspect meter box at a later date | Unknown - Unlikely Lead |  |  |  | No | Other |  | Will Inspect meter box at a later date | Unknown | Don't Know | Don't Know |  | Building | Unknown | Unknown | No |  |  | Unknown
1008 | 402 N BATAAN ST, HOBBS NM |  | No | No | Unknown - Unlikely Lead | Don't Know |  |  |  | No | Other |  | Will Inspect meter box at a later date | Unknown - Unlikely Lead |  |  |  | No | Other |  | Will Inspect meter box at a later date | Unknown | Don't Know | Don't Know |  | Building | Unknown | Unknown | No |  |  | Unknown
10080 | 1630 N ORIOLE DR, HOBBS NM |  | No | No | Unknown - Unlikely Lead | Don't Know |  |  |  | No | Other |  | Will Inspect meter box at a later date | Unknown - Unlikely Lead |  |  |  | No | Other |  | Will Inspect meter box at a later date | Unknown | Don't Know | Don't Know |  | Building | Unknown | Unknown | No |  |  | Unknown
10081 | 1725 N ORIOLE DR, HOBBS NM |  | No | No | Unknown - Unlikely Lead | Don't Know |  |  |  | No | Other |  | Will Inspect meter box at a later date | Unknown - Unlikely Lead |  |  |  | No | Other |  | Will Inspect meter box at a later date | Unknown | Don't Know | Don't Know |  | Building | Unknown | Unknown | No |  |  | Unknown
10082 | 6210 N PIEDRAS DR, HOBBS NM |  | Yes - Daycare | No | Non-Lead - Plastic | No | 2023 | 1 | Field inspection only with no records | Yes | Visual inspection at the meter pit | 08/13/2024 00:00:00 |  | Non-Lead - Plastic | 2024 | 1 | Installation date after lead ban | Yes | Visual inspection at the meter pit | 08/13/2024 00:00:00 |  | Non-Lead | No | No |  | Building |  | No | No |  |  | Non-Lead
10083 | 209 E PARK ST, HOBBS NM |  | No | No | Unknown - Unlikely Lead | Don't Know |  |  |  | No | Other |  | Will Inspect meter box at a later date | Unknown - Unlikely Lead |  |  |  | No | Other |  | Will Inspect meter box at a later date | Unknown | Don't Know | Don't Know |  | Building | Unknown | Unknown | No |  |  | Unknown
10084 | 215 E PARK ST, HOBBS NM |  | No | No | Unknown - Unlikely Lead | Don't Know |  |  |  | No | Other |  | Will Inspect meter box at a later date | Unknown - Unlikely Lead |  |  |  | No | Other |  | Will Inspect meter box at a later date | Unknown | Don't Know | Don't Know |  | Building | Unknown | Unknown | No |  |  | Unknown
10085 | 403 E PARK ST, HOBBS NM |  | No | No | Unknown - Unlikely Lead | Don't Know |  |  |  | No | Other |  | Will Inspect meter box at a later date | Unknown - Unlikely Lead |  |  |  | No | Other |  | Will Inspect meter box at a later date | Unknown | Don't Know | Don't Know |  | Building | Unknown | Unknown | No |  |  | Unknown
10086 | 405 E PARK ST, HOBBS NM |  | No | No | Unknown - Unlikely Lead | Don't Know |  |  |  | No | Other |  | Will Inspect meter box at a later date | Unknown - Unlikely Lead |  |  |  | No | Other |  | Will Inspect meter box at a later date | Unknown | Don't Know | Don't Know |  | Building | Unknown | Unknown | No |  |  | Unknown
10087 | 509 E PARK ST, HOBBS NM |  | No | No | Unknown - Unlikely Lead | Don't Know |  |  |  | No | Other |  | Will Inspect meter box at a later date | Unknown - Unlikely Lead |  |  |  | No | Other |  | Will Inspect meter box at a later date | Unknown | Don't Know | Don't Know |  | Building | Unknown | Unknown | No |  |  | Unknown
10088 | 615 E PARK ST, HOBBS NM |  | No | No | Unknown - Unlikely Lead | Don't Know |  |  |  | No | Other |  | Will Inspect meter box at a later date | Unknown - Unlikely Lead |  |  |  | No | Other |  | Will Inspect meter box at a later date | Unknown | Don't Know | Don't Know |  | Building | Unknown | Unknown | No |  |  | Unknown
10089 | 307 E PARK ST, HOBBS NM |  | No | No | Unknown - Unlikely Lead | Don't Know |  |  |  | No | Other |  | Will Inspect meter box at a later date | Unknown - Unlikely Lead |  |  |  | No | Other |  | Will Inspect meter box at a later date | Unknown | Don't Know | Don't Know |  | Building | Unknown | Unknown | No |  |  | Unknown
1009 | 510 N BATAAN ST, HOBBS NM |  | No | No | Unknown - Unlikely Lead | Don't Know |  |  |  | No | Other |  | Will Inspect meter box at a later date | Unknown - Unlikely Lead |  |  |  | No | Other |  | Will Inspect meter box at a later date | Unknown | Don't Know | Don't Know |  | Building | Unknown | Unknown | No |  |  | Unknown
10090 | 1301 E PARK ST, HOBBS NM |  | No | No | Unknown - Unlikely Lead | Don't Know |  |  |  | No | Other |  | Will Inspect meter box at a later date | Unknown - Unlikely Lead |  |  |  | No | Other |  | Will Inspect meter box at a later date | Unknown | Don't Know | Don't Know |  | Building | Unknown | Unknown | No |  |  | Unknown
10091 | 411 1/2 E PARK ST, HOBBS NM |  | No | No | Unknown - Unlikely Lead | Don't Know |  |  |  | No | Other |  | Will Inspect meter box at a later date | Unknown - Unlikely Lead |  |  |  | No | Other |  | Will Inspect meter box at a later date | Unknown | Don't Know | Don't Know |  | Building | Unknown | Unknown | No |  |  | Unknown
10092 | 411 E PARK ST, HOBBS NM |  | No | No | Unknown - Unlikely Lead | Don't Know |  |  |  | No | Other |  | Will Inspect meter box at a later date | Unknown - Unlikely Lead |  |  |  | No | Other |  | Will Inspect meter box at a later date | Unknown | Don't Know | Don't Know |  | Building | Unknown | Unknown | No |  |  | Unknown
10093 | 1203 E PARK ST, HOBBS NM |  | No | No | Unknown - Unlikely Lead | Don't Know |  |  |  | No | Other |  | Will Inspect meter box at a later date | Unknown - Unlikely Lead |  |  |  | No | Other |  | Will Inspect meter box at a later date | Unknown | Don't Know | Don't Know |  | Building | Unknown | Unknown | No |  |  | Unknown
10094 | 1207 E PARK ST, HOBBS NM |  | No | No | Unknown - Unlikely Lead | Don't Know |  |  |  | No | Other |  | Will Inspect meter box at a later date | Unknown - Unlikely Lead |  |  |  | No | Other |  | Will Inspect meter box at a later date | Unknown | Don't Know | Don't Know |  | Building | Unknown | Unknown | No |  |  | Unknown
10095 | 1307 E PARK ST, HOBBS NM |  | No | No | Unknown - Unlikely Lead | Don't Know |  |  |  | No | Other |  | Will Inspect meter box at a later date | Unknown - Unlikely Lead |  |  |  | No | Other |  | Will Inspect meter box at a later date | Unknown | Don't Know | Don't Know |  | Building | Unknown | Unknown | No |  |  | Unknown
10096 | 1307-A E PARK ST, HOBBS NM |  | No | No | Unknown - Unlikely Lead | Don't Know |  |  |  | No | Other |  | Will Inspect meter box at a later date | Unknown - Unlikely Lead |  |  |  | No | Other |  | Will Inspect meter box at a later date | Unknown | Don't Know | Don't Know |  | Building | Unknown | Unknown | No |  |  | Unknown
10097 | 613 E PARK ST, HOBBS NM |  | No | No | Unknown - Unlikely Lead | Don't Know |  |  |  | No | Other |  | Will Inspect meter box at a later date | Unknown - Unlikely Lead |  |  |  | No | Other |  | Will Inspect meter box at a later date | Unknown | Don't Know | Don't Know |  | Building | Unknown | Unknown | No |  |  | Unknown
10098 | 310 E PARK ST, HOBBS NM |  | No | No | Unknown - Unlikely Lead | Don't Know |  |  |  | No | Other |  | Will Inspect meter box at a later date | Unknown - Unlikely Lead |  |  |  | No | Other |  | Will Inspect meter box at a later date | Unknown | Don't Know | Don't Know |  | Building | Unknown | Unknown | No |  |  | Unknown
10099 | 1220 E PARK ST, HOBBS NM |  | No | No | Unknown - Unlikely Lead | Don't Know |  |  |  | No | Other |  | Will Inspect meter box at a later date | Unknown - Unlikely Lead |  |  |  | No | Other |  | Will Inspect meter box at a later date | Unknown | Don't Know | Don't Know |  | Building | Unknown | Unknown | No |  |  | Unknown
101 | 43 ACOMA CT, HOBBS NM |  | No | No | Unknown - Unlikely Lead | Don't Know |  |  |  | No | Other |  | Will Inspect meter box at a later date | Unknown - Unlikely Lead |  |  |  | No | Other |  | Will Inspect meter box at a later date | Unknown | Don't Know | Don't Know |  | Building | Unknown | Unknown | No |  |  | Unknown
1010 | 714 N BATAAN ST, HOBBS NM |  | No | No | Unknown - Unlikely Lead | Don't Know |  |  |  | No | Other |  | Will Inspect meter box at a later date | Unknown - Unlikely Lead |  |  |  | No | Other |  | Will Inspect meter box at a later date | Unknown | Don't Know | Don't Know |  | Building | Unknown | Unknown | No |  |  | Unknown
10100 | 600 E PARK ST, HOBBS NM |  | No | No | Unknown - Unlikely Lead | Don't Know |  |  |  | No | Other |  | Will Inspect meter box at a later date | Unknown - Unlikely Lead |  |  |  | No | Other |  | Will Inspect meter box at a later date | Unknown | Don't Know | Don't Know |  | Building | Unknown | Unknown | No |  |  | Unknown
10101 | 1205 E PARK ST, HOBBS NM |  | No | No | Unknown - Unlikely Lead | Don't Know |  |  |  | No | Other |  | Will Inspect meter box at a later date | Unknown - Unlikely Lead |  |  |  | No | Other |  | Will Inspect meter box at a later date | Unknown | Don't Know | Don't Know |  | Building | Unknown | Unknown | No |  |  | Unknown
10102 | 510 E PARK ST, HOBBS NM |  | No | No | Unknown - Unlikely Lead | Don't Know |  |  |  | No | Other |  | Will Inspect meter box at a later date | Unknown - Unlikely Lead |  |  |  | No | Other |  | Will Inspect meter box at a later date | Unknown | Don't Know | Don't Know |  | Building | Unknown | Unknown | No |  |  | Unknown
10103 | 301 E PARK ST, HOBBS NM |  | No | No | Unknown - Unlikely Lead | Don't Know |  |  |  | No | Other |  | Will Inspect meter box at a later date | Unknown - Unlikely Lead |  |  |  | No | Other |  | Will Inspect meter box at a later date | Unknown | Don't Know | Don't Know |  | Building | Unknown | Unknown | No |  |  | Unknown
10104 | 608 E PARK ST, HOBBS NM |  | No | No | Unknown - Unlikely Lead | Don't Know |  |  |  | No | Other |  | Will Inspect meter box at a later date | Unknown - Unlikely Lead |  |  |  | No | Other |  | Will Inspect meter box at a later date | Unknown | Don't Know | Don't Know |  | Building | Unknown | Unknown | No |  |  | Unknown
10105 | 504 E PARK ST, HOBBS NM |  | No | No | Unknown - Unlikely Lead | Don't Know |  |  |  | No | Other |  | Will Inspect meter box at a later date | Unknown - Unlikely Lead |  |  |  | No | Other |  | Will Inspect meter box at a later date | Unknown | Don't Know | Don't Know |  | Building | Unknown | Unknown | No |  |  | Unknown
10106 | 1323 E PARK ST, HOBBS NM |  | No | No | Unknown - Unlikely Lead | Don't Know |  |  |  | No | Other |  | Will Inspect meter box at a later date | Unknown - Unlikely Lead |  |  |  | No | Other |  | Will Inspect meter box at a later date | Unknown | Don't Know | Don't Know |  | Building | Unknown | Unknown | No |  |  | Unknown
10107 | 505 E PARK ST, HOBBS NM |  | No | No | Unknown - Unlikely Lead | Don't Know |  |  |  | No | Other |  | Will Inspect meter box at a later date | Unknown - Unlikely Lead |  |  |  | No | Other |  | Will Inspect meter box at a later date | Unknown | Don't Know | Don't Know |  | Building | Unknown | Unknown | No |  |  | Unknown
10108 | 404 E PARK ST, HOBBS NM |  | No | No | Unknown - Unlikely Lead | Don't Know |  |  |  | No | Other |  | Will Inspect meter box at a later date | Unknown - Unlikely Lead |  |  |  | No | Other |  | Will Inspect meter box at a later date | Unknown | Don't Know | Don't Know |  | Building | Unknown | Unknown | No |  |  | Unknown
10109 | 501 E PARK ST, HOBBS NM |  | No | No | Unknown - Unlikely Lead | Don't Know |  |  |  | No | Other |  | Will Inspect meter box at a later date | Unknown - Unlikely Lead |  |  |  | No | Other |  | Will Inspect meter box at a later date | Unknown | Don't Know | Don't Know |  | Building | Unknown | Unknown | No |  |  | Unknown
1011 | 500 N BATAAN ST, HOBBS NM |  | No | No | Unknown - Unlikely Lead | Don't Know |  |  |  | No | Other |  | Will Inspect meter box at a later date | Unknown - Unlikely Lead |  |  |  | No | Other |  | Will Inspect meter box at a later date | Unknown | Don't Know | Don't Know |  | Building | Unknown | Unknown | No |  |  | Unknown
10110 | 1411 E PARK ST, HOBBS NM |  | No | No | Unknown - Unlikely Lead | Don't Know |  |  |  | No | Other |  | Will Inspect meter box at a later date | Unknown - Unlikely Lead |  |  |  | No | Other |  | Will Inspect meter box at a later date | Unknown | Don't Know | Don't Know |  | Building | Unknown | Unknown | No |  |  | Unknown
10111 | 201 E PARK ST, HOBBS NM |  | No | No | Unknown - Unlikely Lead | Don't Know |  |  |  | No | Other |  | Will Inspect meter box at a later date | Unknown - Unlikely Lead |  |  |  | No | Other |  | Will Inspect meter box at a later date | Unknown | Don't Know | Don't Know |  | Building | Unknown | Unknown | No |  |  | Unknown
10112 | 1420 E PARK ST, HOBBS NM |  | No | No | Unknown - Unlikely Lead | Don't Know |  |  |  | No | Other |  | Will Inspect meter box at a later date | Unknown - Unlikely Lead |  |  |  | No | Other |  | Will Inspect meter box at a later date | Unknown | Don't Know | Don't Know |  | Building | Unknown | Unknown | No |  |  | Unknown
10113 | 500 E PARK ST, HOBBS NM |  | No | No | Unknown - Unlikely Lead | Don't Know |  |  |  | No | Other |  | Will Inspect meter box at a later date | Unknown - Unlikely Lead |  |  |  | No | Other |  | Will Inspect meter box at a later date | Unknown | Don't Know | Don't Know |  | Building | Unknown | Unknown | No |  |  | Unknown
10114 | 507 1/2 E PARK ST, HOBBS NM |  | No | No | Unknown - Unlikely Lead | Don't Know |  |  |  | No | Other |  | Will Inspect meter box at a later date | Unknown - Unlikely Lead |  |  |  | No | Other |  | Will Inspect meter box at a later date | Unknown | Don't Know | Don't Know |  | Building | Unknown | Unknown | No |  |  | Unknown
10115 | 1406 E PARK ST, HOBBS NM |  | No | No | Unknown - Unlikely Lead | Don't Know |  |  |  | No | Other |  | Will Inspect meter box at a later date | Unknown - Unlikely Lead |  |  |  | No | Other |  | Will Inspect meter box at a later date | Unknown | Don't Know | Don't Know |  | Building | Unknown | Unknown | No |  |  | Unknown
10116 | 1209 E PARK ST, HOBBS NM |  | No | No | Unknown - Unlikely Lead | Don't Know |  |  |  | No | Other |  | Will Inspect meter box at a later date | Unknown - Unlikely Lead |  |  |  | No | Other |  | Will Inspect meter box at a later date | Unknown | Don't Know | Don't Know |  | Building | Unknown | Unknown | No |  |  | Unknown
10117 | 1307 1/2 E PARK ST, HOBBS NM |  | No | No | Unknown - Unlikely Lead | Don't Know |  |  |  | No | Other |  | Will Inspect meter box at a later date | Unknown - Unlikely Lead |  |  |  | No | Other |  | Will Inspect meter box at a later date | Unknown | Don't Know | Don't Know |  | Building | Unknown | Unknown | No |  |  | Unknown
10118 | 409 E PARK ST, HOBBS NM |  | No | No | Unknown - Unlikely Lead | Don't Know |  |  |  | No | Other |  | Will Inspect meter box at a later date | Unknown - Unlikely Lead |  |  |  | No | Other |  | Will Inspect meter box at a later date | Unknown | Don't Know | Don't Know |  | Building | Unknown | Unknown | No |  |  | Unknown
10119 | 409 1/2 E PARK ST, HOBBS NM |  | No | No | Unknown - Unlikely Lead | Don't Know |  |  |  | No | Other |  | Will Inspect meter box at a later date | Unknown - Unlikely Lead |  |  |  | No | Other |  | Will Inspect meter box at a later date | Unknown | Don't Know | Don't Know |  | Building | Unknown | Unknown | No |  |  | Unknown
1012 | 4712 N BACKSTRETCH RD, HOBBS NM |  | No | No | Non-Lead - Plastic | No | 2015 | 3/4 | Field inspection only with no records | Yes | Visual inspection at the meter pit | 05/26/2024 00:00:00 |  | Non-Lead - Plastic | 2015 | 3/4 | Installation date after lead ban | Yes | Visual inspection at the meter pit | 05/26/2024 00:00:00 |  | Non-Lead | No | No |  | Single Family Residence |  | No | No |  |  | Non-Lead
10120 | 410 E PARK ST, HOBBS NM |  | No | No | Unknown - Unlikely Lead | Don't Know |  |  |  | No | Other |  | Will Inspect meter box at a later date | Unknown - Unlikely Lead |  |  |  | No | Other |  | Will Inspect meter box at a later date | Unknown | Don't Know | Don't Know |  | Building | Unknown | Unknown | No |  |  | Unknown
10121 | 606 E PARK ST, HOBBS NM |  | No | No | Unknown - Unlikely Lead | Don't Know |  |  |  | No | Other |  | Will Inspect meter box at a later date | Unknown - Unlikely Lead |  |  |  | No | Other |  | Will Inspect meter box at a later date | Unknown | Don't Know | Don't Know |  | Building | Unknown | Unknown | No |  |  | Unknown
10122 | 607 E PARK ST, HOBBS NM |  | No | No | Unknown - Unlikely Lead | Don't Know |  |  |  | No | Other |  | Will Inspect meter box at a later date | Unknown - Unlikely Lead |  |  |  | No | Other |  | Will Inspect meter box at a later date | Unknown | Don't Know | Don't Know |  | Building | Unknown | Unknown | No |  |  | Unknown
10123 | 205 E PARK ST, HOBBS NM |  | No | No | Unknown - Unlikely Lead | Don't Know |  |  |  | No | Other |  | Will Inspect meter box at a later date | Unknown - Unlikely Lead |  |  |  | No | Other |  | Will Inspect meter box at a later date | Unknown | Don't Know | Don't Know |  | Building | Unknown | Unknown | No |  |  | Unknown
10124 | 419 E PARK ST, HOBBS NM |  | No | No | Unknown - Unlikely Lead | Don't Know |  |  |  | No | Other |  | Will Inspect meter box at a later date | Unknown - Unlikely Lead |  |  |  | No | Other |  | Will Inspect meter box at a later date | Unknown | Don't Know | Don't Know |  | Building | Unknown | Unknown | No |  |  | Unknown
10125 | 314 E PARK ST, HOBBS NM |  | No | No | Unknown - Unlikely Lead | Don't Know |  |  |  | No | Other |  | Will Inspect meter box at a later date | Unknown - Unlikely Lead |  |  |  | No | Other |  | Will Inspect meter box at a later date | Unknown | Don't Know | Don't Know |  | Building | Unknown | Unknown | No |  |  | Unknown
10126 | 414 E PARK ST, HOBBS NM |  | No | No | Unknown - Unlikely Lead | Don't Know |  |  |  | No | Other |  | Will Inspect meter box at a later date | Unknown - Unlikely Lead |  |  |  | No | Other |  | Will Inspect meter box at a later date | Unknown | Don't Know | Don't Know |  | Building | Unknown | Unknown | No |  |  | Unknown
10127 | 408 E PARK ST, HOBBS NM |  | No | No | Unknown - Unlikely Lead | Don't Know |  |  |  | No | Other |  | Will Inspect meter box at a later date | Unknown - Unlikely Lead |  |  |  | No | Other |  | Will Inspect meter box at a later date | Unknown | Don't Know | Don't Know |  | Building | Unknown | Unknown | No |  |  | Unknown
10128 | 507 E PARK ST, HOBBS NM |  | No | No | Unknown - Unlikely Lead | Don't Know |  |  |  | No | Other |  | Will Inspect meter box at a later date | Unknown - Unlikely Lead |  |  |  | No | Other |  | Will Inspect meter box at a later date | Unknown | Don't Know | Don't Know |  | Building | Unknown | Unknown | No |  |  | Unknown
10129 | 416 E PARK ST, HOBBS NM |  | No | No | Unknown - Unlikely Lead | Don't Know |  |  |  | No | Other |  | Will Inspect meter box at a later date | Unknown - Unlikely Lead |  |  |  | No | Other |  | Will Inspect meter box at a later date | Unknown | Don't Know | Don't Know |  | Building | Unknown | Unknown | No |  |  | Unknown
1013 | 4704 N BACKSTRETCH RD, HOBBS NM |  | No | No | Non-Lead - Plastic | No | 2015 | 3/4 | Field inspection only with no records | Yes | Visual inspection at the meter pit | 05/26/2024 00:00:00 |  | Non-Lead - Plastic | 2015 | 3/4 | Installation date after lead ban | Yes | Visual inspection at the meter pit | 05/26/2024 00:00:00 |  | Non-Lead | No | No |  | Single Family Residence |  | No | No |  |  | Non-Lead
10130 | 610 E PARK ST, HOBBS NM |  | No | No | Unknown - Unlikely Lead | Don't Know |  |  |  | No | Other |  | Will Inspect meter box at a later date | Unknown - Unlikely Lead |  |  |  | No | Other |  | Will Inspect meter box at a later date | Unknown | Don't Know | Don't Know |  | Building | Unknown | Unknown | No |  |  | Unknown
10131 | 507-B E PARK ST, HOBBS NM |  | No | No | Unknown - Unlikely Lead | Don't Know |  |  |  | No | Other |  | Will Inspect meter box at a later date | Unknown - Unlikely Lead |  |  |  | No | Other |  | Will Inspect meter box at a later date | Unknown | Don't Know | Don't Know |  | Building | Unknown | Unknown | No |  |  | Unknown
10132 | 412 E PARK ST, HOBBS NM |  | No | No | Unknown - Unlikely Lead | Don't Know |  |  |  | No | Other |  | Will Inspect meter box at a later date | Unknown - Unlikely Lead |  |  |  | No | Other |  | Will Inspect meter box at a later date | Unknown | Don't Know | Don't Know |  | Building | Unknown | Unknown | No |  |  | Unknown
10133 | 312 E PARK ST, HOBBS NM |  | No | No | Unknown - Unlikely Lead | Don't Know |  |  |  | No | Other |  | Will Inspect meter box at a later date | Unknown - Unlikely Lead |  |  |  | No | Other |  | Will Inspect meter box at a later date | Unknown | Don't Know | Don't Know |  | Building | Unknown | Unknown | No |  |  | Unknown
10134 | 407 E PARK ST, HOBBS NM |  | No | No | Unknown - Unlikely Lead | Don't Know |  |  |  | No | Other |  | Will Inspect meter box at a later date | Unknown - Unlikely Lead |  |  |  | No | Other |  | Will Inspect meter box at a later date | Unknown | Don't Know | Don't Know |  | Building | Unknown | Unknown | No |  |  | Unknown
10135 | 701 E PARK ST, HOBBS NM |  | No | No | Unknown - Unlikely Lead | Don't Know |  |  |  | No | Other |  | Will Inspect meter box at a later date | Unknown - Unlikely Lead |  |  |  | No | Other |  | Will Inspect meter box at a later date | Unknown | Don't Know | Don't Know |  | Building | Unknown | Unknown | No |  |  | Unknown
10136 | 1420 E PARK ST #1, HOBBS NM |  | No | No | Unknown - Unlikely Lead | Don't Know |  |  |  | No | Other |  | Will Inspect meter box at a later date | Unknown - Unlikely Lead |  |  |  | No | Other |  | Will Inspect meter box at a later date | Unknown | Don't Know | Don't Know |  | Building | Unknown | Unknown | No |  |  | Unknown
10137 | 506 E PARK ST, HOBBS NM |  | No | No | Unknown - Unlikely Lead | Don't Know |  |  |  | No | Other |  | Will Inspect meter box at a later date | Unknown - Unlikely Lead |  |  |  | No | Other |  | Will Inspect meter box at a later date | Unknown | Don't Know | Don't Know |  | Building | Unknown | Unknown | No |  |  | Unknown
10138 | 1408 E PARK ST #6, HOBBS NM |  | No | No | Unknown - Unlikely Lead | Don't Know |  |  |  | No | Other |  | Will Inspect meter box at a later date | Unknown - Unlikely Lead |  |  |  | No | Other |  | Will Inspect meter box at a later date | Unknown | Don't Know | Don't Know |  | Building | Unknown | Unknown | No |  |  | Unknown
10139 | 1314 E PARK ST, HOBBS NM |  | No | No | Unknown - Unlikely Lead | Don't Know |  |  |  | No | Other |  | Will Inspect meter box at a later date | Unknown - Unlikely Lead |  |  |  | No | Other |  | Will Inspect meter box at a later date | Unknown | Don't Know | Don't Know |  | Building | Unknown | Unknown | No |  |  | Unknown
10140 | 705 E PARK ST, HOBBS NM |  | No | No | Unknown - Unlikely Lead | Don't Know |  |  |  | No | Other |  | Will Inspect meter box at a later date | Unknown - Unlikely Lead |  |  |  | No | Other |  | Will Inspect meter box at a later date | Unknown | Don't Know | Don't Know |  | Building | Unknown | Unknown | No |  |  | Unknown
10141 | 1216 E PARK ST, HOBBS NM |  | No | No | Unknown - Unlikely Lead | Don't Know |  |  |  | No | Other |  | Will Inspect meter box at a later date | Unknown - Unlikely Lead |  |  |  | No | Other |  | Will Inspect meter box at a later date | Unknown | Don't Know | Don't Know |  | Building | Unknown | Unknown | No |  |  | Unknown
10142 | 1400 E PARK ST, HOBBS NM |  | No | No | Unknown - Unlikely Lead | Don't Know |  |  |  | No | Other |  | Will Inspect meter box at a later date | Unknown - Unlikely Lead |  |  |  | No | Other |  | Will Inspect meter box at a later date | Unknown | Don't Know | Don't Know |  | Building | Unknown | Unknown | No |  |  | Unknown
10143 | 1324 E PARK ST, HOBBS NM |  | No | No | Unknown - Unlikely Lead | Don't Know |  |  |  | No | Other |  | Will Inspect meter box at a later date | Unknown - Unlikely Lead |  |  |  | No | Other |  | Will Inspect meter box at a later date | Unknown | Don't Know | Don't Know |  | Building | Unknown | Unknown | No |  |  | Unknown
10144 | 707 E PARK ST, HOBBS NM |  | No | No | Unknown - Unlikely Lead | Don't Know |  |  |  | No | Other |  | Will Inspect meter box at a later date | Unknown - Unlikely Lead |  |  |  | No | Other |  | Will Inspect meter box at a later date | Unknown | Don't Know | Don't Know |  | Building | Unknown | Unknown | No |  |  | Unknown
10145 | 1308 E PARK ST, HOBBS NM |  | No | No | Unknown - Unlikely Lead | Don't Know |  |  |  | No | Other |  | Will Inspect meter box at a later date | Unknown - Unlikely Lead |  |  |  | No | Other |  | Will Inspect meter box at a later date | Unknown | Don't Know | Don't Know |  | Building | Unknown | Unknown | No |  |  | Unknown
10150 | 1401 E PARK ST, HOBBS NM |  | No | No | Unknown - Unlikely Lead | Don't Know |  |  |  | No | Other |  | Will Inspect meter box at a later date | Unknown - Unlikely Lead |  |  |  | No | Other |  | Will Inspect meter box at a later date | Unknown | Don't Know | Don't Know |  | Building | Unknown | Unknown | No |  |  | Unknown
10151 | 1419 E PARK ST, HOBBS NM |  | No | No | Unknown - Unlikely Lead | Don't Know |  |  |  | No | Other |  | Will Inspect meter box at a later date | Unknown - Unlikely Lead |  |  |  | No | Other |  | Will Inspect meter box at a later date | Unknown | Don't Know | Don't Know |  | Building | Unknown | Unknown | No |  |  | Unknown
10153 | 313 E PARK ST, HOBBS NM |  | No | No | Unknown - Unlikely Lead | Don't Know |  |  |  | No | Other |  | Will Inspect meter box at a later date | Unknown - Unlikely Lead |  |  |  | No | Other |  | Will Inspect meter box at a later date | Unknown | Don't Know | Don't Know |  | Building | Unknown | Unknown | No |  |  | Unknown
10154 | 1208 E PARK ST #1, HOBBS NM |  | No | No | Unknown - Unlikely Lead | Don't Know |  |  |  | No | Other |  | Will Inspect meter box at a later date | Unknown - Unlikely Lead |  |  |  | No | Other |  | Will Inspect meter box at a later date | Unknown | Don't Know | Don't Know |  | Building | Unknown | Unknown | No |  |  | Unknown
10155 | 211 E PARK ST, HOBBS NM |  | No | No | Unknown - Unlikely Lead | Don't Know |  |  |  | No | Other |  | Will Inspect meter box at a later date | Unknown - Unlikely Lead |  |  |  | No | Other |  | Will Inspect meter box at a later date | Unknown | Don't Know | Don't Know |  | Building | Unknown | Unknown | No |  |  | Unknown
10158 | 1309 E PARK ST, HOBBS NM |  | No | No | Unknown - Unlikely Lead | Don't Know |  |  |  | No | Other |  | Will Inspect meter box at a later date | Unknown - Unlikely Lead |  |  |  | No | Other |  | Will Inspect meter box at a later date | Unknown | Don't Know | Don't Know |  | Building | Unknown | Unknown | No |  |  | Unknown
1016 | 4612 N BACKSTRETCH RD, HOBBS NM |  | No | No | Non-Lead - Plastic | No | 2015 | 3/4 | Field inspection only with no records | Yes | Visual inspection at the meter pit | 05/26/2024 00:00:00 |  | Non-Lead - Plastic | 2015 | 3/4 | Installation date after lead ban | Yes | Visual inspection at the meter pit | 05/26/2024 00:00:00 |  | Non-Lead | No | No |  | Single Family Residence |  | No | No |  |  | Non-Lead
10160 | 1421 E PARK ST, HOBBS NM |  | No | No | Unknown - Unlikely Lead | Don't Know |  |  |  | No | Other |  | Will Inspect meter box at a later date | Unknown - Unlikely Lead |  |  |  | No | Other |  | Will Inspect meter box at a later date | Unknown | Don't Know | Don't Know |  | Building | Unknown | Unknown | No |  |  | Unknown
10161 | 114 E PARK ST, HOBBS NM |  | No | No | Unknown - Unlikely Lead | Don't Know |  |  |  | No | Other |  | Will Inspect meter box at a later date | Unknown - Unlikely Lead |  |  |  | No | Other |  | Will Inspect meter box at a later date | Unknown | Don't Know | Don't Know |  | Building | Unknown | Unknown | No |  |  | Unknown
10162 | 309 E PARK ST, HOBBS NM |  | No | No | Unknown - Unlikely Lead | Don't Know |  |  |  | No | Other |  | Will Inspect meter box at a later date | Unknown - Unlikely Lead |  |  |  | No | Other |  | Will Inspect meter box at a later date | Unknown | Don't Know | Don't Know |  | Building | Unknown | Unknown | No |  |  | Unknown
10165 | 508 W PARK ST, HOBBS NM |  | No | No | Unknown - Unlikely Lead | Don't Know |  |  |  | No | Other |  | Will Inspect meter box at a later date | Unknown - Unlikely Lead |  |  |  | No | Other |  | Will Inspect meter box at a later date | Unknown | Don't Know | Don't Know |  | Building | Unknown | Unknown | No |  |  | Unknown
10166 | 405 W PARK ST, HOBBS NM |  | No | No | Unknown - Unlikely Lead | Don't Know |  |  |  | No | Other |  | Will Inspect meter box at a later date | Unknown - Unlikely Lead |  |  |  | No | Other |  | Will Inspect meter box at a later date | Unknown | Don't Know | Don't Know |  | Building | Unknown | Unknown | No |  |  | Unknown
10167 | 314 W PARK ST, HOBBS NM |  | No | No | Unknown - Unlikely Lead | Don't Know |  |  |  | No | Other |  | Will Inspect meter box at a later date | Unknown - Unlikely Lead |  |  |  | No | Other |  | Will Inspect meter box at a later date | Unknown | Don't Know | Don't Know |  | Building | Unknown | Unknown | No |  |  | Unknown
10168 | 411 W PARK ST, HOBBS NM |  | No | No | Unknown - Unlikely Lead | Don't Know |  |  |  | No | Other |  | Will Inspect meter box at a later date | Unknown - Unlikely Lead |  |  |  | No | Other |  | Will Inspect meter box at a later date | Unknown | Don't Know | Don't Know |  | Building | Unknown | Unknown | No |  |  | Unknown
10169 | 306 W PARK ST, HOBBS NM |  | No | No | Unknown - Unlikely Lead | Don't Know |  |  |  | No | Other |  | Will Inspect meter box at a later date | Unknown - Unlikely Lead |  |  |  | No | Other |  | Will Inspect meter box at a later date | Unknown | Don't Know | Don't Know |  | Building | Unknown | Unknown | No |  |  | Unknown
1017 | 4600 N BACKSTRETCH RD, HOBBS NM |  | No | No | Non-Lead - Plastic | No | 2015 | 3/4 | Field inspection only with no records | Yes | Visual inspection at the meter pit | 05/26/2024 00:00:00 |  | Non-Lead - Plastic | 2015 | 3/4 | Installation date after lead ban | Yes | Visual inspection at the meter pit | 05/26/2024 00:00:00 |  | Non-Lead | No | No |  | Single Family Residence |  | No | No |  |  | Non-Lead
10171 | 412 W PARK ST, HOBBS NM |  | No | No | Unknown - Unlikely Lead | Don't Know |  |  |  | No | Other |  | Will Inspect meter box at a later date | Unknown - Unlikely Lead |  |  |  | No | Other |  | Will Inspect meter box at a later date | Unknown | Don't Know | Don't Know |  | Building | Unknown | Unknown | No |  |  | Unknown
10172 | 313 W PARK ST, HOBBS NM |  | No | No | Unknown - Unlikely Lead | Don't Know |  |  |  | No | Other |  | Will Inspect meter box at a later date | Unknown - Unlikely Lead |  |  |  | No | Other |  | Will Inspect meter box at a later date | Unknown | Don't Know | Don't Know |  | Building | Unknown | Unknown | No |  |  | Unknown
10173 | 108 W PARK ST, HOBBS NM |  | No | No | Unknown - Unlikely Lead | Don't Know |  |  |  | No | Other |  | Will Inspect meter box at a later date | Unknown - Unlikely Lead |  |  |  | No | Other |  | Will Inspect meter box at a later date | Unknown | Don't Know | Don't Know |  | Building | Unknown | Unknown | No |  |  | Unknown
1018 | 4630 N BACKSTRETCH RD, HOBBS NM |  | No | No | Non-Lead - Plastic | No | 2015 | 3/4 | Field inspection only with no records | Yes | Visual inspection at the meter pit | 05/26/2024 00:00:00 |  | Non-Lead - Plastic | 2015 | 3/4 | Installation date after lead ban | Yes | Visual inspection at the meter pit | 05/26/2024 00:00:00 |  | Non-Lead | No | No |  | Single Family Residence |  | No | No |  |  | Non-Lead
10183 | 204 W PARK ST, HOBBS NM |  | No | No | Non-Lead - Plastic | No |  | 1 | Field inspection only with no records | Yes | Visual inspection at the meter pit | 06/03/2024 00:00:00 |  | Non-Lead - Plastic |  | 3/4 | Field inspection only with no records | Yes | Visual inspection at the meter pit | 06/03/2024 00:00:00 |  | Non-Lead | No | No |  | Single Family Residence |  | No | No |  |  | Non-Lead
10184 | 310 W PARK ST, HOBBS NM |  | No | No | Unknown - Unlikely Lead | Don't Know |  |  |  | No | Other |  | Will Inspect meter box at a later date | Unknown - Unlikely Lead |  |  |  | No | Other |  | Will Inspect meter box at a later date | Unknown | Don't Know | Don't Know |  | Building | Unknown | Unknown | No |  |  | Unknown
10186 | 1020 W PARK ST, HOBBS NM |  | No | No | Unknown - Unlikely Lead | Don't Know |  |  |  | No | Other |  | Will Inspect meter box at a later date | Unknown - Unlikely Lead |  |  |  | No | Other |  | Will Inspect meter box at a later date | Unknown | Don't Know | Don't Know |  | Building | Unknown | Unknown | No |  |  | Unknown
10187 | 609 E PALACE AVE, HOBBS NM |  | No | No | Unknown - Unlikely Lead | Don't Know |  |  |  | No | Other |  | Will Inspect meter box at a later date | Unknown - Unlikely Lead |  |  |  | No | Other |  | Will Inspect meter box at a later date | Unknown | Don't Know | Don't Know |  | Building | Unknown | Unknown | No |  |  | Unknown
1019 | 4720 N BACKSTRETCH RD, HOBBS NM |  | No | No | Non-Lead - Plastic | No | 2015 | 3/4 | Field inspection only with no records | Yes | Visual inspection at the meter pit | 05/26/2024 00:00:00 |  | Non-Lead - Plastic | 2015 | 3/4 | Installation date after lead ban | Yes | Visual inspection at the meter pit | 05/26/2024 00:00:00 |  | Non-Lead | No | No |  | Single Family Residence |  | No | No |  |  | Non-Lead
10190 | 108 E PALACE AVE, HOBBS NM |  | No | No | Unknown - Unlikely Lead | Don't Know |  |  |  | No | Other |  | Will Inspect meter box at a later date | Unknown - Unlikely Lead |  |  |  | No | Other |  | Will Inspect meter box at a later date | Unknown | Don't Know | Don't Know |  | Building | Unknown | Unknown | No |  |  | Unknown
10192 | 204 E PALACE AVE, HOBBS NM |  | No | No | Unknown - Unlikely Lead | Don't Know |  |  |  | No | Other |  | Will Inspect meter box at a later date | Unknown - Unlikely Lead |  |  |  | No | Other |  | Will Inspect meter box at a later date | Unknown | Don't Know | Don't Know |  | Building | Unknown | Unknown | No |  |  | Unknown
10193 | 206 E PALACE AVE, HOBBS NM |  | No | No | Unknown - Unlikely Lead | Don't Know |  |  |  | No | Other |  | Will Inspect meter box at a later date | Unknown - Unlikely Lead |  |  |  | No | Other |  | Will Inspect meter box at a later date | Unknown | Don't Know | Don't Know |  | Building | Unknown | Unknown | No |  |  | Unknown
10195 | 402 E PALACE AVE, HOBBS NM |  | No | No | Unknown - Unlikely Lead | Don't Know |  |  |  | No | Other |  | Will Inspect meter box at a later date | Unknown - Unlikely Lead |  |  |  | No | Other |  | Will Inspect meter box at a later date | Unknown | Don't Know | Don't Know |  | Building | Unknown | Unknown | No |  |  | Unknown
10196 | 406 E PALACE AVE, HOBBS NM |  | No | No | Unknown - Unlikely Lead | Don't Know |  |  |  | No | Other |  | Will Inspect meter box at a later date | Unknown - Unlikely Lead |  |  |  | No | Other |  | Will Inspect meter box at a later date | Unknown | Don't Know | Don't Know |  | Building | Unknown | Unknown | No |  |  | Unknown
10197 | 607 E PALACE AVE, HOBBS NM |  | No | No | Unknown - Unlikely Lead | Don't Know |  |  |  | No | Other |  | Will Inspect meter box at a later date | Unknown - Unlikely Lead |  |  |  | No | Other |  | Will Inspect meter box at a later date | Unknown | Don't Know | Don't Know |  | Building | Unknown | Unknown | No |  |  | Unknown
1020 | 4700 N BACKSTRETCH RD, HOBBS NM |  | No | No | Non-Lead - Plastic | No | 2015 | 3/4 | Field inspection only with no records | Yes | Visual inspection at the meter pit | 05/26/2024 00:00:00 |  | Non-Lead - Plastic | 2015 | 3/4 | Installation date after lead ban | Yes | Visual inspection at the meter pit | 05/26/2024 00:00:00 |  | Non-Lead | No | No |  | Single Family Residence |  | No | No |  |  | Non-Lead
10201 | 505 E PALACE AVE, HOBBS NM |  | No | No | Unknown - Unlikely Lead | Don't Know |  |  |  | No | Other |  | Will Inspect meter box at a later date | Unknown - Unlikely Lead |  |  |  | No | Other |  | Will Inspect meter box at a later date | Unknown | Don't Know | Don't Know |  | Building | Unknown | Unknown | No |  |  | Unknown
10206 | 111 E PALACE AVE, HOBBS NM |  | No | No | Unknown - Unlikely Lead | Don't Know |  |  |  | No | Other |  | Will Inspect meter box at a later date | Unknown - Unlikely Lead |  |  |  | No | Other |  | Will Inspect meter box at a later date | Unknown | Don't Know | Don't Know |  | Building | Unknown | Unknown | No |  |  | Unknown
10207 | 207 E PALACE AVE, HOBBS NM |  | No | No | Unknown - Unlikely Lead | Don't Know |  |  |  | No | Other |  | Will Inspect meter box at a later date | Unknown - Unlikely Lead |  |  |  | No | Other |  | Will Inspect meter box at a later date | Unknown | Don't Know | Don't Know |  | Building | Unknown | Unknown | No |  |  | Unknown
10208 | 113 E PALACE AVE, HOBBS NM |  | No | No | Unknown - Unlikely Lead | Don't Know |  |  |  | No | Other |  | Will Inspect meter box at a later date | Unknown - Unlikely Lead |  |  |  | No | Other |  | Will Inspect meter box at a later date | Unknown | Don't Know | Don't Know |  | Building | Unknown | Unknown | No |  |  | Unknown
10210 | 105 E PALACE AVE, HOBBS NM |  | No | No | Unknown - Unlikely Lead | Don't Know |  |  |  | No | Other |  | Will Inspect meter box at a later date | Unknown - Unlikely Lead |  |  |  | No | Other |  | Will Inspect meter box at a later date | Unknown | Don't Know | Don't Know |  | Building | Unknown | Unknown | No |  |  | Unknown
10211 | 103 E PALACE AVE, HOBBS NM |  | No | No | Unknown - Unlikely Lead | Don't Know |  |  |  | No | Other |  | Will Inspect meter box at a later date | Unknown - Unlikely Lead |  |  |  | No | Other |  | Will Inspect meter box at a later date | Unknown | Don't Know | Don't Know |  | Building | Unknown | Unknown | No |  |  | Unknown
10214 | 303 E PALACE AVE, HOBBS NM |  | No | No | Unknown - Unlikely Lead | Don't Know |  |  |  | No | Other |  | Will Inspect meter box at a later date | Unknown - Unlikely Lead |  |  |  | No | Other |  | Will Inspect meter box at a later date | Unknown | Don't Know | Don't Know |  | Building | Unknown | Unknown | No |  |  | Unknown
10217 | 403 E PALACE AVE, HOBBS NM |  | No | No | Unknown - Unlikely Lead | Don't Know |  |  |  | No | Other |  | Will Inspect meter box at a later date | Unknown - Unlikely Lead |  |  |  | No | Other |  | Will Inspect meter box at a later date | Unknown | Don't Know | Don't Know |  | Building | Unknown | Unknown | No |  |  | Unknown
10219 | 404 E PALACE AVE, HOBBS NM |  | No | No | Unknown - Unlikely Lead | Don't Know |  |  |  | No | Other |  | Will Inspect meter box at a later date | Unknown - Unlikely Lead |  |  |  | No | Other |  | Will Inspect meter box at a later date | Unknown | Don't Know | Don't Know |  | Building | Unknown | Unknown | No |  |  | Unknown
1022 | 4626 N BACKSTRETCH RD, HOBBS NM |  | No | No | Non-Lead - Plastic | No | 2015 | 3/4 | Field inspection only with no records | Yes | Visual inspection at the meter pit | 05/26/2024 00:00:00 |  | Non-Lead - Plastic | 2015 | 3/4 | Installation date after lead ban | Yes | Visual inspection at the meter pit | 05/26/2024 00:00:00 |  | Non-Lead | No | No |  | Single Family Residence |  | No | No |  |  | Non-Lead
10222 | 405 E PALACE AVE, HOBBS NM |  | No | No | Unknown - Unlikely Lead | Don't Know |  |  |  | No | Other |  | Will Inspect meter box at a later date | Unknown - Unlikely Lead |  |  |  | No | Other |  | Will Inspect meter box at a later date | Unknown | Don't Know | Don't Know |  | Building | Unknown | Unknown | No |  |  | Unknown
10223 | 203 E PALACE AVE, HOBBS NM |  | No | No | Unknown - Unlikely Lead | Don't Know |  |  |  | No | Other |  | Will Inspect meter box at a later date | Unknown - Unlikely Lead |  |  |  | No | Other |  | Will Inspect meter box at a later date | Unknown | Don't Know | Don't Know |  | Building | Unknown | Unknown | No |  |  | Unknown
10225 | 205 E PALACE AVE, HOBBS NM |  | No | No | Unknown - Unlikely Lead | Don't Know |  |  |  | No | Other |  | Will Inspect meter box at a later date | Unknown - Unlikely Lead |  |  |  | No | Other |  | Will Inspect meter box at a later date | Unknown | Don't Know | Don't Know |  | Building | Unknown | Unknown | No |  |  | Unknown
10226 | 112 E PALACE AVE, HOBBS NM |  | No | No | Unknown - Unlikely Lead | Don't Know |  |  |  | No | Other |  | Will Inspect meter box at a later date | Unknown - Unlikely Lead |  |  |  | No | Other |  | Will Inspect meter box at a later date | Unknown | Don't Know | Don't Know |  | Building | Unknown | Unknown | No |  |  | Unknown
10227 | 306 E PALACE AVE, HOBBS NM |  | No | No | Unknown - Unlikely Lead | Don't Know |  |  |  | No | Other |  | Will Inspect meter box at a later date | Unknown - Unlikely Lead |  |  |  | No | Other |  | Will Inspect meter box at a later date | Unknown | Don't Know | Don't Know |  | Building | Unknown | Unknown | No |  |  | Unknown
10228 | 501 E PALACE AVE, HOBBS NM |  | No | No | Unknown - Unlikely Lead | Don't Know |  |  |  | No | Other |  | Will Inspect meter box at a later date | Unknown - Unlikely Lead |  |  |  | No | Other |  | Will Inspect meter box at a later date | Unknown | Don't Know | Don't Know |  | Building | Unknown | Unknown | No |  |  | Unknown
10229 | 603 E PALACE AVE, HOBBS NM |  | No | No | Unknown - Unlikely Lead | Don't Know |  |  |  | No | Other |  | Will Inspect meter box at a later date | Unknown - Unlikely Lead |  |  |  | No | Other |  | Will Inspect meter box at a later date | Unknown | Don't Know | Don't Know |  | Building | Unknown | Unknown | No |  |  | Unknown
10230 | 509 E PALACE AVE, HOBBS NM |  | No | No | Unknown - Unlikely Lead | Don't Know |  |  |  | No | Other |  | Will Inspect meter box at a later date | Unknown - Unlikely Lead |  |  |  | No | Other |  | Will Inspect meter box at a later date | Unknown | Don't Know | Don't Know |  | Building | Unknown | Unknown | No |  |  | Unknown
10231 | 115 E PALACE AVE, HOBBS NM |  | No | No | Unknown - Unlikely Lead | Don't Know |  |  |  | No | Other |  | Will Inspect meter box at a later date | Unknown - Unlikely Lead |  |  |  | No | Other |  | Will Inspect meter box at a later date | Unknown | Don't Know | Don't Know |  | Building | Unknown | Unknown | No |  |  | Unknown
10232 | 200 E PALACE AVE, HOBBS NM |  | No | No | Unknown - Unlikely Lead | Don't Know |  |  |  | No | Other |  | Will Inspect meter box at a later date | Unknown - Unlikely Lead |  |  |  | No | Other |  | Will Inspect meter box at a later date | Unknown | Don't Know | Don't Know |  | Building | Unknown | Unknown | No |  |  | Unknown
10233 | 305 E PALACE AVE, HOBBS NM |  | No | No | Unknown - Unlikely Lead | Don't Know |  |  |  | No | Other |  | Will Inspect meter box at a later date | Unknown - Unlikely Lead |  |  |  | No | Other |  | Will Inspect meter box at a later date | Unknown | Don't Know | Don't Know |  | Building | Unknown | Unknown | No |  |  | Unknown
10235 | 202 E PALACE AVE, HOBBS NM |  | No | No | Unknown - Unlikely Lead | Don't Know |  |  |  | No | Other |  | Will Inspect meter box at a later date | Unknown - Unlikely Lead |  |  |  | No | Other |  | Will Inspect meter box at a later date | Unknown | Don't Know | Don't Know |  | Building | Unknown | Unknown | No |  |  | Unknown
10236 | 310 E PALACE AVE, HOBBS NM |  | No | No | Unknown - Unlikely Lead | Don't Know |  |  |  | No | Other |  | Will Inspect meter box at a later date | Unknown - Unlikely Lead |  |  |  | No | Other |  | Will Inspect meter box at a later date | Unknown | Don't Know | Don't Know |  | Building | Unknown | Unknown | No |  |  | Unknown
10237 | 309 E PALACE AVE, HOBBS NM |  | No | No | Unknown - Unlikely Lead | Don't Know |  |  |  | No | Other |  | Will Inspect meter box at a later date | Unknown - Unlikely Lead |  |  |  | No | Other |  | Will Inspect meter box at a later date | Unknown | Don't Know | Don't Know |  | Building | Unknown | Unknown | No |  |  | Unknown
10240 | 107 E PALACE AVE, HOBBS NM |  | No | No | Unknown - Unlikely Lead | Don't Know |  |  |  | No | Other |  | Will Inspect meter box at a later date | Unknown - Unlikely Lead |  |  |  | No | Other |  | Will Inspect meter box at a later date | Unknown | Don't Know | Don't Know |  | Building | Unknown | Unknown | No |  |  | Unknown
10242 | 400 E PALACE AVE, HOBBS NM |  | No | No | Unknown - Unlikely Lead | Don't Know |  |  |  | No | Other |  | Will Inspect meter box at a later date | Unknown - Unlikely Lead |  |  |  | No | Other |  | Will Inspect meter box at a later date | Unknown | Don't Know | Don't Know |  | Building | Unknown | Unknown | No |  |  | Unknown
10243 | 106 E PALACE AVE, HOBBS NM |  | No | No | Unknown - Unlikely Lead | Don't Know |  |  |  | No | Other |  | Will Inspect meter box at a later date | Unknown - Unlikely Lead |  |  |  | No | Other |  | Will Inspect meter box at a later date | Unknown | Don't Know | Don't Know |  | Building | Unknown | Unknown | No |  |  | Unknown
10244 | 320 W PALACE AVE, HOBBS NM |  | No | No | Unknown - Unlikely Lead | Don't Know |  |  |  | No | Other |  | Will Inspect meter box at a later date | Unknown - Unlikely Lead |  |  |  | No | Other |  | Will Inspect meter box at a later date | Unknown | Don't Know | Don't Know |  | Building | Unknown | Unknown | No |  |  | Unknown
10245 | 318 W PALACE AVE, HOBBS NM |  | No | No | Unknown - Unlikely Lead | Don't Know |  |  |  | No | Other |  | Will Inspect meter box at a later date | Unknown - Unlikely Lead |  |  |  | No | Other |  | Will Inspect meter box at a later date | Unknown | Don't Know | Don't Know |  | Building | Unknown | Unknown | No |  |  | Unknown
10246 | 304 W PALACE AVE, HOBBS NM |  | No | No | Unknown - Unlikely Lead | Don't Know |  |  |  | No | Other |  | Will Inspect meter box at a later date | Unknown - Unlikely Lead |  |  |  | No | Other |  | Will Inspect meter box at a later date | Unknown | Don't Know | Don't Know |  | Building | Unknown | Unknown | No |  |  | Unknown
10247 | 200 W PALACE AVE, HOBBS NM |  | No | No | Unknown - Unlikely Lead | Don't Know |  |  |  | No | Other |  | Will Inspect meter box at a later date | Unknown - Unlikely Lead |  |  |  | No | Other |  | Will Inspect meter box at a later date | Unknown | Don't Know | Don't Know |  | Building | Unknown | Unknown | No |  |  | Unknown
10249 | 203 W PALACE AVE, HOBBS NM |  | No | No | Unknown - Unlikely Lead | Don't Know |  |  |  | No | Other |  | Will Inspect meter box at a later date | Unknown - Unlikely Lead |  |  |  | No | Other |  | Will Inspect meter box at a later date | Unknown | Don't Know | Don't Know |  | Building | Unknown | Unknown | No |  |  | Unknown
1025 | 4616 N BACKSTRETCH RD, HOBBS NM |  | No | No | Non-Lead - Plastic | No | 2015 | 3/4 | Field inspection only with no records | Yes | Visual inspection at the meter pit | 05/26/2024 00:00:00 |  | Non-Lead - Plastic | 2015 | 3/4 | Installation date after lead ban | Yes | Visual inspection at the meter pit | 05/26/2024 00:00:00 |  | Non-Lead | No | No |  | Single Family Residence |  | No | No |  |  | Non-Lead
10250 | 207 W PALACE AVE, HOBBS NM |  | No | No | Unknown - Unlikely Lead | Don't Know |  |  |  | No | Other |  | Will Inspect meter box at a later date | Unknown - Unlikely Lead |  |  |  | No | Other |  | Will Inspect meter box at a later date | Unknown | Don't Know | Don't Know |  | Building | Unknown | Unknown | No |  |  | Unknown
10251 | 303 W PALACE AVE, HOBBS NM |  | No | No | Unknown - Unlikely Lead | Don't Know |  |  |  | No | Other |  | Will Inspect meter box at a later date | Unknown - Unlikely Lead |  |  |  | No | Other |  | Will Inspect meter box at a later date | Unknown | Don't Know | Don't Know |  | Building | Unknown | Unknown | No |  |  | Unknown
10253 | 427 W PALACE AVE, HOBBS NM |  | No | No | Unknown - Unlikely Lead | Don't Know |  |  |  | No | Other |  | Will Inspect meter box at a later date | Unknown - Unlikely Lead |  |  |  | No | Other |  | Will Inspect meter box at a later date | Unknown | Don't Know | Don't Know |  | Building | Unknown | Unknown | No |  |  | Unknown
10255 | 306 W PALACE AVE, HOBBS NM |  | No | No | Unknown - Unlikely Lead | Don't Know |  |  |  | No | Other |  | Will Inspect meter box at a later date | Unknown - Unlikely Lead |  |  |  | No | Other |  | Will Inspect meter box at a later date | Unknown | Don't Know | Don't Know |  | Building | Unknown | Unknown | No |  |  | Unknown
10256 | 307 W PALACE AVE, HOBBS NM |  | No | No | Unknown - Unlikely Lead | Don't Know |  |  |  | No | Other |  | Will Inspect meter box at a later date | Unknown - Unlikely Lead |  |  |  | No | Other |  | Will Inspect meter box at a later date | Unknown | Don't Know | Don't Know |  | Building | Unknown | Unknown | No |  |  | Unknown
10259 | 204 W PALACE AVE, HOBBS NM |  | No | No | Unknown - Unlikely Lead | Don't Know |  |  |  | No | Other |  | Will Inspect meter box at a later date | Unknown - Unlikely Lead |  |  |  | No | Other |  | Will Inspect meter box at a later date | Unknown | Don't Know | Don't Know |  | Building | Unknown | Unknown | No |  |  | Unknown
10261 | 310 W PALACE AVE, HOBBS NM |  | No | No | Unknown - Unlikely Lead | Don't Know |  |  |  | No | Other |  | Will Inspect meter box at a later date | Unknown - Unlikely Lead |  |  |  | No | Other |  | Will Inspect meter box at a later date | Unknown | Don't Know | Don't Know |  | Building | Unknown | Unknown | No |  |  | Unknown
10262 | 209 W PALACE AVE, HOBBS NM |  | No | No | Unknown - Unlikely Lead | Don't Know |  |  |  | No | Other |  | Will Inspect meter box at a later date | Unknown - Unlikely Lead |  |  |  | No | Other |  | Will Inspect meter box at a later date | Unknown | Don't Know | Don't Know |  | Building | Unknown | Unknown | No |  |  | Unknown
10264 | 301 W PALACE AVE, HOBBS NM |  | No | No | Unknown - Unlikely Lead | Don't Know |  |  |  | No | Other |  | Will Inspect meter box at a later date | Unknown - Unlikely Lead |  |  |  | No | Other |  | Will Inspect meter box at a later date | Unknown | Don't Know | Don't Know |  | Building | Unknown | Unknown | No |  |  | Unknown
10267 | 302 W PALACE AVE, HOBBS NM |  | No | No | Unknown - Unlikely Lead | Don't Know |  |  |  | No | Other |  | Will Inspect meter box at a later date | Unknown - Unlikely Lead |  |  |  | No | Other |  | Will Inspect meter box at a later date | Unknown | Don't Know | Don't Know |  | Building | Unknown | Unknown | No |  |  | Unknown
10268 | 309 W PALACE AVE, HOBBS NM |  | No | No | Unknown - Unlikely Lead | Don't Know |  |  |  | No | Other |  | Will Inspect meter box at a later date | Unknown - Unlikely Lead |  |  |  | No | Other |  | Will Inspect meter box at a later date | Unknown | Don't Know | Don't Know |  | Building | Unknown | Unknown | No |  |  | Unknown
10269 | 314 W PALACE AVE, HOBBS NM |  | No | No | Unknown - Unlikely Lead | Don't Know |  |  |  | No | Other |  | Will Inspect meter box at a later date | Unknown - Unlikely Lead |  |  |  | No | Other |  | Will Inspect meter box at a later date | Unknown | Don't Know | Don't Know |  | Building | Unknown | Unknown | No |  |  | Unknown
1027 | 4526 N BACKSTRETCH RD, HOBBS NM |  | No | No | Non-Lead - Plastic | No | 2015 | 3/4 | Field inspection only with no records | Yes | Visual inspection at the meter pit | 05/26/2024 00:00:00 |  | Non-Lead - Plastic | 2015 | 3/4 | Installation date after lead ban | Yes | Visual inspection at the meter pit | 05/26/2024 00:00:00 |  | Non-Lead | No | No |  | Single Family Residence |  | No | No |  |  | Non-Lead
10270 | 315 W PALACE AVE, HOBBS NM |  | No | No | Unknown - Unlikely Lead | Don't Know |  |  |  | No | Other |  | Will Inspect meter box at a later date | Unknown - Unlikely Lead |  |  |  | No | Other |  | Will Inspect meter box at a later date | Unknown | Don't Know | Don't Know |  | Building | Unknown | Unknown | No |  |  | Unknown
10271 | 210 W PALACE AVE, HOBBS NM |  | No | No | Unknown - Unlikely Lead | Don't Know |  |  |  | No | Other |  | Will Inspect meter box at a later date | Unknown - Unlikely Lead |  |  |  | No | Other |  | Will Inspect meter box at a later date | Unknown | Don't Know | Don't Know |  | Building | Unknown | Unknown | No |  |  | Unknown
10273 | 312 W PALACE AVE, HOBBS NM |  | No | No | Unknown - Unlikely Lead | Don't Know |  |  |  | No | Other |  | Will Inspect meter box at a later date | Unknown - Unlikely Lead |  |  |  | No | Other |  | Will Inspect meter box at a later date | Unknown | Don't Know | Don't Know |  | Building | Unknown | Unknown | No |  |  | Unknown
10275 | 1811 N PENASCO DR, HOBBS NM |  | No | No | Unknown - Unlikely Lead | Don't Know |  |  |  | No | Other |  | Will Inspect meter box at a later date | Unknown - Unlikely Lead |  |  |  | No | Other |  | Will Inspect meter box at a later date | Unknown | Don't Know | Don't Know |  | Building | Unknown | Unknown | No |  |  | Unknown
10276 | 1816 N PENASCO DR, HOBBS NM |  | No | No | Unknown - Unlikely Lead | Don't Know |  |  |  | No | Other |  | Will Inspect meter box at a later date | Unknown - Unlikely Lead |  |  |  | No | Other |  | Will Inspect meter box at a later date | Unknown | Don't Know | Don't Know |  | Building | Unknown | Unknown | No |  |  | Unknown
10277 | 1901 N PENASCO DR, HOBBS NM |  | No | No | Unknown - Unlikely Lead | Don't Know |  |  |  | No | Other |  | Will Inspect meter box at a later date | Unknown - Unlikely Lead |  |  |  | No | Other |  | Will Inspect meter box at a later date | Unknown | Don't Know | Don't Know |  | Building | Unknown | Unknown | No |  |  | Unknown
10279 | 1616 N PENASCO DR, HOBBS NM |  | No | No | Unknown - Unlikely Lead | Don't Know |  |  |  | No | Other |  | Will Inspect meter box at a later date | Unknown - Unlikely Lead |  |  |  | No | Other |  | Will Inspect meter box at a later date | Unknown | Don't Know | Don't Know |  | Building | Unknown | Unknown | No |  |  | Unknown
1028 | 4624 N BACKSTRETCH RD, HOBBS NM |  | No | No | Non-Lead - Plastic | No | 2015 | 3/4 | Field inspection only with no records | Yes | Visual inspection at the meter pit | 05/26/2024 00:00:00 |  | Non-Lead - Plastic | 2015 | 3/4 | Installation date after lead ban | Yes | Visual inspection at the meter pit | 05/26/2024 00:00:00 |  | Non-Lead | No | No |  | Single Family Residence |  | No | No |  |  | Non-Lead
10280 | 1727 N PENASCO DR, HOBBS NM |  | No | No | Unknown - Unlikely Lead | Don't Know |  |  |  | No | Other |  | Will Inspect meter box at a later date | Unknown - Unlikely Lead |  |  |  | No | Other |  | Will Inspect meter box at a later date | Unknown | Don't Know | Don't Know |  | Building | Unknown | Unknown | No |  |  | Unknown
10281 | 1610 N PENASCO DR, HOBBS NM |  | No | No | Unknown - Unlikely Lead | Don't Know |  |  |  | No | Other |  | Will Inspect meter box at a later date | Unknown - Unlikely Lead |  |  |  | No | Other |  | Will Inspect meter box at a later date | Unknown | Don't Know | Don't Know |  | Building | Unknown | Unknown | No |  |  | Unknown
10282 | 1620 N PENASCO DR, HOBBS NM |  | No | No | Unknown - Unlikely Lead | Don't Know |  |  |  | No | Other |  | Will Inspect meter box at a later date | Unknown - Unlikely Lead |  |  |  | No | Other |  | Will Inspect meter box at a later date | Unknown | Don't Know | Don't Know |  | Building | Unknown | Unknown | No |  |  | Unknown
10285 | 1643 N PENASCO DR, HOBBS NM |  | No | No | Unknown - Unlikely Lead | Don't Know |  |  |  | No | Other |  | Will Inspect meter box at a later date | Unknown - Unlikely Lead |  |  |  | No | Other |  | Will Inspect meter box at a later date | Unknown | Don't Know | Don't Know |  | Building | Unknown | Unknown | No |  |  | Unknown
10286 | 1642 N PENASCO DR, HOBBS NM |  | No | No | Unknown - Unlikely Lead | Don't Know |  |  |  | No | Other |  | Will Inspect meter box at a later date | Unknown - Unlikely Lead |  |  |  | No | Other |  | Will Inspect meter box at a later date | Unknown | Don't Know | Don't Know |  | Building | Unknown | Unknown | No |  |  | Unknown
10288 | 1617 N PENASCO DR, HOBBS NM |  | No | No | Unknown - Unlikely Lead | Don't Know |  |  |  | No | Other |  | Will Inspect meter box at a later date | Unknown - Unlikely Lead |  |  |  | No | Other |  | Will Inspect meter box at a later date | Unknown | Don't Know | Don't Know |  | Building | Unknown | Unknown | No |  |  | Unknown
1029 | 4408 N BACKSTRETCH RD, HOBBS NM |  | No | No | Non-Lead - Plastic | No | 2015 | 3/4 | Field inspection only with no records | Yes | Visual inspection at the meter pit | 05/26/2024 00:00:00 |  | Non-Lead - Plastic | 2015 | 3/4 | Installation date after lead ban | Yes | Visual inspection at the meter pit | 05/26/2024 00:00:00 |  | Non-Lead | No | No |  | Single Family Residence |  | No | No |  |  | Non-Lead
10291 | 1905 N PENASCO DR, HOBBS NM |  | No | No | Unknown - Unlikely Lead | Don't Know |  |  |  | No | Other |  | Will Inspect meter box at a later date | Unknown - Unlikely Lead |  |  |  | No | Other |  | Will Inspect meter box at a later date | Unknown | Don't Know | Don't Know |  | Building | Unknown | Unknown | No |  |  | Unknown
10293 | 1913 N PENASCO DR, HOBBS NM |  | No | No | Unknown - Unlikely Lead | Don't Know |  |  |  | No | Other |  | Will Inspect meter box at a later date | Unknown - Unlikely Lead |  |  |  | No | Other |  | Will Inspect meter box at a later date | Unknown | Don't Know | Don't Know |  | Building | Unknown | Unknown | No |  |  | Unknown
10294 | 1904 N PENASCO DR, HOBBS NM |  | No | No | Unknown - Unlikely Lead | Don't Know |  |  |  | No | Other |  | Will Inspect meter box at a later date | Unknown - Unlikely Lead |  |  |  | No | Other |  | Will Inspect meter box at a later date | Unknown | Don't Know | Don't Know |  | Building | Unknown | Unknown | No |  |  | Unknown
10297 | 1513 N PENASCO DR, HOBBS NM |  | No | No | Unknown - Unlikely Lead | Don't Know |  |  |  | No | Other |  | Will Inspect meter box at a later date | Unknown - Unlikely Lead |  |  |  | No | Other |  | Will Inspect meter box at a later date | Unknown | Don't Know | Don't Know |  | Building | Unknown | Unknown | No |  |  | Unknown
10298 | 1533 N PENASCO DR, HOBBS NM |  | No | No | Unknown - Unlikely Lead | Don't Know |  |  |  | No | Other |  | Will Inspect meter box at a later date | Unknown - Unlikely Lead |  |  |  | No | Other |  | Will Inspect meter box at a later date | Unknown | Don't Know | Don't Know |  | Building | Unknown | Unknown | No |  |  | Unknown
1030 | 4418 N BACKSTRETCH RD, HOBBS NM |  | No | No | Non-Lead - Plastic | No | 2015 | 3/4 | Field inspection only with no records | Yes | Visual inspection at the meter pit | 05/26/2024 00:00:00 |  | Non-Lead - Plastic | 2015 | 3/4 | Installation date after lead ban | Yes | Visual inspection at the meter pit | 05/26/2024 00:00:00 |  | Non-Lead | No | No |  | Single Family Residence |  | No | No |  |  | Non-Lead
10302 | 1736 N PENASCO DR, HOBBS NM |  | No | No | Unknown - Unlikely Lead | Don't Know |  |  |  | No | Other |  | Will Inspect meter box at a later date | Unknown - Unlikely Lead |  |  |  | No | Other |  | Will Inspect meter box at a later date | Unknown | Don't Know | Don't Know |  | Building | Unknown | Unknown | No |  |  | Unknown
10303 | 1422 N PENASCO DR, HOBBS NM |  | No | No | Unknown - Unlikely Lead | Don't Know |  |  |  | No | Other |  | Will Inspect meter box at a later date | Unknown - Unlikely Lead |  |  |  | No | Other |  | Will Inspect meter box at a later date | Unknown | Don't Know | Don't Know |  | Building | Unknown | Unknown | No |  |  | Unknown
10306 | 1514 N PENASCO DR, HOBBS NM |  | No | No | Unknown - Unlikely Lead | Don't Know |  |  |  | No | Other |  | Will Inspect meter box at a later date | Unknown - Unlikely Lead |  |  |  | No | Other |  | Will Inspect meter box at a later date | Unknown | Don't Know | Don't Know |  | Building | Unknown | Unknown | No |  |  | Unknown
10308 | 1501 N PENASCO DR, HOBBS NM |  | No | No | Unknown - Unlikely Lead | Don't Know |  |  |  | No | Other |  | Will Inspect meter box at a later date | Unknown - Unlikely Lead |  |  |  | No | Other |  | Will Inspect meter box at a later date | Unknown | Don't Know | Don't Know |  | Building | Unknown | Unknown | No |  |  | Unknown
10309 | 1730 N PENASCO DR, HOBBS NM |  | No | No | Unknown - Unlikely Lead | Don't Know |  |  |  | No | Other |  | Will Inspect meter box at a later date | Unknown - Unlikely Lead |  |  |  | No | Other |  | Will Inspect meter box at a later date | Unknown | Don't Know | Don't Know |  | Building | Unknown | Unknown | No |  |  | Unknown
1031 | 4404 N BACKSTRETCH RD, HOBBS NM |  | No | No | Non-Lead - Plastic | No | 2015 | 3/4 | Field inspection only with no records | Yes | Visual inspection at the meter pit | 05/26/2024 00:00:00 |  | Non-Lead - Plastic | 2015 | 3/4 | Installation date after lead ban | Yes | Visual inspection at the meter pit | 05/26/2024 00:00:00 |  | Non-Lead | No | No |  | Single Family Residence |  | No | No |  |  | Non-Lead
10310 | 1801 N PENASCO DR, HOBBS NM |  | No | No | Unknown - Unlikely Lead | Don't Know |  |  |  | No | Other |  | Will Inspect meter box at a later date | Unknown - Unlikely Lead |  |  |  | No | Other |  | Will Inspect meter box at a later date | Unknown | Don't Know | Don't Know |  | Building | Unknown | Unknown | No |  |  | Unknown
10471 | 1505 N PENNINGTON DR, HOBBS NM |  | No | No | Unknown - Unlikely Lead | Don't Know |  |  |  | No | Other |  | Will Inspect meter box at a later date | Unknown - Unlikely Lead |  |  |  | No | Other |  | Will Inspect meter box at a later date | Unknown | Don't Know | Don't Know |  | Building | Unknown | Unknown | No |  |  | Unknown
10470 | 1235 N PENNINGTON DR, HOBBS NM |  | No | No | Unknown - Unlikely Lead | Don't Know |  |  |  | No | Other |  | Will Inspect meter box at a later date | Unknown - Unlikely Lead |  |  |  | No | Other |  | Will Inspect meter box at a later date | Unknown | Don't Know | Don't Know |  | Building | Unknown | Unknown | No |  |  | Unknown
10463 | 1207 N PENNINGTON DR, HOBBS NM |  | No | No | Unknown - Unlikely Lead | Don't Know |  |  |  | No | Other |  | Will Inspect meter box at a later date | Unknown - Unlikely Lead |  |  |  | No | Other |  | Will Inspect meter box at a later date | Unknown | Don't Know | Don't Know |  | Building | Unknown | Unknown | No |  |  | Unknown
10454 | 1407 N PENNINGTON DR, HOBBS NM |  | No | No | Unknown - Unlikely Lead | Don't Know |  |  |  | No | Other |  | Will Inspect meter box at a later date | Unknown - Unlikely Lead |  |  |  | No | Other |  | Will Inspect meter box at a later date | Unknown | Don't Know | Don't Know |  | Building | Unknown | Unknown | No |  |  | Unknown
1045 | 4514 N BACKSTRETCH RD, HOBBS NM |  | No | No | Non-Lead - Plastic | No | 2015 | 3/4 | Field inspection only with no records | Yes | Visual inspection at the meter pit | 05/26/2024 00:00:00 |  | Non-Lead - Plastic | 2015 | 3/4 | Installation date after lead ban | Yes | Visual inspection at the meter pit | 05/26/2024 00:00:00 |  | Non-Lead | No | No |  | Single Family Residence |  | No | No |  |  | Non-Lead
10449 | 1627 N PENNINGTON DR, HOBBS NM |  | No | No | Unknown - Unlikely Lead | Don't Know |  |  |  | No | Other |  | Will Inspect meter box at a later date | Unknown - Unlikely Lead |  |  |  | No | Other |  | Will Inspect meter box at a later date | Unknown | Don't Know | Don't Know |  | Building | Unknown | Unknown | No |  |  | Unknown
10447 | 1402 N PENNINGTON DR, HOBBS NM |  | No | No | Unknown - Unlikely Lead | Don't Know |  |  |  | No | Other |  | Will Inspect meter box at a later date | Unknown - Unlikely Lead |  |  |  | No | Other |  | Will Inspect meter box at a later date | Unknown | Don't Know | Don't Know |  | Building | Unknown | Unknown | No |  |  | Unknown
10433 | 1621 N PENNINGTON DR, HOBBS NM |  | No | No | Unknown - Unlikely Lead | Don't Know |  |  |  | No | Other |  | Will Inspect meter box at a later date | Unknown - Unlikely Lead |  |  |  | No | Other |  | Will Inspect meter box at a later date | Unknown | Don't Know | Don't Know |  | Building | Unknown | Unknown | No |  |  | Unknown
10430 | 1112 N PENNINGTON DR, HOBBS NM |  | No | No | Unknown - Unlikely Lead | Don't Know |  |  |  | No | Other |  | Will Inspect meter box at a later date | Unknown - Unlikely Lead |  |  |  | No | Other |  | Will Inspect meter box at a later date | Unknown | Don't Know | Don't Know |  | Building | Unknown | Unknown | No |  |  | Unknown
10424 | 1311 N PENNINGTON DR, HOBBS NM |  | No | No | Unknown - Unlikely Lead | Don't Know |  |  |  | No | Other |  | Will Inspect meter box at a later date | Unknown - Unlikely Lead |  |  |  | No | Other |  | Will Inspect meter box at a later date | Unknown | Don't Know | Don't Know |  | Building | Unknown | Unknown | No |  |  | Unknown
10420 | 1109 N PENNINGTON DR, HOBBS NM |  | No | No | Unknown - Unlikely Lead | Don't Know |  |  |  | No | Other |  | Will Inspect meter box at a later date | Unknown - Unlikely Lead |  |  |  | No | Other |  | Will Inspect meter box at a later date | Unknown | Don't Know | Don't Know |  | Building | Unknown | Unknown | No |  |  | Unknown
1042 | 4424 N BACKSTRETCH RD, HOBBS NM |  | No | No | Non-Lead - Plastic | No | 2015 | 3/4 | Field inspection only with no records | Yes | Visual inspection at the meter pit | 05/26/2024 00:00:00 |  | Non-Lead - Plastic | 2015 | 3/4 | Installation date after lead ban | Yes | Visual inspection at the meter pit | 05/26/2024 00:00:00 |  | Non-Lead | No | No |  | Single Family Residence |  | No | No |  |  | Non-Lead
10419 | 1200 N PENNINGTON DR, HOBBS NM |  | No | No | Unknown - Unlikely Lead | Don't Know |  |  |  | No | Other |  | Will Inspect meter box at a later date | Unknown - Unlikely Lead |  |  |  | No | Other |  | Will Inspect meter box at a later date | Unknown | Don't Know | Don't Know |  | Building | Unknown | Unknown | No |  |  | Unknown
10418 | 1611 N PENNINGTON DR, HOBBS NM |  | No | No | Unknown - Unlikely Lead | Don't Know |  |  |  | No | Other |  | Will Inspect meter box at a later date | Unknown - Unlikely Lead |  |  |  | No | Other |  | Will Inspect meter box at a later date | Unknown | Don't Know | Don't Know |  | Building | Unknown | Unknown | No |  |  | Unknown
10412 | 4115 N POCO ST, HOBBS NM |  | No | No | Non-Lead - Plastic | No | 2023 | 3/4 | Field inspection only with no records | Yes | Visual inspection at the meter pit | 05/26/2024 00:00:00 |  | Non-Lead - Plastic |  | 3/4 | Installation date after lead ban | Yes | Visual inspection at the meter pit | 05/26/2024 00:00:00 |  | Non-Lead | No | No |  | Single Family Residence |  | No | No |  |  | Non-Lead
1041 | 4308 N BACKSTRETCH RD, HOBBS NM |  | No | No | Non-Lead - Plastic | No | 2015 | 3/4 | Field inspection only with no records | Yes | Visual inspection at the meter pit | 05/26/2024 00:00:00 |  | Non-Lead - Plastic | 2015 | 3/4 | Installation date after lead ban | Yes | Visual inspection at the meter pit | 05/26/2024 00:00:00 |  | Non-Lead | No | No |  | Single Family Residence |  | No | No |  |  | Non-Lead
10408 | 4120 N POCO ST, HOBBS NM |  | No | No | Non-Lead - Plastic | No | 2023 | 3/4 | Field inspection only with no records | Yes | Visual inspection at the meter pit | 05/26/2024 00:00:00 |  | Non-Lead - Plastic |  | 3/4 | Installation date after lead ban | Yes | Visual inspection at the meter pit | 05/26/2024 00:00:00 |  | Non-Lead | No | No |  | Single Family Residence |  | No | No |  |  | Non-Lead
10401 | 1622 W POCO ST, HOBBS NM |  | No | No | Non-Lead - Plastic | No | 2023 | 3/4 | Field inspection only with no records | Yes | Visual inspection at the meter pit | 05/26/2024 00:00:00 |  | Non-Lead - Plastic |  | 3/4 | Installation date after lead ban | Yes | Visual inspection at the meter pit | 05/26/2024 00:00:00 |  | Non-Lead | No | No |  | Single Family Residence |  | No | No |  |  | Non-Lead
104 | 30 ACOMA CT, HOBBS NM |  | No | No | Unknown - Unlikely Lead | Don't Know |  |  |  | No | Other |  | Will Inspect meter box at a later date | Unknown - Unlikely Lead |  |  |  | No | Other |  | Will Inspect meter box at a later date | Unknown | Don't Know | Don't Know |  | Building | Unknown | Unknown | No |  |  | Unknown
10397 | 1610 W POCO ST, HOBBS NM |  | No | No | Non-Lead - Plastic | No | 2023 | 3/4 | Field inspection only with no records | Yes | Visual inspection at the meter pit | 05/26/2024 00:00:00 |  | Non-Lead - Plastic |  | 3/4 | Installation date after lead ban | Yes | Visual inspection at the meter pit | 05/26/2024 00:00:00 |  | Non-Lead | No | No |  | Single Family Residence |  | No | No |  |  | Non-Lead
10393 | 1720 W POCO ST, HOBBS NM |  | No | No | Non-Lead - Plastic | No | 2023 | 3/4 | Field inspection only with no records | Yes | Visual inspection at the meter pit | 05/26/2024 00:00:00 |  | Non-Lead - Plastic |  | 3/4 | Installation date after lead ban | Yes | Visual inspection at the meter pit | 05/26/2024 00:00:00 |  | Non-Lead | No | No |  | Single Family Residence |  | No | No |  |  | Non-Lead
10392 | 1726 W POCO ST, HOBBS NM |  | No | No | Non-Lead - Plastic | No | 2023 | 3/4 | Field inspection only with no records | Yes | Visual inspection at the meter pit | 05/26/2024 00:00:00 |  | Non-Lead - Plastic |  | 3/4 | Installation date after lead ban | Yes | Visual inspection at the meter pit | 05/26/2024 00:00:00 |  | Non-Lead | No | No |  | Single Family Residence |  | No | No |  |  | Non-Lead
10389 | 1602 W POCO ST, HOBBS NM |  | No | No | Non-Lead - Plastic | No | 2023 | 3/4 | Field inspection only with no records | Yes | Visual inspection at the meter pit | 05/26/2024 00:00:00 |  | Non-Lead - Plastic |  | 3/4 | Installation date after lead ban | Yes | Visual inspection at the meter pit | 05/26/2024 00:00:00 |  | Non-Lead | No | No |  | Single Family Residence |  | No | No |  |  | Non-Lead
10381 | 1507 E PENASCO DR, HOBBS NM |  | No | No | Unknown - Unlikely Lead | Don't Know |  |  |  | No | Other |  | Will Inspect meter box at a later date | Unknown - Unlikely Lead |  |  |  | No | Other |  | Will Inspect meter box at a later date | Unknown | Don't Know | Don't Know |  | Building | Unknown | Unknown | No |  |  | Unknown
10380 | 1526 E PENASCO DR, HOBBS NM |  | No | No | Unknown - Unlikely Lead | Don't Know |  |  |  | No | Other |  | Will Inspect meter box at a later date | Unknown - Unlikely Lead |  |  |  | No | Other |  | Will Inspect meter box at a later date | Unknown | Don't Know | Don't Know |  | Building | Unknown | Unknown | No |  |  | Unknown
10379 | 1601 E PENASCO DR, HOBBS NM |  | No | No | Unknown - Unlikely Lead | Don't Know |  |  |  | No | Other |  | Will Inspect meter box at a later date | Unknown - Unlikely Lead |  |  |  | No | Other |  | Will Inspect meter box at a later date | Unknown | Don't Know | Don't Know |  | Building | Unknown | Unknown | No |  |  | Unknown
10374 | 1516 E PENASCO DR, HOBBS NM |  | No | No | Unknown - Unlikely Lead | Don't Know |  |  |  | No | Other |  | Will Inspect meter box at a later date | Unknown - Unlikely Lead |  |  |  | No | Other |  | Will Inspect meter box at a later date | Unknown | Don't Know | Don't Know |  | Building | Unknown | Unknown | No |  |  | Unknown
1037 | 4312 N BACKSTRETCH RD, HOBBS NM |  | No | No | Non-Lead - Plastic | No | 2015 | 3/4 | Field inspection only with no records | Yes | Visual inspection at the meter pit | 05/26/2024 00:00:00 |  | Non-Lead - Plastic | 2015 | 3/4 | Installation date after lead ban | Yes | Visual inspection at the meter pit | 05/26/2024 00:00:00 |  | Non-Lead | No | No |  | Single Family Residence |  | No | No |  |  | Non-Lead
10369 | 1510 E PENASCO DR, HOBBS NM |  | No | No | Unknown - Unlikely Lead | Don't Know |  |  |  | No | Other |  | Will Inspect meter box at a later date | Unknown - Unlikely Lead |  |  |  | No | Other |  | Will Inspect meter box at a later date | Unknown | Don't Know | Don't Know |  | Building | Unknown | Unknown | No |  |  | Unknown
10358 | 1709 E PENASCO DR, HOBBS NM |  | No | No | Unknown - Unlikely Lead | Don't Know |  |  |  | No | Other |  | Will Inspect meter box at a later date | Unknown - Unlikely Lead |  |  |  | No | Other |  | Will Inspect meter box at a later date | Unknown | Don't Know | Don't Know |  | Building | Unknown | Unknown | No |  |  | Unknown
10353 | 1621 N PENASCO DR, HOBBS NM |  | No | No | Unknown - Unlikely Lead | Don't Know |  |  |  | No | Other |  | Will Inspect meter box at a later date | Unknown - Unlikely Lead |  |  |  | No | Other |  | Will Inspect meter box at a later date | Unknown | Don't Know | Don't Know |  | Building | Unknown | Unknown | No |  |  | Unknown
10352 | 1909 N PENASCO DR, HOBBS NM |  | No | No | Unknown - Unlikely Lead | Don't Know |  |  |  | No | Other |  | Will Inspect meter box at a later date | Unknown - Unlikely Lead |  |  |  | No | Other |  | Will Inspect meter box at a later date | Unknown | Don't Know | Don't Know |  | Building | Unknown | Unknown | No |  |  | Unknown
10349 | 1807 N PENASCO DR, HOBBS NM |  | No | No | Unknown - Unlikely Lead | Don't Know |  |  |  | No | Other |  | Will Inspect meter box at a later date | Unknown - Unlikely Lead |  |  |  | No | Other |  | Will Inspect meter box at a later date | Unknown | Don't Know | Don't Know |  | Building | Unknown | Unknown | No |  |  | Unknown
10342 | 1627 N PENASCO DR, HOBBS NM |  | No | No | Unknown - Unlikely Lead | Don't Know |  |  |  | No | Other |  | Will Inspect meter box at a later date | Unknown - Unlikely Lead |  |  |  | No | Other |  | Will Inspect meter box at a later date | Unknown | Don't Know | Don't Know |  | Building | Unknown | Unknown | No |  |  | Unknown
10340 | 1923 N PENASCO DR, HOBBS NM |  | No | No | Unknown - Unlikely Lead | Don't Know |  |  |  | No | Other |  | Will Inspect meter box at a later date | Unknown - Unlikely Lead |  |  |  | No | Other |  | Will Inspect meter box at a later date | Unknown | Don't Know | Don't Know |  | Building | Unknown | Unknown | No |  |  | Unknown
1034 | 4400 N BACKSTRETCH RD, HOBBS NM |  | No | No | Non-Lead - Plastic | No | 2015 | 3/4 | Field inspection only with no records | Yes | Visual inspection at the meter pit | 05/26/2024 00:00:00 |  | Non-Lead - Plastic | 2015 | 3/4 | Installation date after lead ban | Yes | Visual inspection at the meter pit | 05/26/2024 00:00:00 |  | Non-Lead | No | No |  | Single Family Residence |  | No | No |  |  | Non-Lead
10339 | 1837 N PENASCO DR, HOBBS NM |  | No | No | Unknown - Unlikely Lead | Don't Know |  |  |  | No | Other |  | Will Inspect meter box at a later date | Unknown - Unlikely Lead |  |  |  | No | Other |  | Will Inspect meter box at a later date | Unknown | Don't Know | Don't Know |  | Building | Unknown | Unknown | No |  |  | Unknown
10335 | 1832 N PENASCO DR, HOBBS NM |  | No | No | Unknown - Unlikely Lead | Don't Know |  |  |  | No | Other |  | Will Inspect meter box at a later date | Unknown - Unlikely Lead |  |  |  | No | Other |  | Will Inspect meter box at a later date | Unknown | Don't Know | Don't Know |  | Building | Unknown | Unknown | No |  |  | Unknown
10332 | 1726 N PENASCO DR, HOBBS NM |  | No | No | Unknown - Unlikely Lead | Don't Know |  |  |  | No | Other |  | Will Inspect meter box at a later date | Unknown - Unlikely Lead |  |  |  | No | Other |  | Will Inspect meter box at a later date | Unknown | Don't Know | Don't Know |  | Building | Unknown | Unknown | No |  |  | Unknown
10328 | 1536 N PENASCO DR, HOBBS NM |  | No | No | Unknown - Unlikely Lead | Don't Know |  |  |  | No | Other |  | Will Inspect meter box at a later date | Unknown - Unlikely Lead |  |  |  | No | Other |  | Will Inspect meter box at a later date | Unknown | Don't Know | Don't Know |  | Building | Unknown | Unknown | No |  |  | Unknown
1032 | 4518 N BACKSTRETCH RD, HOBBS NM |  | No | No | Non-Lead - Plastic | No | 2015 | 3/4 | Field inspection only with no records | Yes | Visual inspection at the meter pit | 05/26/2024 00:00:00 |  | Non-Lead - Plastic | 2015 | 3/4 | Installation date after lead ban | Yes | Visual inspection at the meter pit | 05/26/2024 00:00:00 |  | Non-Lead | No | No |  | Single Family Residence |  | No | No |  |  | Non-Lead
10318 | 1919 N PENASCO DR, HOBBS NM |  | No | No | Unknown - Unlikely Lead | Don't Know |  |  |  | No | Other |  | Will Inspect meter box at a later date | Unknown - Unlikely Lead |  |  |  | No | Other |  | Will Inspect meter box at a later date | Unknown | Don't Know | Don't Know |  | Building | Unknown | Unknown | No |  |  | Unknown
10313 | 1718 N PENASCO DR, HOBBS NM |  | No | No | Unknown - Unlikely Lead | Don't Know |  |  |  | No | Other |  | Will Inspect meter box at a later date | Unknown - Unlikely Lead |  |  |  | No | Other |  | Will Inspect meter box at a later date | Unknown | Don't Know | Don't Know |  | Building | Unknown | Unknown | No |  |  | Unknown
10312 | 1524 N PENASCO DR, HOBBS NM |  | No | No | Unknown - Unlikely Lead | Don't Know |  |  |  | No | Other |  | Will Inspect meter box at a later date | Unknown - Unlikely Lead |  |  |  | No | Other |  | Will Inspect meter box at a later date | Unknown | Don't Know | Don't Know |  | Building | Unknown | Unknown | No |  |  | Unknown
10307 | 1601 N PENASCO DR, HOBBS NM |  | No | No | Unknown - Unlikely Lead | Don't Know |  |  |  | No | Other |  | Will Inspect meter box at a later date | Unknown - Unlikely Lead |  |  |  | No | Other |  | Will Inspect meter box at a later date | Unknown | Don't Know | Don't Know |  | Building | Unknown | Unknown | No |  |  | Unknown
10305 | 1523 N PENASCO DR, HOBBS NM |  | No | No | Unknown - Unlikely Lead | Don't Know |  |  |  | No | Other |  | Will Inspect meter box at a later date | Unknown - Unlikely Lead |  |  |  | No | Other |  | Will Inspect meter box at a later date | Unknown | Don't Know | Don't Know |  | Building | Unknown | Unknown | No |  |  | Unknown
10304 | 1519 N PENASCO DR, HOBBS NM |  | No | No | Unknown - Unlikely Lead | Don't Know |  |  |  | No | Other |  | Will Inspect meter box at a later date | Unknown - Unlikely Lead |  |  |  | No | Other |  | Will Inspect meter box at a later date | Unknown | Don't Know | Don't Know |  | Building | Unknown | Unknown | No |  |  | Unknown
10295 | 1929 N PENASCO DR, HOBBS NM |  | No | No | Unknown - Unlikely Lead | Don't Know |  |  |  | No | Other |  | Will Inspect meter box at a later date | Unknown - Unlikely Lead |  |  |  | No | Other |  | Will Inspect meter box at a later date | Unknown | Don't Know | Don't Know |  | Building | Unknown | Unknown | No |  |  | Unknown
10289 | 1817 N PENASCO DR, HOBBS NM |  | No | No | Unknown - Unlikely Lead | Don't Know |  |  |  | No | Other |  | Will Inspect meter box at a later date | Unknown - Unlikely Lead |  |  |  | No | Other |  | Will Inspect meter box at a later date | Unknown | Don't Know | Don't Know |  | Building | Unknown | Unknown | No |  |  | Unknown
10283 | 1707 N PENASCO DR, HOBBS NM |  | No | No | Unknown - Unlikely Lead | Don't Know |  |  |  | No | Other |  | Will Inspect meter box at a later date | Unknown - Unlikely Lead |  |  |  | No | Other |  | Will Inspect meter box at a later date | Unknown | Don't Know | Don't Know |  | Building | Unknown | Unknown | No |  |  | Unknown
10272 | 316 W PALACE AVE, HOBBS NM |  | No | No | Unknown - Unlikely Lead | Don't Know |  |  |  | No | Other |  | Will Inspect meter box at a later date | Unknown - Unlikely Lead |  |  |  | No | Other |  | Will Inspect meter box at a later date | Unknown | Don't Know | Don't Know |  | Building | Unknown | Unknown | No |  |  | Unknown
10266 | 300 W PALACE AVE, HOBBS NM |  | No | No | Unknown - Unlikely Lead | Don't Know |  |  |  | No | Other |  | Will Inspect meter box at a later date | Unknown - Unlikely Lead |  |  |  | No | Other |  | Will Inspect meter box at a later date | Unknown | Don't Know | Don't Know |  | Building | Unknown | Unknown | No |  |  | Unknown
10265 | 319 W PALACE AVE, HOBBS NM |  | No | No | Unknown - Unlikely Lead | Don't Know |  |  |  | No | Other |  | Will Inspect meter box at a later date | Unknown - Unlikely Lead |  |  |  | No | Other |  | Will Inspect meter box at a later date | Unknown | Don't Know | Don't Know |  | Building | Unknown | Unknown | No |  |  | Unknown
10263 | 308 W PALACE AVE, HOBBS NM |  | No | No | Unknown - Unlikely Lead | Don't Know |  |  |  | No | Other |  | Will Inspect meter box at a later date | Unknown - Unlikely Lead |  |  |  | No | Other |  | Will Inspect meter box at a later date | Unknown | Don't Know | Don't Know |  | Building | Unknown | Unknown | No |  |  | Unknown
10260 | 206 W PALACE AVE, HOBBS NM |  | No | No | Unknown - Unlikely Lead | Don't Know |  |  |  | No | Other |  | Will Inspect meter box at a later date | Unknown - Unlikely Lead |  |  |  | No | Other |  | Will Inspect meter box at a later date | Unknown | Don't Know | Don't Know |  | Building | Unknown | Unknown | No |  |  | Unknown
10258 | 205 W PALACE AVE, HOBBS NM |  | No | No | Unknown - Unlikely Lead | Don't Know |  |  |  | No | Other |  | Will Inspect meter box at a later date | Unknown - Unlikely Lead |  |  |  | No | Other |  | Will Inspect meter box at a later date | Unknown | Don't Know | Don't Know |  | Building | Unknown | Unknown | No |  |  | Unknown
10254 | 311 W PALACE AVE, HOBBS NM |  | No | No | Unknown - Unlikely Lead | Don't Know |  |  |  | No | Other |  | Will Inspect meter box at a later date | Unknown - Unlikely Lead |  |  |  | No | Other |  | Will Inspect meter box at a later date | Unknown | Don't Know | Don't Know |  | Building | Unknown | Unknown | No |  |  | Unknown
1024 | 4708 N BACKSTRETCH RD, HOBBS NM |  | No | No | Non-Lead - Plastic | No | 2015 | 3/4 | Field inspection only with no records | Yes | Visual inspection at the meter pit | 05/26/2024 00:00:00 |  | Non-Lead - Plastic | 2015 | 3/4 | Installation date after lead ban | Yes | Visual inspection at the meter pit | 05/26/2024 00:00:00 |  | Non-Lead | No | No |  | Single Family Residence |  | No | No |  |  | Non-Lead
1023 | 4522 N BACKSTRETCH RD, HOBBS NM |  | No | No | Non-Lead - Plastic | No | 2015 | 3/4 | Field inspection only with no records | Yes | Visual inspection at the meter pit | 05/26/2024 00:00:00 |  | Non-Lead - Plastic | 2015 | 3/4 | Installation date after lead ban | Yes | Visual inspection at the meter pit | 05/26/2024 00:00:00 |  | Non-Lead | No | No |  | Single Family Residence |  | No | No |  |  | Non-Lead
10224 | 601 E PALACE AVE, HOBBS NM |  | No | No | Unknown - Unlikely Lead | Don't Know |  |  |  | No | Other |  | Will Inspect meter box at a later date | Unknown - Unlikely Lead |  |  |  | No | Other |  | Will Inspect meter box at a later date | Unknown | Don't Know | Don't Know |  | Building | Unknown | Unknown | No |  |  | Unknown
10221 | 409 E PALACE AVE, HOBBS NM |  | No | No | Unknown - Unlikely Lead | Don't Know |  |  |  | No | Other |  | Will Inspect meter box at a later date | Unknown - Unlikely Lead |  |  |  | No | Other |  | Will Inspect meter box at a later date | Unknown | Don't Know | Don't Know |  | Building | Unknown | Unknown | No |  |  | Unknown
10220 | 117 E PALACE AVE, HOBBS NM |  | No | No | Unknown - Unlikely Lead | Don't Know |  |  |  | No | Other |  | Will Inspect meter box at a later date | Unknown - Unlikely Lead |  |  |  | No | Other |  | Will Inspect meter box at a later date | Unknown | Don't Know | Don't Know |  | Building | Unknown | Unknown | No |  |  | Unknown
10216 | 114 E PALACE AVE, HOBBS NM |  | No | No | Unknown - Unlikely Lead | Don't Know |  |  |  | No | Other |  | Will Inspect meter box at a later date | Unknown - Unlikely Lead |  |  |  | No | Other |  | Will Inspect meter box at a later date | Unknown | Don't Know | Don't Know |  | Building | Unknown | Unknown | No |  |  | Unknown
10215 | 301 E PALACE AVE, HOBBS NM |  | No | No | Unknown - Unlikely Lead | Don't Know |  |  |  | No | Other |  | Will Inspect meter box at a later date | Unknown - Unlikely Lead |  |  |  | No | Other |  | Will Inspect meter box at a later date | Unknown | Don't Know | Don't Know |  | Building | Unknown | Unknown | No |  |  | Unknown
10212 | 208 E PALACE AVE, HOBBS NM |  | No | No | Unknown - Unlikely Lead | Don't Know |  |  |  | No | Other |  | Will Inspect meter box at a later date | Unknown - Unlikely Lead |  |  |  | No | Other |  | Will Inspect meter box at a later date | Unknown | Don't Know | Don't Know |  | Building | Unknown | Unknown | No |  |  | Unknown
1021 | 4530 N BACKSTRETCH RD, HOBBS NM |  | No | No | Non-Lead - Plastic | No | 2015 | 3/4 | Field inspection only with no records | Yes | Visual inspection at the meter pit | 05/26/2024 00:00:00 |  | Non-Lead - Plastic | 2015 | 3/4 | Installation date after lead ban | Yes | Visual inspection at the meter pit | 05/26/2024 00:00:00 |  | Non-Lead | No | No |  | Single Family Residence |  | No | No |  |  | Non-Lead
10205 | 209 E PALACE AVE, HOBBS NM |  | No | No | Unknown - Unlikely Lead | Don't Know |  |  |  | No | Other |  | Will Inspect meter box at a later date | Unknown - Unlikely Lead |  |  |  | No | Other |  | Will Inspect meter box at a later date | Unknown | Don't Know | Don't Know |  | Building | Unknown | Unknown | No |  |  | Unknown
10203 | 211 E PALACE AVE, HOBBS NM |  | No | No | Unknown - Unlikely Lead | Don't Know |  |  |  | No | Other |  | Will Inspect meter box at a later date | Unknown - Unlikely Lead |  |  |  | No | Other |  | Will Inspect meter box at a later date | Unknown | Don't Know | Don't Know |  | Building | Unknown | Unknown | No |  |  | Unknown
10202 | 411 E PALACE AVE, HOBBS NM |  | No | No | Unknown - Unlikely Lead | Don't Know |  |  |  | No | Other |  | Will Inspect meter box at a later date | Unknown - Unlikely Lead |  |  |  | No | Other |  | Will Inspect meter box at a later date | Unknown | Don't Know | Don't Know |  | Building | Unknown | Unknown | No |  |  | Unknown
10194 | 302 E PALACE AVE, HOBBS NM |  | No | No | Unknown - Unlikely Lead | Don't Know |  |  |  | No | Other |  | Will Inspect meter box at a later date | Unknown - Unlikely Lead |  |  |  | No | Other |  | Will Inspect meter box at a later date | Unknown | Don't Know | Don't Know |  | Building | Unknown | Unknown | No |  |  | Unknown
10189 | 104 E PALACE AVE, HOBBS NM |  | No | No | Unknown - Unlikely Lead | Don't Know |  |  |  | No | Other |  | Will Inspect meter box at a later date | Unknown - Unlikely Lead |  |  |  | No | Other |  | Will Inspect meter box at a later date | Unknown | Don't Know | Don't Know |  | Building | Unknown | Unknown | No |  |  | Unknown
10188 | 102 E PALACE AVE, HOBBS NM |  | No | No | Unknown - Unlikely Lead | Don't Know |  |  |  | No | Other |  | Will Inspect meter box at a later date | Unknown - Unlikely Lead |  |  |  | No | Other |  | Will Inspect meter box at a later date | Unknown | Don't Know | Don't Know |  | Building | Unknown | Unknown | No |  |  | Unknown
10181 | 1005 W PARK ST, HOBBS NM |  | No | No | Unknown - Unlikely Lead | Don't Know |  |  |  | No | Other |  | Will Inspect meter box at a later date | Unknown - Unlikely Lead |  |  |  | No | Other |  | Will Inspect meter box at a later date | Unknown | Don't Know | Don't Know |  | Building | Unknown | Unknown | No |  |  | Unknown
10177 | 1021 W PARK ST, HOBBS NM |  | No | No | Unknown - Unlikely Lead | Don't Know |  |  |  | No | Other |  | Will Inspect meter box at a later date | Unknown - Unlikely Lead |  |  |  | No | Other |  | Will Inspect meter box at a later date | Unknown | Don't Know | Don't Know |  | Building | Unknown | Unknown | No |  |  | Unknown
10174 | 406 W PARK ST, HOBBS NM |  | No | No | Unknown - Unlikely Lead | Don't Know |  |  |  | No | Other |  | Will Inspect meter box at a later date | Unknown - Unlikely Lead |  |  |  | No | Other |  | Will Inspect meter box at a later date | Unknown | Don't Know | Don't Know |  | Building | Unknown | Unknown | No |  |  | Unknown
10170 | 110 W PARK ST, HOBBS NM |  | No | No | Unknown - Unlikely Lead | Don't Know |  |  |  | No | Other |  | Will Inspect meter box at a later date | Unknown - Unlikely Lead |  |  |  | No | Other |  | Will Inspect meter box at a later date | Unknown | Don't Know | Don't Know |  | Building | Unknown | Unknown | No |  |  | Unknown
10164 | 408 W PARK ST, HOBBS NM |  | No | No | Unknown - Unlikely Lead | Don't Know |  |  |  | No | Other |  | Will Inspect meter box at a later date | Unknown - Unlikely Lead |  |  |  | No | Other |  | Will Inspect meter box at a later date | Unknown | Don't Know | Don't Know |  | Building | Unknown | Unknown | No |  |  | Unknown
10163 | 700 E PARK ST, HOBBS NM |  | No | No | Unknown - Unlikely Lead | Don't Know |  |  |  | No | Other |  | Will Inspect meter box at a later date | Unknown - Unlikely Lead |  |  |  | No | Other |  | Will Inspect meter box at a later date | Unknown | Don't Know | Don't Know |  | Building | Unknown | Unknown | No |  |  | Unknown
10156 | 1306 E PARK ST, HOBBS NM |  | No | No | Unknown - Unlikely Lead | Don't Know |  |  |  | No | Other |  | Will Inspect meter box at a later date | Unknown - Unlikely Lead |  |  |  | No | Other |  | Will Inspect meter box at a later date | Unknown | Don't Know | Don't Know |  | Building | Unknown | Unknown | No |  |  | Unknown
10152 | 305 E PARK ST, HOBBS NM |  | No | No | Unknown - Unlikely Lead | Don't Know |  |  |  | No | Other |  | Will Inspect meter box at a later date | Unknown - Unlikely Lead |  |  |  | No | Other |  | Will Inspect meter box at a later date | Unknown | Don't Know | Don't Know |  | Building | Unknown | Unknown | No |  |  | Unknown
10147 | 1302 E PARK ST, HOBBS NM |  | No | No | Unknown - Unlikely Lead | Don't Know |  |  |  | No | Other |  | Will Inspect meter box at a later date | Unknown - Unlikely Lead |  |  |  | No | Other |  | Will Inspect meter box at a later date | Unknown | Don't Know | Don't Know |  | Building | Unknown | Unknown | No |  |  | Unknown
1014 | 4608 N BACKSTRETCH RD, HOBBS NM |  | No | No | Non-Lead - Plastic | No | 2015 | 3/4 | Field inspection only with no records | Yes | Visual inspection at the meter pit | 05/26/2024 00:00:00 |  | Non-Lead - Plastic | 2015 | 3/4 | Installation date after lead ban | Yes | Visual inspection at the meter pit | 05/26/2024 00:00:00 |  | Non-Lead | No | No |  | Single Family Residence |  | No | No |  |  | Non-Lead
10472 | 1620 N PENNINGTON DR, HOBBS NM |  | No | No | Unknown - Unlikely Lead | Don't Know |  |  |  | No | Other |  | Will Inspect meter box at a later date | Unknown - Unlikely Lead |  |  |  | No | Other |  | Will Inspect meter box at a later date | Unknown | Don't Know | Don't Know |  | Building | Unknown | Unknown | No |  |  | Unknown
1047 | 4406 N BACKSTRETCH RD, HOBBS NM |  | No | No | Non-Lead - Plastic | No | 2015 | 3/4 | Field inspection only with no records | Yes | Visual inspection at the meter pit | 05/26/2024 00:00:00 |  | Non-Lead - Plastic | 2015 | 3/4 | Installation date after lead ban | Yes | Visual inspection at the meter pit | 05/26/2024 00:00:00 |  | Non-Lead | No | No |  | Single Family Residence |  | No | No |  |  | Non-Lead
10469 | 1302 N PENNINGTON DR, HOBBS NM |  | No | No | Unknown - Unlikely Lead | Don't Know |  |  |  | No | Other |  | Will Inspect meter box at a later date | Unknown - Unlikely Lead |  |  |  | No | Other |  | Will Inspect meter box at a later date | Unknown | Don't Know | Don't Know |  | Building | Unknown | Unknown | No |  |  | Unknown
10468 | 1100 N PENNINGTON DR, HOBBS NM |  | No | No | Unknown - Unlikely Lead | Don't Know |  |  |  | No | Other |  | Will Inspect meter box at a later date | Unknown - Unlikely Lead |  |  |  | No | Other |  | Will Inspect meter box at a later date | Unknown | Don't Know | Don't Know |  | Building | Unknown | Unknown | No |  |  | Unknown
10467 | 1604 N PENNINGTON DR, HOBBS NM |  | No | No | Unknown - Unlikely Lead | Don't Know |  |  |  | No | Other |  | Will Inspect meter box at a later date | Unknown - Unlikely Lead |  |  |  | No | Other |  | Will Inspect meter box at a later date | Unknown | Don't Know | Don't Know |  | Building | Unknown | Unknown | No |  |  | Unknown
10466 | 1518 N PENNINGTON DR, HOBBS NM |  | No | No | Unknown - Unlikely Lead | Don't Know |  |  |  | No | Other |  | Will Inspect meter box at a later date | Unknown - Unlikely Lead |  |  |  | No | Other |  | Will Inspect meter box at a later date | Unknown | Don't Know | Don't Know |  | Building | Unknown | Unknown | No |  |  | Unknown
10465 | 1529 N PENNINGTON DR, HOBBS NM |  | No | No | Unknown - Unlikely Lead | Don't Know |  |  |  | No | Other |  | Will Inspect meter box at a later date | Unknown - Unlikely Lead |  |  |  | No | Other |  | Will Inspect meter box at a later date | Unknown | Don't Know | Don't Know |  | Building | Unknown | Unknown | No |  |  | Unknown
10464 | 1521 N PENNINGTON DR, HOBBS NM |  | No | No | Unknown - Unlikely Lead | Don't Know |  |  |  | No | Other |  | Will Inspect meter box at a later date | Unknown - Unlikely Lead |  |  |  | No | Other |  | Will Inspect meter box at a later date | Unknown | Don't Know | Don't Know |  | Building | Unknown | Unknown | No |  |  | Unknown
10462 | 1429 N PENNINGTON DR, HOBBS NM |  | No | No | Unknown - Unlikely Lead | Don't Know |  |  |  | No | Other |  | Will Inspect meter box at a later date | Unknown - Unlikely Lead |  |  |  | No | Other |  | Will Inspect meter box at a later date | Unknown | Don't Know | Don't Know |  | Building | Unknown | Unknown | No |  |  | Unknown
10461 | 1522 N PENNINGTON DR, HOBBS NM |  | No | No | Unknown - Unlikely Lead | Don't Know |  |  |  | No | Other |  | Will Inspect meter box at a later date | Unknown - Unlikely Lead |  |  |  | No | Other |  | Will Inspect meter box at a later date | Unknown | Don't Know | Don't Know |  | Building | Unknown | Unknown | No |  |  | Unknown
10460 | 1413 N PENNINGTON DR, HOBBS NM |  | No | No | Unknown - Unlikely Lead | Don't Know |  |  |  | No | Other |  | Will Inspect meter box at a later date | Unknown - Unlikely Lead |  |  |  | No | Other |  | Will Inspect meter box at a later date | Unknown | Don't Know | Don't Know |  | Building | Unknown | Unknown | No |  |  | Unknown
1046 | 4412 N BACKSTRETCH RD, HOBBS NM |  | No | No | Non-Lead - Plastic | No | 2015 | 3/4 | Field inspection only with no records | Yes | Visual inspection at the meter pit | 05/26/2024 00:00:00 |  | Non-Lead - Plastic | 2015 | 3/4 | Installation date after lead ban | Yes | Visual inspection at the meter pit | 05/26/2024 00:00:00 |  | Non-Lead | No | No |  | Single Family Residence |  | No | No |  |  | Non-Lead
10459 | 1525 N PENNINGTON DR, HOBBS NM |  | No | No | Unknown - Unlikely Lead | Don't Know |  |  |  | No | Other |  | Will Inspect meter box at a later date | Unknown - Unlikely Lead |  |  |  | No | Other |  | Will Inspect meter box at a later date | Unknown | Don't Know | Don't Know |  | Building | Unknown | Unknown | No |  |  | Unknown
10458 | 1528 N PENNINGTON DR, HOBBS NM |  | No | No | Unknown - Unlikely Lead | Don't Know |  |  |  | No | Other |  | Will Inspect meter box at a later date | Unknown - Unlikely Lead |  |  |  | No | Other |  | Will Inspect meter box at a later date | Unknown | Don't Know | Don't Know |  | Building | Unknown | Unknown | No |  |  | Unknown
10457 | 1617 N PENNINGTON DR, HOBBS NM |  | No | No | Unknown - Unlikely Lead | Don't Know |  |  |  | No | Other |  | Will Inspect meter box at a later date | Unknown - Unlikely Lead |  |  |  | No | Other |  | Will Inspect meter box at a later date | Unknown | Don't Know | Don't Know |  | Building | Unknown | Unknown | No |  |  | Unknown
10456 | 1541 N PENNINGTON DR, HOBBS NM |  | No | No | Unknown - Unlikely Lead | Don't Know |  |  |  | No | Other |  | Will Inspect meter box at a later date | Unknown - Unlikely Lead |  |  |  | No | Other |  | Will Inspect meter box at a later date | Unknown | Don't Know | Don't Know |  | Building | Unknown | Unknown | No |  |  | Unknown
10455 | 1425 N PENNINGTON DR, HOBBS NM |  | No | No | Unknown - Unlikely Lead | Don't Know |  |  |  | No | Other |  | Will Inspect meter box at a later date | Unknown - Unlikely Lead |  |  |  | No | Other |  | Will Inspect meter box at a later date | Unknown | Don't Know | Don't Know |  | Building | Unknown | Unknown | No |  |  | Unknown
10453 | 1538 N PENNINGTON DR, HOBBS NM |  | No | No | Unknown - Unlikely Lead | Don't Know |  |  |  | No | Other |  | Will Inspect meter box at a later date | Unknown - Unlikely Lead |  |  |  | No | Other |  | Will Inspect meter box at a later date | Unknown | Don't Know | Don't Know |  | Building | Unknown | Unknown | No |  |  | Unknown
10452 | 1108 N PENNINGTON DR, HOBBS NM |  | No | No | Unknown - Unlikely Lead | Don't Know |  |  |  | No | Other |  | Will Inspect meter box at a later date | Unknown - Unlikely Lead |  |  |  | No | Other |  | Will Inspect meter box at a later date | Unknown | Don't Know | Don't Know |  | Building | Unknown | Unknown | No |  |  | Unknown
10451 | 1420 N PENNINGTON DR, HOBBS NM |  | No | No | Unknown - Unlikely Lead | Don't Know |  |  |  | No | Other |  | Will Inspect meter box at a later date | Unknown - Unlikely Lead |  |  |  | No | Other |  | Will Inspect meter box at a later date | Unknown | Don't Know | Don't Know |  | Building | Unknown | Unknown | No |  |  | Unknown
10450 | 1624 N PENNINGTON DR, HOBBS NM |  | No | No | Unknown - Unlikely Lead | Don't Know |  |  |  | No | Other |  | Will Inspect meter box at a later date | Unknown - Unlikely Lead |  |  |  | No | Other |  | Will Inspect meter box at a later date | Unknown | Don't Know | Don't Know |  | Building | Unknown | Unknown | No |  |  | Unknown
10477 | 1201 N PENNINGTON DR, HOBBS NM |  | No | No | Unknown - Unlikely Lead | Don't Know |  |  |  | No | Other |  | Will Inspect meter box at a later date | Unknown - Unlikely Lead |  |  |  | No | Other |  | Will Inspect meter box at a later date | Unknown | Don't Know | Don't Know |  | Building | Unknown | Unknown | No |  |  | Unknown
10448 | 1532 N PENNINGTON DR, HOBBS NM |  | No | No | Unknown - Unlikely Lead | Don't Know |  |  |  | No | Other |  | Will Inspect meter box at a later date | Unknown - Unlikely Lead |  |  |  | No | Other |  | Will Inspect meter box at a later date | Unknown | Don't Know | Don't Know |  | Building | Unknown | Unknown | No |  |  | Unknown
10446 | 1301 N PENNINGTON DR, HOBBS NM |  | No | No | Unknown - Unlikely Lead | Don't Know |  |  |  | No | Other |  | Will Inspect meter box at a later date | Unknown - Unlikely Lead |  |  |  | No | Other |  | Will Inspect meter box at a later date | Unknown | Don't Know | Don't Know |  | Building | Unknown | Unknown | No |  |  | Unknown
10445 | 1224 N PENNINGTON DR, HOBBS NM |  | No | No | Unknown - Unlikely Lead | Don't Know |  |  |  | No | Other |  | Will Inspect meter box at a later date | Unknown - Unlikely Lead |  |  |  | No | Other |  | Will Inspect meter box at a later date | Unknown | Don't Know | Don't Know |  | Building | Unknown | Unknown | No |  |  | Unknown
10444 | 1307 N PENNINGTON DR, HOBBS NM |  | No | No | Unknown - Unlikely Lead | Don't Know |  |  |  | No | Other |  | Will Inspect meter box at a later date | Unknown - Unlikely Lead |  |  |  | No | Other |  | Will Inspect meter box at a later date | Unknown | Don't Know | Don't Know |  | Building | Unknown | Unknown | No |  |  | Unknown
10443 | 1630 N PENNINGTON DR, HOBBS NM |  | No | No | Unknown - Unlikely Lead | Don't Know |  |  |  | No | Other |  | Will Inspect meter box at a later date | Unknown - Unlikely Lead |  |  |  | No | Other |  | Will Inspect meter box at a later date | Unknown | Don't Know | Don't Know |  | Building | Unknown | Unknown | No |  |  | Unknown
10442 | 1209 N PENNINGTON DR, HOBBS NM |  | No | No | Unknown - Unlikely Lead | Don't Know |  |  |  | No | Other |  | Will Inspect meter box at a later date | Unknown - Unlikely Lead |  |  |  | No | Other |  | Will Inspect meter box at a later date | Unknown | Don't Know | Don't Know |  | Building | Unknown | Unknown | No |  |  | Unknown
10441 | 1320 N PENNINGTON DR, HOBBS NM |  | No | No | Unknown - Unlikely Lead | Don't Know |  |  |  | No | Other |  | Will Inspect meter box at a later date | Unknown - Unlikely Lead |  |  |  | No | Other |  | Will Inspect meter box at a later date | Unknown | Don't Know | Don't Know |  | Building | Unknown | Unknown | No |  |  | Unknown
10440 | 1105 N PENNINGTON DR, HOBBS NM |  | No | No | Unknown - Unlikely Lead | Don't Know |  |  |  | No | Other |  | Will Inspect meter box at a later date | Unknown - Unlikely Lead |  |  |  | No | Other |  | Will Inspect meter box at a later date | Unknown | Don't Know | Don't Know |  | Building | Unknown | Unknown | No |  |  | Unknown
1044 | 4504 N BACKSTRETCH RD, HOBBS NM |  | No | No | Non-Lead - Plastic | No | 2015 | 3/4 | Field inspection only with no records | Yes | Visual inspection at the meter pit | 05/26/2024 00:00:00 |  | Non-Lead - Plastic | 2015 | 3/4 | Installation date after lead ban | Yes | Visual inspection at the meter pit | 05/26/2024 00:00:00 |  | Non-Lead | No | No |  | Single Family Residence |  | No | No |  |  | Non-Lead
10439 | 1120 N PENNINGTON DR, HOBBS NM |  | No | No | Unknown - Unlikely Lead | Don't Know |  |  |  | No | Other |  | Will Inspect meter box at a later date | Unknown - Unlikely Lead |  |  |  | No | Other |  | Will Inspect meter box at a later date | Unknown | Don't Know | Don't Know |  | Building | Unknown | Unknown | No |  |  | Unknown
10438 | 1408 N PENNINGTON DR, HOBBS NM |  | No | No | Unknown - Unlikely Lead | Don't Know |  |  |  | No | Other |  | Will Inspect meter box at a later date | Unknown - Unlikely Lead |  |  |  | No | Other |  | Will Inspect meter box at a later date | Unknown | Don't Know | Don't Know |  | Building | Unknown | Unknown | No |  |  | Unknown
10437 | 1506 N PENNINGTON DR, HOBBS NM |  | No | No | Unknown - Unlikely Lead | Don't Know |  |  |  | No | Other |  | Will Inspect meter box at a later date | Unknown - Unlikely Lead |  |  |  | No | Other |  | Will Inspect meter box at a later date | Unknown | Don't Know | Don't Know |  | Building | Unknown | Unknown | No |  |  | Unknown
10436 | 1610 N PENNINGTON DR, HOBBS NM |  | No | No | Unknown - Unlikely Lead | Don't Know |  |  |  | No | Other |  | Will Inspect meter box at a later date | Unknown - Unlikely Lead |  |  |  | No | Other |  | Will Inspect meter box at a later date | Unknown | Don't Know | Don't Know |  | Building | Unknown | Unknown | No |  |  | Unknown
10435 | 1600 N PENNINGTON DR, HOBBS NM |  | No | No | Unknown - Unlikely Lead | Don't Know |  |  |  | No | Other |  | Will Inspect meter box at a later date | Unknown - Unlikely Lead |  |  |  | No | Other |  | Will Inspect meter box at a later date | Unknown | Don't Know | Don't Know |  | Building | Unknown | Unknown | No |  |  | Unknown
10434 | 1616 N PENNINGTON DR, HOBBS NM |  | No | No | Unknown - Unlikely Lead | Don't Know |  |  |  | No | Other |  | Will Inspect meter box at a later date | Unknown - Unlikely Lead |  |  |  | No | Other |  | Will Inspect meter box at a later date | Unknown | Don't Know | Don't Know |  | Building | Unknown | Unknown | No |  |  | Unknown
10432 | 1601 N PENNINGTON DR, HOBBS NM |  | No | No | Unknown - Unlikely Lead | Don't Know |  |  |  | No | Other |  | Will Inspect meter box at a later date | Unknown - Unlikely Lead |  |  |  | No | Other |  | Will Inspect meter box at a later date | Unknown | Don't Know | Don't Know |  | Building | Unknown | Unknown | No |  |  | Unknown
10431 | 1511 N PENNINGTON DR, HOBBS NM |  | No | No | Unknown - Unlikely Lead | Don't Know |  |  |  | No | Other |  | Will Inspect meter box at a later date | Unknown - Unlikely Lead |  |  |  | No | Other |  | Will Inspect meter box at a later date | Unknown | Don't Know | Don't Know |  | Building | Unknown | Unknown | No |  |  | Unknown
1043 | 4500 N BACKSTRETCH RD, HOBBS NM |  | No | No | Non-Lead - Plastic | No | 2015 | 3/4 | Field inspection only with no records | Yes | Visual inspection at the meter pit | 05/26/2024 00:00:00 |  | Non-Lead - Plastic | 2015 | 3/4 | Installation date after lead ban | Yes | Visual inspection at the meter pit | 05/26/2024 00:00:00 |  | Non-Lead | No | No |  | Single Family Residence |  | No | No |  |  | Non-Lead
10429 | 1208 N PENNINGTON DR, HOBBS NM |  | No | No | Unknown - Unlikely Lead | Don't Know |  |  |  | No | Other |  | Will Inspect meter box at a later date | Unknown - Unlikely Lead |  |  |  | No | Other |  | Will Inspect meter box at a later date | Unknown | Don't Know | Don't Know |  | Building | Unknown | Unknown | No |  |  | Unknown
10428 | 1222 N PENNINGTON DR, HOBBS NM |  | No | No | Unknown - Unlikely Lead | Don't Know |  |  |  | No | Other |  | Will Inspect meter box at a later date | Unknown - Unlikely Lead |  |  |  | No | Other |  | Will Inspect meter box at a later date | Unknown | Don't Know | Don't Know |  | Building | Unknown | Unknown | No |  |  | Unknown
10427 | 1308 N PENNINGTON DR, HOBBS NM |  | No | No | Unknown - Unlikely Lead | Don't Know |  |  |  | No | Other |  | Will Inspect meter box at a later date | Unknown - Unlikely Lead |  |  |  | No | Other |  | Will Inspect meter box at a later date | Unknown | Don't Know | Don't Know |  | Building | Unknown | Unknown | No |  |  | Unknown
10426 | 1314 N PENNINGTON DR, HOBBS NM |  | No | No | Unknown - Unlikely Lead | Don't Know |  |  |  | No | Other |  | Will Inspect meter box at a later date | Unknown - Unlikely Lead |  |  |  | No | Other |  | Will Inspect meter box at a later date | Unknown | Don't Know | Don't Know |  | Building | Unknown | Unknown | No |  |  | Unknown
10425 | 1317 N PENNINGTON DR, HOBBS NM |  | No | No | Unknown - Unlikely Lead | Don't Know |  |  |  | No | Other |  | Will Inspect meter box at a later date | Unknown - Unlikely Lead |  |  |  | No | Other |  | Will Inspect meter box at a later date | Unknown | Don't Know | Don't Know |  | Building | Unknown | Unknown | No |  |  | Unknown
10423 | 1127 N PENNINGTON DR, HOBBS NM |  | No | No | Unknown - Unlikely Lead | Don't Know |  |  |  | No | Other |  | Will Inspect meter box at a later date | Unknown - Unlikely Lead |  |  |  | No | Other |  | Will Inspect meter box at a later date | Unknown | Don't Know | Don't Know |  | Building | Unknown | Unknown | No |  |  | Unknown
10422 | 1123 N PENNINGTON DR, HOBBS NM |  | No | No | Unknown - Unlikely Lead | Don't Know |  |  |  | No | Other |  | Will Inspect meter box at a later date | Unknown - Unlikely Lead |  |  |  | No | Other |  | Will Inspect meter box at a later date | Unknown | Don't Know | Don't Know |  | Building | Unknown | Unknown | No |  |  | Unknown
10421 | 1117 N PENNINGTON DR, HOBBS NM |  | No | No | Unknown - Unlikely Lead | Don't Know |  |  |  | No | Other |  | Will Inspect meter box at a later date | Unknown - Unlikely Lead |  |  |  | No | Other |  | Will Inspect meter box at a later date | Unknown | Don't Know | Don't Know |  | Building | Unknown | Unknown | No |  |  | Unknown
10484 | 1512 N PENNINGTON DR, HOBBS NM |  | No | No | Unknown - Unlikely Lead | Don't Know |  |  |  | No | Other |  | Will Inspect meter box at a later date | Unknown - Unlikely Lead |  |  |  | No | Other |  | Will Inspect meter box at a later date | Unknown | Don't Know | Don't Know |  | Building | Unknown | Unknown | No |  |  | Unknown
10417 | 815 N PENNINGTON DR, HOBBS NM |  | No | No | Unknown - Unlikely Lead | Don't Know |  |  |  | No | Other |  | Will Inspect meter box at a later date | Unknown - Unlikely Lead |  |  |  | No | Other |  | Will Inspect meter box at a later date | Unknown | Don't Know | Don't Know |  | Building | Unknown | Unknown | No |  |  | Unknown
10416 | 4121 N POCO ST, HOBBS NM |  | No | No | Non-Lead - Plastic | No | 2023 | 3/4 | Field inspection only with no records | Yes | Visual inspection at the meter pit | 05/26/2024 00:00:00 |  | Non-Lead - Plastic |  | 3/4 | Installation date after lead ban | Yes | Visual inspection at the meter pit | 05/26/2024 00:00:00 |  | Non-Lead | No | No |  | Single Family Residence |  | No | No |  |  | Non-Lead
10415 | 4129 N POCO ST, HOBBS NM |  | No | No | Non-Lead - Plastic | No | 2023 | 3/4 | Field inspection only with no records | Yes | Visual inspection at the meter pit | 05/26/2024 00:00:00 |  | Non-Lead - Plastic |  | 3/4 | Installation date after lead ban | Yes | Visual inspection at the meter pit | 05/26/2024 00:00:00 |  | Non-Lead | No | No |  | Single Family Residence |  | No | No |  |  | Non-Lead
10414 | 4130 N POCO ST, HOBBS NM |  | No | No | Non-Lead - Plastic | No | 2023 | 3/4 | Field inspection only with no records | Yes | Visual inspection at the meter pit | 05/26/2024 00:00:00 |  | Non-Lead - Plastic |  | 3/4 | Installation date after lead ban | Yes | Visual inspection at the meter pit | 05/26/2024 00:00:00 |  | Non-Lead | No | No |  | Single Family Residence |  | No | No |  |  | Non-Lead
10413 | 4125 N POCO ST, HOBBS NM |  | No | No | Non-Lead - Plastic | No | 2023 | 3/4 | Field inspection only with no records | Yes | Visual inspection at the meter pit | 05/26/2024 00:00:00 |  | Non-Lead - Plastic |  | 3/4 | Installation date after lead ban | Yes | Visual inspection at the meter pit | 05/26/2024 00:00:00 |  | Non-Lead | No | No |  | Single Family Residence |  | No | No |  |  | Non-Lead
10486 | 2322 E PHANTOM TRACE, HOBBS NM |  | No | No | Unknown - Unlikely Lead | Don't Know |  |  |  | No | Other |  | Will Inspect meter box at a later date | Unknown - Unlikely Lead |  |  |  | No | Other |  | Will Inspect meter box at a later date | Unknown | Don't Know | Don't Know |  | Building | Unknown | Unknown | No |  |  | Unknown
10411 | 4138 N POCO ST, HOBBS NM |  | No | No | Non-Lead - Plastic | No | 2023 | 3/4 | Field inspection only with no records | Yes | Visual inspection at the meter pit | 05/26/2024 00:00:00 |  | Non-Lead - Plastic |  | 3/4 | Installation date after lead ban | Yes | Visual inspection at the meter pit | 05/26/2024 00:00:00 |  | Non-Lead | No | No |  | Single Family Residence |  | No | No |  |  | Non-Lead
10410 | 1530 N POCO ST, HOBBS NM |  | No | No | Non-Lead - Plastic | No | 2023 | 3/4 | Field inspection only with no records | Yes | Visual inspection at the meter pit | 05/26/2024 00:00:00 |  | Non-Lead - Plastic |  | 3/4 | Installation date after lead ban | Yes | Visual inspection at the meter pit | 05/26/2024 00:00:00 |  | Non-Lead | No | No |  | Single Family Residence |  | No | No |  |  | Non-Lead
10409 | 1523 N POCO ST, HOBBS NM |  | No | No | Non-Lead - Plastic | No | 2023 | 3/4 | Field inspection only with no records | Yes | Visual inspection at the meter pit | 05/26/2024 00:00:00 |  | Non-Lead - Plastic |  | 3/4 | Installation date after lead ban | Yes | Visual inspection at the meter pit | 05/26/2024 00:00:00 |  | Non-Lead | No | No |  | Single Family Residence |  | No | No |  |  | Non-Lead
10407 | 4134 N POCO ST, HOBBS NM |  | No | No | Non-Lead - Plastic | No | 2023 | 3/4 | Field inspection only with no records | Yes | Visual inspection at the meter pit | 05/26/2024 00:00:00 |  | Non-Lead - Plastic |  | 3/4 | Installation date after lead ban | Yes | Visual inspection at the meter pit | 05/26/2024 00:00:00 |  | Non-Lead | No | No |  | Single Family Residence |  | No | No |  |  | Non-Lead
10406 | 1605 W POCO ST, HOBBS NM |  | No | No | Non-Lead - Plastic | No | 2023 | 3/4 | Field inspection only with no records | Yes | Visual inspection at the meter pit | 05/26/2024 00:00:00 |  | Non-Lead - Plastic |  | 3/4 | Installation date after lead ban | Yes | Visual inspection at the meter pit | 05/26/2024 00:00:00 |  | Non-Lead | No | No |  | Single Family Residence |  | No | No |  |  | Non-Lead
10405 | 1606 W POCO ST, HOBBS NM |  | No | No | Non-Lead - Plastic | No | 2023 | 3/4 | Field inspection only with no records | Yes | Visual inspection at the meter pit | 05/26/2024 00:00:00 |  | Non-Lead - Plastic |  | 3/4 | Installation date after lead ban | Yes | Visual inspection at the meter pit | 05/26/2024 00:00:00 |  | Non-Lead | No | No |  | Single Family Residence |  | No | No |  |  | Non-Lead
10404 | 1610 W POCO ST, HOBBS NM |  | No | No | Non-Lead - Plastic | No | 2023 | 3/4 | Field inspection only with no records | Yes | Visual inspection at the meter pit | 05/26/2024 00:00:00 |  | Non-Lead - Plastic |  | 3/4 | Installation date after lead ban | Yes | Visual inspection at the meter pit | 05/26/2024 00:00:00 |  | Non-Lead | No | No |  | Single Family Residence |  | No | No |  |  | Non-Lead
10403 | 1609 W POCO ST, HOBBS NM |  | No | No | Non-Lead - Plastic | No | 2023 | 3/4 | Field inspection only with no records | Yes | Visual inspection at the meter pit | 05/26/2024 00:00:00 |  | Non-Lead - Plastic |  | 3/4 | Installation date after lead ban | Yes | Visual inspection at the meter pit | 05/26/2024 00:00:00 |  | Non-Lead | No | No |  | Single Family Residence |  | No | No |  |  | Non-Lead
10402 | 1621 W POCO ST, HOBBS NM |  | No | No | Non-Lead - Plastic | No | 2023 | 3/4 | Field inspection only with no records | Yes | Visual inspection at the meter pit | 05/26/2024 00:00:00 |  | Non-Lead - Plastic |  | 3/4 | Installation date after lead ban | Yes | Visual inspection at the meter pit | 05/26/2024 00:00:00 |  | Non-Lead | No | No |  | Single Family Residence |  | No | No |  |  | Non-Lead
10489 | 1228 E PECOS DR, HOBBS NM |  | No | No | Unknown - Unlikely Lead | Don't Know |  |  |  | No | Other |  | Will Inspect meter box at a later date | Unknown - Unlikely Lead |  |  |  | No | Other |  | Will Inspect meter box at a later date | Unknown | Don't Know | Don't Know |  | Building | Unknown | Unknown | No |  |  | Unknown
10400 | 1701 W POCO ST, HOBBS NM |  | No | No | Non-Lead - Plastic | No | 2023 | 3/4 | Field inspection only with no records | Yes | Visual inspection at the meter pit | 05/26/2024 00:00:00 |  | Non-Lead - Plastic |  | 3/4 | Installation date after lead ban | Yes | Visual inspection at the meter pit | 05/26/2024 00:00:00 |  | Non-Lead | No | No |  | Single Family Residence |  | No | No |  |  | Non-Lead
1040 | 4210 N BACKSTRETCH RD, HOBBS NM |  | No | No | Non-Lead - Plastic | No | 2015 | 3/4 | Field inspection only with no records | Yes | Visual inspection at the meter pit | 05/26/2024 00:00:00 |  | Non-Lead - Plastic | 2015 | 3/4 | Installation date after lead ban | Yes | Visual inspection at the meter pit | 05/26/2024 00:00:00 |  | Non-Lead | No | No |  | Single Family Residence |  | No | No |  |  | Non-Lead
10399 | 1713 W POCO ST, HOBBS NM |  | No | No | Non-Lead - Plastic | No | 2023 | 3/4 | Field inspection only with no records | Yes | Visual inspection at the meter pit | 05/26/2024 00:00:00 |  | Non-Lead - Plastic |  | 3/4 | Installation date after lead ban | Yes | Visual inspection at the meter pit | 05/26/2024 00:00:00 |  | Non-Lead | No | No |  | Single Family Residence |  | No | No |  |  | Non-Lead
10398 | 1625 W POCO ST, HOBBS NM |  | No | No | Non-Lead - Plastic | No | 2023 | 3/4 | Field inspection only with no records | Yes | Visual inspection at the meter pit | 05/26/2024 00:00:00 |  | Non-Lead - Plastic |  | 3/4 | Installation date after lead ban | Yes | Visual inspection at the meter pit | 05/26/2024 00:00:00 |  | Non-Lead | No | No |  | Single Family Residence |  | No | No |  |  | Non-Lead
10490 | 1129 E PECOS DR, HOBBS NM |  | No | No | Unknown - Unlikely Lead | Don't Know |  |  |  | No | Other |  | Will Inspect meter box at a later date | Unknown - Unlikely Lead |  |  |  | No | Other |  | Will Inspect meter box at a later date | Unknown | Don't Know | Don't Know |  | Building | Unknown | Unknown | No |  |  | Unknown
10396 | 1531 W POCO ST, HOBBS NM |  | No | No | Non-Lead - Plastic | No | 2023 | 3/4 | Field inspection only with no records | Yes | Visual inspection at the meter pit | 05/26/2024 00:00:00 |  | Non-Lead - Plastic |  | 3/4 | Installation date after lead ban | Yes | Visual inspection at the meter pit | 05/26/2024 00:00:00 |  | Non-Lead | No | No |  | Single Family Residence |  | No | No |  |  | Non-Lead
10395 | 1714 W POCO ST, HOBBS NM |  | No | No | Non-Lead - Plastic | No | 2023 | 3/4 | Field inspection only with no records | Yes | Visual inspection at the meter pit | 05/26/2024 00:00:00 |  | Non-Lead - Plastic |  | 3/4 | Installation date after lead ban | Yes | Visual inspection at the meter pit | 05/26/2024 00:00:00 |  | Non-Lead | No | No |  | Single Family Residence |  | No | No |  |  | Non-Lead
10394 | 1725 W POCO ST, HOBBS NM |  | No | No | Non-Lead - Plastic | No | 2023 | 3/4 | Field inspection only with no records | Yes | Visual inspection at the meter pit | 05/26/2024 00:00:00 |  | Non-Lead - Plastic |  | 3/4 | Installation date after lead ban | Yes | Visual inspection at the meter pit | 05/26/2024 00:00:00 |  | Non-Lead | No | No |  | Single Family Residence |  | No | No |  |  | Non-Lead
10391 | 1702 W POCO ST, HOBBS NM |  | No | No | Non-Lead - Plastic | No | 2023 | 3/4 | Field inspection only with no records | Yes | Visual inspection at the meter pit | 05/26/2024 00:00:00 |  | Non-Lead - Plastic |  | 3/4 | Installation date after lead ban | Yes | Visual inspection at the meter pit | 05/26/2024 00:00:00 |  | Non-Lead | No | No |  | Single Family Residence |  | No | No |  |  | Non-Lead
10390 | 1626 W POCO ST, HOBBS NM |  | No | No | Non-Lead - Plastic | No | 2023 | 3/4 | Field inspection only with no records | Yes | Visual inspection at the meter pit | 05/26/2024 00:00:00 |  | Non-Lead - Plastic |  | 3/4 | Installation date after lead ban | Yes | Visual inspection at the meter pit | 05/26/2024 00:00:00 |  | Non-Lead | No | No |  | Single Family Residence |  | No | No |  |  | Non-Lead
1039 | 4416 N BACKSTRETCH RD, HOBBS NM |  | No | No | Non-Lead - Plastic | No | 2015 | 3/4 | Field inspection only with no records | Yes | Visual inspection at the meter pit | 05/26/2024 00:00:00 |  | Non-Lead - Plastic | 2015 | 3/4 | Installation date after lead ban | Yes | Visual inspection at the meter pit | 05/26/2024 00:00:00 |  | Non-Lead | No | No |  | Single Family Residence |  | No | No |  |  | Non-Lead
10388 | 1606 W POCO ST, HOBBS NM |  | No | No | Non-Lead - Plastic | No | 2023 | 3/4 | Field inspection only with no records | Yes | Visual inspection at the meter pit | 05/26/2024 00:00:00 |  | Non-Lead - Plastic |  | 3/4 | Installation date after lead ban | Yes | Visual inspection at the meter pit | 05/26/2024 00:00:00 |  | Non-Lead | No | No |  | Single Family Residence |  | No | No |  |  | Non-Lead
10387 | 1707 W POCO ST, HOBBS NM |  | No | No | Non-Lead - Plastic | No | 2023 | 3/4 | Field inspection only with no records | Yes | Visual inspection at the meter pit | 05/26/2024 00:00:00 |  | Non-Lead - Plastic |  | 3/4 | Installation date after lead ban | Yes | Visual inspection at the meter pit | 05/26/2024 00:00:00 |  | Non-Lead | No | No |  | Single Family Residence |  | No | No |  |  | Non-Lead
10386 | 4137 W POCO ST, HOBBS NM |  | No | No | Non-Lead - Plastic | No | 2023 | 3/4 | Field inspection only with no records | Yes | Visual inspection at the meter pit | 05/26/2024 00:00:00 |  | Non-Lead - Plastic |  | 3/4 | Installation date after lead ban | Yes | Visual inspection at the meter pit | 05/26/2024 00:00:00 |  | Non-Lead | No | No |  | Single Family Residence |  | No | No |  |  | Non-Lead
10385 | 1616 E PENASCO DR, HOBBS NM |  | No | No | Unknown - Unlikely Lead | Don't Know |  |  |  | No | Other |  | Will Inspect meter box at a later date | Unknown - Unlikely Lead |  |  |  | No | Other |  | Will Inspect meter box at a later date | Unknown | Don't Know | Don't Know |  | Building | Unknown | Unknown | No |  |  | Unknown
10384 | 1504 E PENASCO DR, HOBBS NM |  | No | No | Unknown - Unlikely Lead | Don't Know |  |  |  | No | Other |  | Will Inspect meter box at a later date | Unknown - Unlikely Lead |  |  |  | No | Other |  | Will Inspect meter box at a later date | Unknown | Don't Know | Don't Know |  | Building | Unknown | Unknown | No |  |  | Unknown
10383 | 1607 E PENASCO DR, HOBBS NM |  | No | No | Unknown - Unlikely Lead | Don't Know |  |  |  | No | Other |  | Will Inspect meter box at a later date | Unknown - Unlikely Lead |  |  |  | No | Other |  | Will Inspect meter box at a later date | Unknown | Don't Know | Don't Know |  | Building | Unknown | Unknown | No |  |  | Unknown
10382 | 1712 E PENASCO DR, HOBBS NM |  | No | No | Non-Lead - Copper | Don't Know | 1959 | 3/4 | Field inspection only with no records | Yes | Visual inspection at the meter pit | 07/23/2024 00:00:00 |  | Non-Lead - Copper | 1957 | 3/4 | Field inspection only with no records | Yes | Visual inspection at the meter pit | 07/23/2024 00:00:00 |  | Non-Lead | No | Don't Know |  | Single Family Residence |  | No | No |  |  | Non-Lead
10494 | 1101 E PECOS DR, HOBBS NM |  | No | No | Unknown - Unlikely Lead | Don't Know |  |  |  | No | Other |  | Will Inspect meter box at a later date | Unknown - Unlikely Lead |  |  |  | No | Other |  | Will Inspect meter box at a later date | Unknown | Don't Know | Don't Know |  | Building | Unknown | Unknown | No |  |  | Unknown
1038 | 4330 N BACKSTRETCH RD, HOBBS NM |  | No | No | Non-Lead - Plastic | No | 2015 | 3/4 | Field inspection only with no records | Yes | Visual inspection at the meter pit | 05/26/2024 00:00:00 |  | Non-Lead - Plastic | 2015 | 3/4 | Installation date after lead ban | Yes | Visual inspection at the meter pit | 05/26/2024 00:00:00 |  | Non-Lead | No | No |  | Single Family Residence |  | No | No |  |  | Non-Lead
10496 | 1120 E PECOS DR, HOBBS NM |  | No | No | Unknown - Unlikely Lead | Don't Know |  |  |  | No | Other |  | Will Inspect meter box at a later date | Unknown - Unlikely Lead |  |  |  | No | Other |  | Will Inspect meter box at a later date | Unknown | Don't Know | Don't Know |  | Building | Unknown | Unknown | No |  |  | Unknown
10378 | 1802 E PENASCO DR, HOBBS NM |  | No | No | Unknown - Unlikely Lead | Don't Know |  |  |  | No | Other |  | Will Inspect meter box at a later date | Unknown - Unlikely Lead |  |  |  | No | Other |  | Will Inspect meter box at a later date | Unknown | Don't Know | Don't Know |  | Building | Unknown | Unknown | No |  |  | Unknown
10377 | 1808 E PENASCO DR, HOBBS NM |  | No | No | Unknown - Unlikely Lead | Don't Know |  |  |  | No | Other |  | Will Inspect meter box at a later date | Unknown - Unlikely Lead |  |  |  | No | Other |  | Will Inspect meter box at a later date | Unknown | Don't Know | Don't Know |  | Building | Unknown | Unknown | No |  |  | Unknown
10376 | 1630 E PENASCO DR, HOBBS NM |  | No | No | Unknown - Unlikely Lead | Don't Know |  |  |  | No | Other |  | Will Inspect meter box at a later date | Unknown - Unlikely Lead |  |  |  | No | Other |  | Will Inspect meter box at a later date | Unknown | Don't Know | Don't Know |  | Building | Unknown | Unknown | No |  |  | Unknown
10375 | 1617 E PENASCO DR, HOBBS NM |  | No | No | Unknown - Unlikely Lead | Don't Know |  |  |  | No | Other |  | Will Inspect meter box at a later date | Unknown - Unlikely Lead |  |  |  | No | Other |  | Will Inspect meter box at a later date | Unknown | Don't Know | Don't Know |  | Building | Unknown | Unknown | No |  |  | Unknown
10373 | 1702 E PENASCO DR, HOBBS NM |  | No | No | Unknown - Unlikely Lead | Don't Know |  |  |  | No | Other |  | Will Inspect meter box at a later date | Unknown - Unlikely Lead |  |  |  | No | Other |  | Will Inspect meter box at a later date | Unknown | Don't Know | Don't Know |  | Building | Unknown | Unknown | No |  |  | Unknown
10372 | 1500 E PENASCO DR, HOBBS NM |  | No | No | Unknown - Unlikely Lead | Don't Know |  |  |  | No | Other |  | Will Inspect meter box at a later date | Unknown - Unlikely Lead |  |  |  | No | Other |  | Will Inspect meter box at a later date | Unknown | Don't Know | Don't Know |  | Building | Unknown | Unknown | No |  |  | Unknown
10371 | 1513 E PENASCO DR, HOBBS NM |  | No | No | Unknown - Unlikely Lead | Don't Know |  |  |  | No | Other |  | Will Inspect meter box at a later date | Unknown - Unlikely Lead |  |  |  | No | Other |  | Will Inspect meter box at a later date | Unknown | Don't Know | Don't Know |  | Building | Unknown | Unknown | No |  |  | Unknown
10370 | 1706 E PENASCO DR, HOBBS NM |  | No | No | Unknown - Unlikely Lead | Don't Know |  |  |  | No | Other |  | Will Inspect meter box at a later date | Unknown - Unlikely Lead |  |  |  | No | Other |  | Will Inspect meter box at a later date | Unknown | Don't Know | Don't Know |  | Building | Unknown | Unknown | No |  |  | Unknown
10499 | 1107 E PECOS DR, HOBBS NM |  | No | No | Unknown - Unlikely Lead | Don't Know |  |  |  | No | Other |  | Will Inspect meter box at a later date | Unknown - Unlikely Lead |  |  |  | No | Other |  | Will Inspect meter box at a later date | Unknown | Don't Know | Don't Know |  | Building | Unknown | Unknown | No |  |  | Unknown
10368 | 1532 E PENASCO DR, HOBBS NM |  | No | No | Unknown - Unlikely Lead | Don't Know |  |  |  | No | Other |  | Will Inspect meter box at a later date | Unknown - Unlikely Lead |  |  |  | No | Other |  | Will Inspect meter box at a later date | Unknown | Don't Know | Don't Know |  | Building | Unknown | Unknown | No |  |  | Unknown
10367 | 1703 E PENASCO DR, HOBBS NM |  | No | No | Unknown - Unlikely Lead | Don't Know |  |  |  | No | Other |  | Will Inspect meter box at a later date | Unknown - Unlikely Lead |  |  |  | No | Other |  | Will Inspect meter box at a later date | Unknown | Don't Know | Don't Know |  | Building | Unknown | Unknown | No |  |  | Unknown
10366 | 1629 E PENASCO DR, HOBBS NM |  | No | No | Unknown - Unlikely Lead | Don't Know |  |  |  | No | Other |  | Will Inspect meter box at a later date | Unknown - Unlikely Lead |  |  |  | No | Other |  | Will Inspect meter box at a later date | Unknown | Don't Know | Don't Know |  | Building | Unknown | Unknown | No |  |  | Unknown
10365 | 1523 E PENASCO DR, HOBBS NM |  | No | No | Unknown - Unlikely Lead | Don't Know |  |  |  | No | Other |  | Will Inspect meter box at a later date | Unknown - Unlikely Lead |  |  |  | No | Other |  | Will Inspect meter box at a later date | Unknown | Don't Know | Don't Know |  | Building | Unknown | Unknown | No |  |  | Unknown
10364 | 1622 E PENASCO DR, HOBBS NM |  | No | No | Unknown - Unlikely Lead | Don't Know |  |  |  | No | Other |  | Will Inspect meter box at a later date | Unknown - Unlikely Lead |  |  |  | No | Other |  | Will Inspect meter box at a later date | Unknown | Don't Know | Don't Know |  | Building | Unknown | Unknown | No |  |  | Unknown
10363 | 1626 E PENASCO DR, HOBBS NM |  | No | No | Unknown - Unlikely Lead | Don't Know |  |  |  | No | Other |  | Will Inspect meter box at a later date | Unknown - Unlikely Lead |  |  |  | No | Other |  | Will Inspect meter box at a later date | Unknown | Don't Know | Don't Know |  | Building | Unknown | Unknown | No |  |  | Unknown
10362 | 1600 E PENASCO DR, HOBBS NM |  | No | No | Unknown - Unlikely Lead | Don't Know |  |  |  | No | Other |  | Will Inspect meter box at a later date | Unknown - Unlikely Lead |  |  |  | No | Other |  | Will Inspect meter box at a later date | Unknown | Don't Know | Don't Know |  | Building | Unknown | Unknown | No |  |  | Unknown
10361 | 1501 E PENASCO DR, HOBBS NM |  | No | No | Unknown - Unlikely Lead | Don't Know |  |  |  | No | Other |  | Will Inspect meter box at a later date | Unknown - Unlikely Lead |  |  |  | No | Other |  | Will Inspect meter box at a later date | Unknown | Don't Know | Don't Know |  | Building | Unknown | Unknown | No |  |  | Unknown
10360 | 1814 E PENASCO DR, HOBBS NM |  | No | No | Unknown - Unlikely Lead | Don't Know |  |  |  | No | Other |  | Will Inspect meter box at a later date | Unknown - Unlikely Lead |  |  |  | No | Other |  | Will Inspect meter box at a later date | Unknown | Don't Know | Don't Know |  | Building | Unknown | Unknown | No |  |  | Unknown
1036 | 4218 N BACKSTRETCH RD, HOBBS NM |  | No | No | Non-Lead - Plastic | No | 2015 | 3/4 | Field inspection only with no records | Yes | Visual inspection at the meter pit | 05/26/2024 00:00:00 |  | Non-Lead - Plastic | 2015 | 3/4 | Installation date after lead ban | Yes | Visual inspection at the meter pit | 05/26/2024 00:00:00 |  | Non-Lead | No | No |  | Single Family Residence |  | No | No |  |  | Non-Lead
10359 | 1606 E PENASCO DR, HOBBS NM |  | No | No | Unknown - Unlikely Lead | Don't Know |  |  |  | No | Other |  | Will Inspect meter box at a later date | Unknown - Unlikely Lead |  |  |  | No | Other |  | Will Inspect meter box at a later date | Unknown | Don't Know | Don't Know |  | Building | Unknown | Unknown | No |  |  | Unknown
10357 | 1623 E PENASCO DR, HOBBS NM |  | No | No | Unknown - Unlikely Lead | Don't Know |  |  |  | No | Other |  | Will Inspect meter box at a later date | Unknown - Unlikely Lead |  |  |  | No | Other |  | Will Inspect meter box at a later date | Unknown | Don't Know | Don't Know |  | Building | Unknown | Unknown | No |  |  | Unknown
10356 | 1715 E PENASCO DR, HOBBS NM |  | No | No | Unknown - Unlikely Lead | Don't Know |  |  |  | No | Other |  | Will Inspect meter box at a later date | Unknown - Unlikely Lead |  |  |  | No | Other |  | Will Inspect meter box at a later date | Unknown | Don't Know | Don't Know |  | Building | Unknown | Unknown | No |  |  | Unknown
10355 | 503 E PERMIAN DR, HOBBS NM |  | No | No | Unknown - Unlikely Lead | Don't Know |  |  |  | No | Other |  | Will Inspect meter box at a later date | Unknown - Unlikely Lead |  |  |  | No | Other |  | Will Inspect meter box at a later date | Unknown | Don't Know | Don't Know |  | Building | Unknown | Unknown | No |  |  | Unknown
10354 | 1820 E PENASCO DR, HOBBS NM |  | No | No | Unknown - Unlikely Lead | Don't Know |  |  |  | No | Other |  | Will Inspect meter box at a later date | Unknown - Unlikely Lead |  |  |  | No | Other |  | Will Inspect meter box at a later date | Unknown | Don't Know | Don't Know |  | Building | Unknown | Unknown | No |  |  | Unknown
1050 | 4211 N BACKSTRETCH RD, HOBBS NM |  | No | No | Non-Lead - Plastic | No | 2015 | 3/4 | Field inspection only with no records | Yes | Visual inspection at the meter pit | 05/26/2024 00:00:00 |  | Non-Lead - Plastic | 2015 | 3/4 | Installation date after lead ban | Yes | Visual inspection at the meter pit | 05/26/2024 00:00:00 |  | Non-Lead | No | No |  | Single Family Residence |  | No | No |  |  | Non-Lead
10351 | 1621 N PENASCO DR, HOBBS NM |  | No | No | Unknown - Unlikely Lead | Don't Know |  |  |  | No | Other |  | Will Inspect meter box at a later date | Unknown - Unlikely Lead |  |  |  | No | Other |  | Will Inspect meter box at a later date | Unknown | Don't Know | Don't Know |  | Building | Unknown | Unknown | No |  |  | Unknown
10350 | 1607 N PENASCO DR, HOBBS NM |  | No | No | Unknown - Unlikely Lead | Don't Know |  |  |  | No | Other |  | Will Inspect meter box at a later date | Unknown - Unlikely Lead |  |  |  | No | Other |  | Will Inspect meter box at a later date | Unknown | Don't Know | Don't Know |  | Building | Unknown | Unknown | No |  |  | Unknown
1035 | 4230 N BACKSTRETCH RD, HOBBS NM |  | No | No | Non-Lead - Plastic | No | 2015 | 3/4 | Field inspection only with no records | Yes | Visual inspection at the meter pit | 05/26/2024 00:00:00 |  | Non-Lead - Plastic | 2015 | 3/4 | Installation date after lead ban | Yes | Visual inspection at the meter pit | 05/26/2024 00:00:00 |  | Non-Lead | No | No |  | Single Family Residence |  | No | No |  |  | Non-Lead
10348 | 1600 N PENASCO DR, HOBBS NM |  | No | No | Unknown - Unlikely Lead | Don't Know |  |  |  | No | Other |  | Will Inspect meter box at a later date | Unknown - Unlikely Lead |  |  |  | No | Other |  | Will Inspect meter box at a later date | Unknown | Don't Know | Don't Know |  | Building | Unknown | Unknown | No |  |  | Unknown
10347 | 1739 N PENASCO DR, HOBBS NM |  | No | No | Unknown - Unlikely Lead | Don't Know |  |  |  | No | Other |  | Will Inspect meter box at a later date | Unknown - Unlikely Lead |  |  |  | No | Other |  | Will Inspect meter box at a later date | Unknown | Don't Know | Don't Know |  | Building | Unknown | Unknown | No |  |  | Unknown
10346 | 1606 N PENASCO DR, HOBBS NM |  | No | No | Unknown - Unlikely Lead | Don't Know |  |  |  | No | Other |  | Will Inspect meter box at a later date | Unknown - Unlikely Lead |  |  |  | No | Other |  | Will Inspect meter box at a later date | Unknown | Don't Know | Don't Know |  | Building | Unknown | Unknown | No |  |  | Unknown
10345 | 1908 N PENASCO DR, HOBBS NM |  | No | No | Unknown - Unlikely Lead | Don't Know |  |  |  | No | Other |  | Will Inspect meter box at a later date | Unknown - Unlikely Lead |  |  |  | No | Other |  | Will Inspect meter box at a later date | Unknown | Don't Know | Don't Know |  | Building | Unknown | Unknown | No |  |  | Unknown
10344 | 1717 N PENASCO DR, HOBBS NM |  | No | No | Unknown - Unlikely Lead | Don't Know |  |  |  | No | Other |  | Will Inspect meter box at a later date | Unknown - Unlikely Lead |  |  |  | No | Other |  | Will Inspect meter box at a later date | Unknown | Don't Know | Don't Know |  | Building | Unknown | Unknown | No |  |  | Unknown
10343 | 1827 N PENASCO DR, HOBBS NM |  | No | No | Unknown - Unlikely Lead | Don't Know |  |  |  | No | Other |  | Will Inspect meter box at a later date | Unknown - Unlikely Lead |  |  |  | No | Other |  | Will Inspect meter box at a later date | Unknown | Don't Know | Don't Know |  | Building | Unknown | Unknown | No |  |  | Unknown
10341 | 1630 N PENASCO DR, HOBBS NM |  | No | No | Unknown - Unlikely Lead | Don't Know |  |  |  | No | Other |  | Will Inspect meter box at a later date | Unknown - Unlikely Lead |  |  |  | No | Other |  | Will Inspect meter box at a later date | Unknown | Don't Know | Don't Know |  | Building | Unknown | Unknown | No |  |  | Unknown
10338 | 1637 N PENASCO DR, HOBBS NM |  | No | No | Unknown - Unlikely Lead | Don't Know |  |  |  | No | Other |  | Will Inspect meter box at a later date | Unknown - Unlikely Lead |  |  |  | No | Other |  | Will Inspect meter box at a later date | Unknown | Don't Know | Don't Know |  | Building | Unknown | Unknown | No |  |  | Unknown
10337 | 1810 N PENASCO DR, HOBBS NM |  | No | No | Unknown - Unlikely Lead | Don't Know |  |  |  | No | Other |  | Will Inspect meter box at a later date | Unknown - Unlikely Lead |  |  |  | No | Other |  | Will Inspect meter box at a later date | Unknown | Don't Know | Don't Know |  | Building | Unknown | Unknown | No |  |  | Unknown
10336 | 1613 N PENASCO DR, HOBBS NM |  | No | No | Unknown - Unlikely Lead | Don't Know |  |  |  | No | Other |  | Will Inspect meter box at a later date | Unknown - Unlikely Lead |  |  |  | No | Other |  | Will Inspect meter box at a later date | Unknown | Don't Know | Don't Know |  | Building | Unknown | Unknown | No |  |  | Unknown
10334 | 1507 N PENASCO DR, HOBBS NM |  | No | No | Unknown - Unlikely Lead | Don't Know |  |  |  | No | Other |  | Will Inspect meter box at a later date | Unknown - Unlikely Lead |  |  |  | No | Other |  | Will Inspect meter box at a later date | Unknown | Don't Know | Don't Know |  | Building | Unknown | Unknown | No |  |  | Unknown
10333 | 1529 N PENASCO DR, HOBBS NM |  | No | No | Unknown - Unlikely Lead | Don't Know |  |  |  | No | Other |  | Will Inspect meter box at a later date | Unknown - Unlikely Lead |  |  |  | No | Other |  | Will Inspect meter box at a later date | Unknown | Don't Know | Don't Know |  | Building | Unknown | Unknown | No |  |  | Unknown
10331 | 1912 N PENASCO DR, HOBBS NM |  | No | No | Unknown - Unlikely Lead | Don't Know |  |  |  | No | Other |  | Will Inspect meter box at a later date | Unknown - Unlikely Lead |  |  |  | No | Other |  | Will Inspect meter box at a later date | Unknown | Don't Know | Don't Know |  | Building | Unknown | Unknown | No |  |  | Unknown
10330 | 1626 N PENASCO DR, HOBBS NM |  | No | No | Unknown - Unlikely Lead | Don't Know |  |  |  | No | Other |  | Will Inspect meter box at a later date | Unknown - Unlikely Lead |  |  |  | No | Other |  | Will Inspect meter box at a later date | Unknown | Don't Know | Don't Know |  | Building | Unknown | Unknown | No |  |  | Unknown
1033 | 4219 N BACKSTRETCH RD, HOBBS NM |  | No | No | Non-Lead - Plastic | No | 2015 | 3/4 | Field inspection only with no records | Yes | Visual inspection at the meter pit | 05/26/2024 00:00:00 |  | Non-Lead - Plastic | 2015 | 3/4 | Installation date after lead ban | Yes | Visual inspection at the meter pit | 05/26/2024 00:00:00 |  | Non-Lead | No | No |  | Single Family Residence |  | No | No |  |  | Non-Lead
10329 | 1826 N PENASCO DR, HOBBS NM |  | No | No | Unknown - Unlikely Lead | Don't Know |  |  |  | No | Other |  | Will Inspect meter box at a later date | Unknown - Unlikely Lead |  |  |  | No | Other |  | Will Inspect meter box at a later date | Unknown | Don't Know | Don't Know |  | Building | Unknown | Unknown | No |  |  | Unknown
10327 | 1745 N PENASCO DR, HOBBS NM |  | No | No | Unknown - Unlikely Lead | Don't Know |  |  |  | No | Other |  | Will Inspect meter box at a later date | Unknown - Unlikely Lead |  |  |  | No | Other |  | Will Inspect meter box at a later date | Unknown | Don't Know | Don't Know |  | Building | Unknown | Unknown | No |  |  | Unknown
10326 | 1721 N PENASCO DR, HOBBS NM |  | No | No | Unknown - Unlikely Lead | Don't Know |  |  |  | No | Other |  | Will Inspect meter box at a later date | Unknown - Unlikely Lead |  |  |  | No | Other |  | Will Inspect meter box at a later date | Unknown | Don't Know | Don't Know |  | Building | Unknown | Unknown | No |  |  | Unknown
10325 | 1530 N PENASCO DR, HOBBS NM |  | No | No | Unknown - Unlikely Lead | Don't Know |  |  |  | No | Other |  | Will Inspect meter box at a later date | Unknown - Unlikely Lead |  |  |  | No | Other |  | Will Inspect meter box at a later date | Unknown | Don't Know | Don't Know |  | Building | Unknown | Unknown | No |  |  | Unknown
10324 | 1713 N PENASCO DR, HOBBS NM |  | No | No | Unknown - Unlikely Lead | Don't Know |  |  |  | No | Other |  | Will Inspect meter box at a later date | Unknown - Unlikely Lead |  |  |  | No | Other |  | Will Inspect meter box at a later date | Unknown | Don't Know | Don't Know |  | Building | Unknown | Unknown | No |  |  | Unknown
10323 | 1512 N PENASCO DR, HOBBS NM |  | No | No | Unknown - Unlikely Lead | Don't Know |  |  |  | No | Other |  | Will Inspect meter box at a later date | Unknown - Unlikely Lead |  |  |  | No | Other |  | Will Inspect meter box at a later date | Unknown | Don't Know | Don't Know |  | Building | Unknown | Unknown | No |  |  | Unknown
10322 | 1700 N PENASCO DR, HOBBS NM |  | No | No | Unknown - Unlikely Lead | Don't Know |  |  |  | No | Other |  | Will Inspect meter box at a later date | Unknown - Unlikely Lead |  |  |  | No | Other |  | Will Inspect meter box at a later date | Unknown | Don't Know | Don't Know |  | Building | Unknown | Unknown | No |  |  | Unknown
10321 | 1900 N PENASCO DR, HOBBS NM |  | No | No | Unknown - Unlikely Lead | Don't Know |  |  |  | No | Other |  | Will Inspect meter box at a later date | Unknown - Unlikely Lead |  |  |  | No | Other |  | Will Inspect meter box at a later date | Unknown | Don't Know | Don't Know |  | Building | Unknown | Unknown | No |  |  | Unknown
10320 | 1836 N PENASCO DR, HOBBS NM |  | No | No | Unknown - Unlikely Lead | Don't Know |  |  |  | No | Other |  | Will Inspect meter box at a later date | Unknown - Unlikely Lead |  |  |  | No | Other |  | Will Inspect meter box at a later date | Unknown | Don't Know | Don't Know |  | Building | Unknown | Unknown | No |  |  | Unknown
10319 | 1833 N PENASCO DR, HOBBS NM |  | No | No | Unknown - Unlikely Lead | Don't Know |  |  |  | No | Other |  | Will Inspect meter box at a later date | Unknown - Unlikely Lead |  |  |  | No | Other |  | Will Inspect meter box at a later date | Unknown | Don't Know | Don't Know |  | Building | Unknown | Unknown | No |  |  | Unknown
1051 | 4226 N BACKSTRETCH RD, HOBBS NM |  | No | No | Non-Lead - Plastic | No | 2015 | 3/4 | Field inspection only with no records | Yes | Visual inspection at the meter pit | 05/26/2024 00:00:00 |  | Non-Lead - Plastic | 2015 | 3/4 | Installation date after lead ban | Yes | Visual inspection at the meter pit | 05/26/2024 00:00:00 |  | Non-Lead | No | No |  | Single Family Residence |  | No | No |  |  | Non-Lead
10317 | 1636 N PENASCO DR, HOBBS NM |  | No | No | Unknown - Unlikely Lead | Don't Know |  |  |  | No | Other |  | Will Inspect meter box at a later date | Unknown - Unlikely Lead |  |  |  | No | Other |  | Will Inspect meter box at a later date | Unknown | Don't Know | Don't Know |  | Building | Unknown | Unknown | No |  |  | Unknown
10316 | 1742 N PENASCO DR, HOBBS NM |  | No | No | Unknown - Unlikely Lead | Don't Know |  |  |  | No | Other |  | Will Inspect meter box at a later date | Unknown - Unlikely Lead |  |  |  | No | Other |  | Will Inspect meter box at a later date | Unknown | Don't Know | Don't Know |  | Building | Unknown | Unknown | No |  |  | Unknown
10315 | 1722 N PENASCO DR, HOBBS NM |  | No | No | Unknown - Unlikely Lead | Don't Know |  |  |  | No | Other |  | Will Inspect meter box at a later date | Unknown - Unlikely Lead |  |  |  | No | Other |  | Will Inspect meter box at a later date | Unknown | Don't Know | Don't Know |  | Building | Unknown | Unknown | No |  |  | Unknown
10314 | 1800 N PENASCO DR, HOBBS NM |  | No | No | Unknown - Unlikely Lead | Don't Know |  |  |  | No | Other |  | Will Inspect meter box at a later date | Unknown - Unlikely Lead |  |  |  | No | Other |  | Will Inspect meter box at a later date | Unknown | Don't Know | Don't Know |  | Building | Unknown | Unknown | No |  |  | Unknown
10510 | 1303 E PECOS DR, HOBBS NM |  | No | No | Unknown - Unlikely Lead | Don't Know |  |  |  | No | Other |  | Will Inspect meter box at a later date | Unknown - Unlikely Lead |  |  |  | No | Other |  | Will Inspect meter box at a later date | Unknown | Don't Know | Don't Know |  | Building | Unknown | Unknown | No |  |  | Unknown
10311 | 1500 N PENASCO DR, HOBBS NM |  | No | No | Unknown - Unlikely Lead | Don't Know |  |  |  | No | Other |  | Will Inspect meter box at a later date | Unknown - Unlikely Lead |  |  |  | No | Other |  | Will Inspect meter box at a later date | Unknown | Don't Know | Don't Know |  | Building | Unknown | Unknown | No |  |  | Unknown
10513 | 1221 E PECOS DR, HOBBS NM |  | No | No | Unknown - Unlikely Lead | Don't Know |  |  |  | No | Other |  | Will Inspect meter box at a later date | Unknown - Unlikely Lead |  |  |  | No | Other |  | Will Inspect meter box at a later date | Unknown | Don't Know | Don't Know |  | Building | Unknown | Unknown | No |  |  | Unknown
10301 | 1806 N PENASCO DR, HOBBS NM |  | No | No | Unknown - Unlikely Lead | Don't Know |  |  |  | No | Other |  | Will Inspect meter box at a later date | Unknown - Unlikely Lead |  |  |  | No | Other |  | Will Inspect meter box at a later date | Unknown | Don't Know | Don't Know |  | Building | Unknown | Unknown | No |  |  | Unknown
10300 | 1518 N PENASCO DR, HOBBS NM |  | No | No | Unknown - Unlikely Lead | Don't Know |  |  |  | No | Other |  | Will Inspect meter box at a later date | Unknown - Unlikely Lead |  |  |  | No | Other |  | Will Inspect meter box at a later date | Unknown | Don't Know | Don't Know |  | Building | Unknown | Unknown | No |  |  | Unknown
103 | 36 ACOMA CT, HOBBS NM |  | No | No | Unknown - Unlikely Lead | Don't Know |  |  |  | No | Other |  | Will Inspect meter box at a later date | Unknown - Unlikely Lead |  |  |  | No | Other |  | Will Inspect meter box at a later date | Unknown | Don't Know | Don't Know |  | Building | Unknown | Unknown | No |  |  | Unknown
10299 | 1504 N PENASCO DR, HOBBS NM |  | No | No | Unknown - Unlikely Lead | Don't Know |  |  |  | No | Other |  | Will Inspect meter box at a later date | Unknown - Unlikely Lead |  |  |  | No | Other |  | Will Inspect meter box at a later date | Unknown | Don't Know | Don't Know |  | Building | Unknown | Unknown | No |  |  | Unknown
10296 | 1820 N PENASCO DR, HOBBS NM |  | No | No | Unknown - Unlikely Lead | Don't Know |  |  |  | No | Other |  | Will Inspect meter box at a later date | Unknown - Unlikely Lead |  |  |  | No | Other |  | Will Inspect meter box at a later date | Unknown | Don't Know | Don't Know |  | Building | Unknown | Unknown | No |  |  | Unknown
10292 | 1918 N PENASCO DR, HOBBS NM |  | No | No | Unknown - Unlikely Lead | Don't Know |  |  |  | No | Other |  | Will Inspect meter box at a later date | Unknown - Unlikely Lead |  |  |  | No | Other |  | Will Inspect meter box at a later date | Unknown | Don't Know | Don't Know |  | Building | Unknown | Unknown | No |  |  | Unknown
10290 | 1821 N PENASCO DR, HOBBS NM |  | No | No | Unknown - Unlikely Lead | Don't Know |  |  |  | No | Other |  | Will Inspect meter box at a later date | Unknown - Unlikely Lead |  |  |  | No | Other |  | Will Inspect meter box at a later date | Unknown | Don't Know | Don't Know |  | Building | Unknown | Unknown | No |  |  | Unknown
10516 | 1308 E PECOS DR, HOBBS NM |  | No | No | Unknown - Unlikely Lead | Don't Know |  |  |  | No | Other |  | Will Inspect meter box at a later date | Unknown - Unlikely Lead |  |  |  | No | Other |  | Will Inspect meter box at a later date | Unknown | Don't Know | Don't Know |  | Building | Unknown | Unknown | No |  |  | Unknown
10287 | 1706 N PENASCO DR, HOBBS NM |  | No | No | Unknown - Unlikely Lead | Don't Know |  |  |  | No | Other |  | Will Inspect meter box at a later date | Unknown - Unlikely Lead |  |  |  | No | Other |  | Will Inspect meter box at a later date | Unknown | Don't Know | Don't Know |  | Building | Unknown | Unknown | No |  |  | Unknown
10284 | 1701 N PENASCO DR, HOBBS NM |  | No | No | Unknown - Unlikely Lead | Don't Know |  |  |  | No | Other |  | Will Inspect meter box at a later date | Unknown - Unlikely Lead |  |  |  | No | Other |  | Will Inspect meter box at a later date | Unknown | Don't Know | Don't Know |  | Building | Unknown | Unknown | No |  |  | Unknown
10278 | 1733 N PENASCO DR, HOBBS NM |  | No | No | Unknown - Unlikely Lead | Don't Know |  |  |  | No | Other |  | Will Inspect meter box at a later date | Unknown - Unlikely Lead |  |  |  | No | Other |  | Will Inspect meter box at a later date | Unknown | Don't Know | Don't Know |  | Building | Unknown | Unknown | No |  |  | Unknown
10274 | 1631 N PENASCO DR, HOBBS NM |  | No | No | Unknown - Unlikely Lead | Don't Know |  |  |  | No | Other |  | Will Inspect meter box at a later date | Unknown - Unlikely Lead |  |  |  | No | Other |  | Will Inspect meter box at a later date | Unknown | Don't Know | Don't Know |  | Building | Unknown | Unknown | No |  |  | Unknown
11259 | 1104 E SANGER ST, HOBBS NM |  | No | No | Unknown - Unlikely Lead | Don't Know |  |  |  | No | Other |  | Will Inspect meter box at a later date | Unknown - Unlikely Lead |  |  |  | No | Other |  | Will Inspect meter box at a later date | Unknown | Don't Know | Don't Know |  | Building | Unknown | Unknown | No |  |  | Unknown
1026 | 4620 N BACKSTRETCH RD, HOBBS NM |  | No | No | Non-Lead - Plastic | No | 2015 | 3/4 | Field inspection only with no records | Yes | Visual inspection at the meter pit | 05/26/2024 00:00:00 |  | Non-Lead - Plastic | 2015 | 3/4 | Installation date after lead ban | Yes | Visual inspection at the meter pit | 05/26/2024 00:00:00 |  | Non-Lead | No | No |  | Single Family Residence |  | No | No |  |  | Non-Lead
11128 | 1101 N RALPH CT, HOBBS NM |  | No | No | Unknown - Unlikely Lead | Don't Know |  |  |  | No | Other |  | Will Inspect meter box at a later date | Unknown - Unlikely Lead |  |  |  | No | Other |  | Will Inspect meter box at a later date | Unknown | Don't Know | Don't Know |  | Building | Unknown | Unknown | No |  |  | Unknown
10257 | 321 W PALACE AVE, HOBBS NM |  | No | No | Unknown - Unlikely Lead | Don't Know |  |  |  | No | Other |  | Will Inspect meter box at a later date | Unknown - Unlikely Lead |  |  |  | No | Other |  | Will Inspect meter box at a later date | Unknown | Don't Know | Don't Know |  | Building | Unknown | Unknown | No |  |  | Unknown
10602 | 417 E PERMIAN DR, HOBBS NM |  | No | No | Unknown - Unlikely Lead | Don't Know |  |  |  | No | Other |  | Will Inspect meter box at a later date | Unknown - Unlikely Lead |  |  |  | No | Other |  | Will Inspect meter box at a later date | Unknown | Don't Know | Don't Know |  | Building | Unknown | Unknown | No |  |  | Unknown
10252 | 305 W PALACE AVE, HOBBS NM |  | No | No | Unknown - Unlikely Lead | Don't Know |  |  |  | No | Other |  | Will Inspect meter box at a later date | Unknown - Unlikely Lead |  |  |  | No | Other |  | Will Inspect meter box at a later date | Unknown | Don't Know | Don't Know |  | Building | Unknown | Unknown | No |  |  | Unknown
10248 | 208 W PALACE AVE, HOBBS NM |  | No | No | Unknown - Unlikely Lead | Don't Know |  |  |  | No | Other |  | Will Inspect meter box at a later date | Unknown - Unlikely Lead |  |  |  | No | Other |  | Will Inspect meter box at a later date | Unknown | Don't Know | Don't Know |  | Building | Unknown | Unknown | No |  |  | Unknown
10241 | 307 E PALACE AVE, HOBBS NM |  | No | No | Unknown - Unlikely Lead | Don't Know |  |  |  | No | Other |  | Will Inspect meter box at a later date | Unknown - Unlikely Lead |  |  |  | No | Other |  | Will Inspect meter box at a later date | Unknown | Don't Know | Don't Know |  | Building | Unknown | Unknown | No |  |  | Unknown
10239 | 201 E PALACE AVE, HOBBS NM |  | No | No | Unknown - Unlikely Lead | Don't Know |  |  |  | No | Other |  | Will Inspect meter box at a later date | Unknown - Unlikely Lead |  |  |  | No | Other |  | Will Inspect meter box at a later date | Unknown | Don't Know | Don't Know |  | Building | Unknown | Unknown | No |  |  | Unknown
10238 | 308 E PALACE AVE, HOBBS NM |  | No | No | Unknown - Unlikely Lead | Don't Know |  |  |  | No | Other |  | Will Inspect meter box at a later date | Unknown - Unlikely Lead |  |  |  | No | Other |  | Will Inspect meter box at a later date | Unknown | Don't Know | Don't Know |  | Building | Unknown | Unknown | No |  |  | Unknown
10234 | 300 E PALACE AVE, HOBBS NM |  | No | No | Unknown - Unlikely Lead | Don't Know |  |  |  | No | Other |  | Will Inspect meter box at a later date | Unknown - Unlikely Lead |  |  |  | No | Other |  | Will Inspect meter box at a later date | Unknown | Don't Know | Don't Know |  | Building | Unknown | Unknown | No |  |  | Unknown
1099 | 4804 W BIG RED RD, HOBBS NM |  | No | No | Non-Lead - Plastic | No | 2015 | 3/4 | Field inspection only with no records | Yes | Visual inspection at the meter pit | 05/26/2024 00:00:00 |  | Non-Lead - Plastic | 2015 | 3/4 | Installation date after lead ban | Yes | Visual inspection at the meter pit | 05/26/2024 00:00:00 |  | Non-Lead | No | No |  | Single Family Residence |  | No | No |  |  | Non-Lead
10218 | 101 E PALACE AVE, HOBBS NM |  | No | No | Unknown - Unlikely Lead | Don't Know |  |  |  | No | Other |  | Will Inspect meter box at a later date | Unknown - Unlikely Lead |  |  |  | No | Other |  | Will Inspect meter box at a later date | Unknown | Don't Know | Don't Know |  | Building | Unknown | Unknown | No |  |  | Unknown
10213 | 503 E PALACE AVE, HOBBS NM |  | No | No | Unknown - Unlikely Lead | Don't Know |  |  |  | No | Other |  | Will Inspect meter box at a later date | Unknown - Unlikely Lead |  |  |  | No | Other |  | Will Inspect meter box at a later date | Unknown | Don't Know | Don't Know |  | Building | Unknown | Unknown | No |  |  | Unknown
10209 | 109 E PALACE AVE, HOBBS NM |  | No | No | Unknown - Unlikely Lead | Don't Know |  |  |  | No | Other |  | Will Inspect meter box at a later date | Unknown - Unlikely Lead |  |  |  | No | Other |  | Will Inspect meter box at a later date | Unknown | Don't Know | Don't Know |  | Building | Unknown | Unknown | No |  |  | Unknown
10204 | 401 E PALACE AVE, HOBBS NM |  | No | No | Unknown - Unlikely Lead | Don't Know |  |  |  | No | Other |  | Will Inspect meter box at a later date | Unknown - Unlikely Lead |  |  |  | No | Other |  | Will Inspect meter box at a later date | Unknown | Don't Know | Don't Know |  | Building | Unknown | Unknown | No |  |  | Unknown
11445 | 5306 W STEEL DRIVER RD, HOBBS NM |  | No | No | Non-Lead - Plastic | No | 2016 | 1 | Field inspection only with no records | Yes | Visual inspection at the meter pit | 09/30/2024 00:00:00 |  | Non-Lead - Plastic | 2016 | 3/4 | Field inspection only with no records | Yes | Visual inspection at the meter pit | 09/30/2024 00:00:00 |  | Non-Lead | No | No |  | Single Family Residence |  | No | No |  |  | Non-Lead
10200 | 507 E PALACE AVE, HOBBS NM |  | No | No | Unknown - Unlikely Lead | Don't Know |  |  |  | No | Other |  | Will Inspect meter box at a later date | Unknown - Unlikely Lead |  |  |  | No | Other |  | Will Inspect meter box at a later date | Unknown | Don't Know | Don't Know |  | Building | Unknown | Unknown | No |  |  | Unknown
102 | 40 ACOMA CT, HOBBS NM |  | No | No | Unknown - Unlikely Lead | Don't Know |  |  |  | No | Other |  | Will Inspect meter box at a later date | Unknown - Unlikely Lead |  |  |  | No | Other |  | Will Inspect meter box at a later date | Unknown | Don't Know | Don't Know |  | Building | Unknown | Unknown | No |  |  | Unknown
10199 | 511 E PALACE AVE, HOBBS NM |  | No | No | Unknown - Unlikely Lead | Don't Know |  |  |  | No | Other |  | Will Inspect meter box at a later date | Unknown - Unlikely Lead |  |  |  | No | Other |  | Will Inspect meter box at a later date | Unknown | Don't Know | Don't Know |  | Building | Unknown | Unknown | No |  |  | Unknown
10198 | 605 E PALACE AVE, HOBBS NM |  | No | No | Non-Lead - Copper | Don't Know | 1960 | 3/4 | Field inspection only with no records | Yes | Visual inspection at the meter pit | 08/19/2024 00:00:00 |  | Non-Lead - Plastic |  | 3/4 | Field inspection only with no records | Yes | Visual inspection at the meter pit | 08/19/2024 00:00:00 |  | Non-Lead | No | Don't Know |  | Single Family Residence |  | No | No |  |  | Non-Lead
10191 | 110 E PALACE AVE, HOBBS NM |  | No | No | Unknown - Unlikely Lead | Don't Know |  |  |  | No | Other |  | Will Inspect meter box at a later date | Unknown - Unlikely Lead |  |  |  | No | Other |  | Will Inspect meter box at a later date | Unknown | Don't Know | Don't Know |  | Building | Unknown | Unknown | No |  |  | Unknown
10881 | 305 W RAINBOW DR, HOBBS NM |  | No | No | Unknown - Unlikely Lead | Don't Know |  |  |  | No | Other |  | Will Inspect meter box at a later date | Unknown - Unlikely Lead |  |  |  | No | Other |  | Will Inspect meter box at a later date | Unknown | Don't Know | Don't Know |  | Building | Unknown | Unknown | No |  |  | Unknown
10185 | 308 W PARK ST, HOBBS NM |  | No | No | Unknown - Unlikely Lead | Don't Know |  |  |  | No | Other |  | Will Inspect meter box at a later date | Unknown - Unlikely Lead |  |  |  | No | Other |  | Will Inspect meter box at a later date | Unknown | Don't Know | Don't Know |  | Building | Unknown | Unknown | No |  |  | Unknown
10182 | 114 W PARK ST, HOBBS NM |  | No | No | Unknown - Unlikely Lead | Don't Know |  |  |  | No | Other |  | Will Inspect meter box at a later date | Unknown - Unlikely Lead |  |  |  | No | Other |  | Will Inspect meter box at a later date | Unknown | Don't Know | Don't Know |  | Building | Unknown | Unknown | No |  |  | Unknown
10180 | 1000 1/2 W PARK ST, HOBBS NM |  | No | No | Unknown - Unlikely Lead | Don't Know |  |  |  | No | Other |  | Will Inspect meter box at a later date | Unknown - Unlikely Lead |  |  |  | No | Other |  | Will Inspect meter box at a later date | Unknown | Don't Know | Don't Know |  | Building | Unknown | Unknown | No |  |  | Unknown
10179 | 1000 W PARK ST, HOBBS NM |  | No | No | Unknown - Unlikely Lead | Don't Know |  |  |  | No | Other |  | Will Inspect meter box at a later date | Unknown - Unlikely Lead |  |  |  | No | Other |  | Will Inspect meter box at a later date | Unknown | Don't Know | Don't Know |  | Building | Unknown | Unknown | No |  |  | Unknown
10178 | 1023 W PARK ST, HOBBS NM |  | No | No | Unknown - Unlikely Lead | Don't Know |  |  |  | No | Other |  | Will Inspect meter box at a later date | Unknown - Unlikely Lead |  |  |  | No | Other |  | Will Inspect meter box at a later date | Unknown | Don't Know | Don't Know |  | Building | Unknown | Unknown | No |  |  | Unknown
10176 | 1022 W PARK ST, HOBBS NM |  | No | No | Unknown - Unlikely Lead | Don't Know |  |  |  | No | Other |  | Will Inspect meter box at a later date | Unknown - Unlikely Lead |  |  |  | No | Other |  | Will Inspect meter box at a later date | Unknown | Don't Know | Don't Know |  | Building | Unknown | Unknown | No |  |  | Unknown
10175 | 414 W PARK ST, HOBBS NM |  | No | No | Unknown - Unlikely Lead | Don't Know |  |  |  | No | Other |  | Will Inspect meter box at a later date | Unknown - Unlikely Lead |  |  |  | No | Other |  | Will Inspect meter box at a later date | Unknown | Don't Know | Don't Know |  | Building | Unknown | Unknown | No |  |  | Unknown
11234 | 1612B W SANGER ST, HOBBS NM |  | No | No | Unknown - Unlikely Lead | Don't Know |  |  |  | No | Other |  | Will Inspect meter box at a later date | Unknown - Unlikely Lead |  |  |  | No | Other |  | Will Inspect meter box at a later date | Unknown | Don't Know | Don't Know |  | Building | Unknown | Unknown | No |  |  | Unknown
10159 | 402 E PARK ST, HOBBS NM |  | No | No | Unknown - Unlikely Lead | Don't Know |  |  |  | No | Other |  | Will Inspect meter box at a later date | Unknown - Unlikely Lead |  |  |  | No | Other |  | Will Inspect meter box at a later date | Unknown | Don't Know | Don't Know |  | Building | Unknown | Unknown | No |  |  | Unknown
10157 | 411 1/2 E PARK ST, HOBBS NM |  | No | No | Unknown - Unlikely Lead | Don't Know |  |  |  | No | Other |  | Will Inspect meter box at a later date | Unknown - Unlikely Lead |  |  |  | No | Other |  | Will Inspect meter box at a later date | Unknown | Don't Know | Don't Know |  | Building | Unknown | Unknown | No |  |  | Unknown
1015 | 4604 N BACKSTRETCH RD, HOBBS NM |  | No | No | Non-Lead - Plastic | No | 2015 | 3/4 | Field inspection only with no records | Yes | Visual inspection at the meter pit | 05/26/2024 00:00:00 |  | Non-Lead - Plastic | 2015 | 3/4 | Installation date after lead ban | Yes | Visual inspection at the meter pit | 05/26/2024 00:00:00 |  | Non-Lead | No | No |  | Single Family Residence |  | No | No |  |  | Non-Lead
10149 | 1416 E PARK ST, HOBBS NM |  | No | No | Unknown - Unlikely Lead | Don't Know |  |  |  | No | Other |  | Will Inspect meter box at a later date | Unknown - Unlikely Lead |  |  |  | No | Other |  | Will Inspect meter box at a later date | Unknown | Don't Know | Don't Know |  | Building | Unknown | Unknown | No |  |  | Unknown
10148 | 611 E PARK ST, HOBBS NM |  | No | No | Unknown - Unlikely Lead | Don't Know |  |  |  | No | Other |  | Will Inspect meter box at a later date | Unknown - Unlikely Lead |  |  |  | No | Other |  | Will Inspect meter box at a later date | Unknown | Don't Know | Don't Know |  | Building | Unknown | Unknown | No |  |  | Unknown
10146 | 1316 E PARK ST, HOBBS NM |  | No | No | Unknown - Unlikely Lead | Don't Know |  |  |  | No | Other |  | Will Inspect meter box at a later date | Unknown - Unlikely Lead |  |  |  | No | Other |  | Will Inspect meter box at a later date | Unknown | Don't Know | Don't Know |  | Building | Unknown | Unknown | No |  |  | Unknown
10473 | 1537 N PENNINGTON DR, HOBBS NM |  | No | No | Unknown - Unlikely Lead | Don't Know |  |  |  | No | Other |  | Will Inspect meter box at a later date | Unknown - Unlikely Lead |  |  |  | No | Other |  | Will Inspect meter box at a later date | Unknown | Don't Know | Don't Know |  | Building | Unknown | Unknown | No |  |  | Unknown
10474 | 1323 N PENNINGTON DR, HOBBS NM |  | No | No | Unknown - Unlikely Lead | Don't Know |  |  |  | No | Other |  | Will Inspect meter box at a later date | Unknown - Unlikely Lead |  |  |  | No | Other |  | Will Inspect meter box at a later date | Unknown | Don't Know | Don't Know |  | Building | Unknown | Unknown | No |  |  | Unknown
11316 | 830 E SANGER ST, HOBBS NM |  | No | No | Unknown - Unlikely Lead | Don't Know |  |  |  | No | Other |  | Will Inspect meter box at a later date | Unknown - Unlikely Lead |  |  |  | No | Other |  | Will Inspect meter box at a later date | Unknown | Don't Know | Don't Know |  | Building | Unknown | Unknown | No |  |  | Unknown
10475 | 1414 N PENNINGTON DR, HOBBS NM |  | No | No | Unknown - Unlikely Lead | Don't Know |  |  |  | No | Other |  | Will Inspect meter box at a later date | Unknown - Unlikely Lead |  |  |  | No | Other |  | Will Inspect meter box at a later date | Unknown | Don't Know | Don't Know |  | Building | Unknown | Unknown | No |  |  | Unknown
10574 | 1014 N PECAN DR, HOBBS NM |  | No | No | Unknown - Unlikely Lead | Don't Know |  |  |  | No | Other |  | Will Inspect meter box at a later date | Unknown - Unlikely Lead |  |  |  | No | Other |  | Will Inspect meter box at a later date | Unknown | Don't Know | Don't Know |  | Building | Unknown | Unknown | No |  |  | Unknown
10527 | 1213 E PECOS DR, HOBBS NM |  | No | No | Unknown - Unlikely Lead | Don't Know |  |  |  | No | Other |  | Will Inspect meter box at a later date | Unknown - Unlikely Lead |  |  |  | No | Other |  | Will Inspect meter box at a later date | Unknown | Don't Know | Don't Know |  | Building | Unknown | Unknown | No |  |  | Unknown
10476 | 1213 N PENNINGTON DR, HOBBS NM |  | No | No | Unknown - Unlikely Lead | Don't Know |  |  |  | No | Other |  | Will Inspect meter box at a later date | Unknown - Unlikely Lead |  |  |  | No | Other |  | Will Inspect meter box at a later date | Unknown | Don't Know | Don't Know |  | Building | Unknown | Unknown | No |  |  | Unknown
11281 | 1114 E SANGER ST, HOBBS NM |  | No | No | Unknown - Unlikely Lead | Don't Know |  |  |  | No | Other |  | Will Inspect meter box at a later date | Unknown - Unlikely Lead |  |  |  | No | Other |  | Will Inspect meter box at a later date | Unknown | Don't Know | Don't Know |  | Building | Unknown | Unknown | No |  |  | Unknown
10478 | 1403 N PENNINGTON DR, HOBBS NM |  | No | No | Unknown - Unlikely Lead | Don't Know |  |  |  | No | Other |  | Will Inspect meter box at a later date | Unknown - Unlikely Lead |  |  |  | No | Other |  | Will Inspect meter box at a later date | Unknown | Don't Know | Don't Know |  | Building | Unknown | Unknown | No |  |  | Unknown
10479 | 1419 N PENNINGTON DR, HOBBS NM |  | No | No | Unknown - Unlikely Lead | Don't Know |  |  |  | No | Other |  | Will Inspect meter box at a later date | Unknown - Unlikely Lead |  |  |  | No | Other |  | Will Inspect meter box at a later date | Unknown | Don't Know | Don't Know |  | Building | Unknown | Unknown | No |  |  | Unknown
11339 | 838 E SANGER ST, HOBBS NM |  | No | No | Unknown - Unlikely Lead | Don't Know |  |  |  | No | Other |  | Will Inspect meter box at a later date | Unknown - Unlikely Lead |  |  |  | No | Other |  | Will Inspect meter box at a later date | Unknown | Don't Know | Don't Know |  | Building | Unknown | Unknown | No |  |  | Unknown
10904 | 420 E ROXANA ST, HOBBS NM |  | No | No | Unknown - Unlikely Lead | Don't Know |  |  |  | No | Other |  | Will Inspect meter box at a later date | Unknown - Unlikely Lead |  |  |  | No | Other |  | Will Inspect meter box at a later date | Unknown | Don't Know | Don't Know |  | Building | Unknown | Unknown | No |  |  | Unknown
11054 | 222 W ROJO DR, HOBBS NM |  | No | No | Unknown - Unlikely Lead | Don't Know |  |  |  | No | Other |  | Will Inspect meter box at a later date | Unknown - Unlikely Lead |  |  |  | No | Other |  | Will Inspect meter box at a later date | Unknown | Don't Know | Don't Know |  | Building | Unknown | Unknown | No |  |  | Unknown
10694 | 1003 W PUEBLO AVE, HOBBS NM |  | No | No | Unknown - Unlikely Lead | Don't Know |  |  |  | No | Other |  | Will Inspect meter box at a later date | Unknown - Unlikely Lead |  |  |  | No | Other |  | Will Inspect meter box at a later date | Unknown | Don't Know | Don't Know |  | Building | Unknown | Unknown | No |  |  | Unknown
1048 | 4324 N BACKSTRETCH RD, HOBBS NM |  | No | No | Non-Lead - Plastic | No | 2015 | 3/4 | Field inspection only with no records | Yes | Visual inspection at the meter pit | 05/26/2024 00:00:00 |  | Non-Lead - Plastic | 2015 | 3/4 | Installation date after lead ban | Yes | Visual inspection at the meter pit | 05/26/2024 00:00:00 |  | Non-Lead | No | No |  | Single Family Residence |  | No | No |  |  | Non-Lead
11319 | 208 E SANGER ST, HOBBS NM |  | No | No | Unknown - Unlikely Lead | Don't Know |  |  |  | No | Other |  | Will Inspect meter box at a later date | Unknown - Unlikely Lead |  |  |  | No | Other |  | Will Inspect meter box at a later date | Unknown | Don't Know | Don't Know |  | Building | Unknown | Unknown | No |  |  | Unknown
10480 | 1104 N PENNINGTON DR, HOBBS NM |  | No | No | Unknown - Unlikely Lead | Don't Know |  |  |  | No | Other |  | Will Inspect meter box at a later date | Unknown - Unlikely Lead |  |  |  | No | Other |  | Will Inspect meter box at a later date | Unknown | Don't Know | Don't Know |  | Building | Unknown | Unknown | No |  |  | Unknown
10741 | 922 W PRINCESS JEANNE, HOBBS NM |  | No | No | Unknown - Unlikely Lead | Don't Know |  |  |  | No | Other |  | Will Inspect meter box at a later date | Unknown - Unlikely Lead |  |  |  | No | Other |  | Will Inspect meter box at a later date | Unknown | Don't Know | Don't Know |  | Building | Unknown | Unknown | No |  |  | Unknown
11508 | 405 1/2 E SCHARBAUER ST, HOBBS NM |  | No | No | Unknown - Unlikely Lead | Don't Know |  |  |  | No | Other |  | Will Inspect meter box at a later date | Unknown - Unlikely Lead |  |  |  | No | Other |  | Will Inspect meter box at a later date | Unknown | Don't Know | Don't Know |  | Building | Unknown | Unknown | No |  |  | Unknown
10761 | 909 W PRINCESS JEANNE, HOBBS NM |  | No | No | Unknown - Unlikely Lead | Don't Know |  |  |  | No | Other |  | Will Inspect meter box at a later date | Unknown - Unlikely Lead |  |  |  | No | Other |  | Will Inspect meter box at a later date | Unknown | Don't Know | Don't Know |  | Building | Unknown | Unknown | No |  |  | Unknown
10481 | 1502 N PENNINGTON DR, HOBBS NM |  | No | No | Unknown - Unlikely Lead | Don't Know |  |  |  | No | Other |  | Will Inspect meter box at a later date | Unknown - Unlikely Lead |  |  |  | No | Other |  | Will Inspect meter box at a later date | Unknown | Don't Know | Don't Know |  | Building | Unknown | Unknown | No |  |  | Unknown
10482 | 1607 N PENNINGTON DR, HOBBS NM |  | No | No | Unknown - Unlikely Lead | Don't Know |  |  |  | No | Other |  | Will Inspect meter box at a later date | Unknown - Unlikely Lead |  |  |  | No | Other |  | Will Inspect meter box at a later date | Unknown | Don't Know | Don't Know |  | Building | Unknown | Unknown | No |  |  | Unknown
10483 | 1426 N PENNINGTON DR, HOBBS NM |  | No | No | Unknown - Unlikely Lead | Don't Know |  |  |  | No | Other |  | Will Inspect meter box at a later date | Unknown - Unlikely Lead |  |  |  | No | Other |  | Will Inspect meter box at a later date | Unknown | Don't Know | Don't Know |  | Building | Unknown | Unknown | No |  |  | Unknown
10567 | 1325 S PERRY DR, HOBBS NM |  | No | No | Unknown - Unlikely Lead | Don't Know |  |  |  | No | Other |  | Will Inspect meter box at a later date | Unknown - Unlikely Lead |  |  |  | No | Other |  | Will Inspect meter box at a later date | Unknown | Don't Know | Don't Know |  | Building | Unknown | Unknown | No |  |  | Unknown
10485 | 2505 E PHANTOM TRACE, HOBBS NM |  | No | No | Unknown - Unlikely Lead | Don't Know |  |  |  | No | Other |  | Will Inspect meter box at a later date | Unknown - Unlikely Lead |  |  |  | No | Other |  | Will Inspect meter box at a later date | Unknown | Don't Know | Don't Know |  | Building | Unknown | Unknown | No |  |  | Unknown
10487 | 1112 E PECOS DR, HOBBS NM |  | No | No | Unknown - Unlikely Lead | Don't Know |  |  |  | No | Other |  | Will Inspect meter box at a later date | Unknown - Unlikely Lead |  |  |  | No | Other |  | Will Inspect meter box at a later date | Unknown | Don't Know | Don't Know |  | Building | Unknown | Unknown | No |  |  | Unknown
10488 | 1116 E PECOS DR, HOBBS NM |  | No | No | Unknown - Unlikely Lead | Don't Know |  |  |  | No | Other |  | Will Inspect meter box at a later date | Unknown - Unlikely Lead |  |  |  | No | Other |  | Will Inspect meter box at a later date | Unknown | Don't Know | Don't Know |  | Building | Unknown | Unknown | No |  |  | Unknown
11280 | 1106 E SANGER ST, HOBBS NM |  | No | No | Unknown - Unlikely Lead | Don't Know |  |  |  | No | Other |  | Will Inspect meter box at a later date | Unknown - Unlikely Lead |  |  |  | No | Other |  | Will Inspect meter box at a later date | Unknown | Don't Know | Don't Know |  | Building | Unknown | Unknown | No |  |  | Unknown
10991 | 2733 N ROJO DR, HOBBS NM |  | No | No | Unknown - Unlikely Lead | Don't Know |  |  |  | No | Other |  | Will Inspect meter box at a later date | Unknown - Unlikely Lead |  |  |  | No | Other |  | Will Inspect meter box at a later date | Unknown | Don't Know | Don't Know |  | Building | Unknown | Unknown | No |  |  | Unknown
11424 | 5114 W STEEL DRIVER RD, HOBBS NM |  | No | No | Non-Lead - Plastic | No | 2016 | 1 | Field inspection only with no records | Yes | Visual inspection at the meter pit | 09/30/2024 00:00:00 |  | Non-Lead - Plastic | 2016 | 3/4 | Field inspection only with no records | Yes | Visual inspection at the meter pit | 09/30/2024 00:00:00 |  | Non-Lead | No | No |  | Single Family Residence |  | No | No |  |  | Non-Lead
1049 | 4304 N BACKSTRETCH RD, HOBBS NM |  | No | No | Non-Lead - Plastic | No | 2015 | 3/4 | Field inspection only with no records | Yes | Visual inspection at the meter pit | 05/26/2024 00:00:00 |  | Non-Lead - Plastic | 2015 | 3/4 | Installation date after lead ban | Yes | Visual inspection at the meter pit | 05/26/2024 00:00:00 |  | Non-Lead | No | No |  | Single Family Residence |  | No | No |  |  | Non-Lead
11077 | 2331 N RED OAK DR, HOBBS NM |  | No | No | Non-Lead - Plastic | No | 2015 | 1 | Field inspection only with no records | Yes | Visual inspection at the meter pit | 07/23/2024 00:00:00 |  | Non-Lead - Plastic | 2015 | 1 | Field inspection only with no records | Yes | Visual inspection at the meter pit | 07/23/2024 00:00:00 |  | Non-Lead | No | No |  | Single Family Residence | Unknown | No | No |  |  | Non-Lead
10491 | 1119 E PECOS DR, HOBBS NM |  | No | No | Unknown - Unlikely Lead | Don't Know |  |  |  | No | Other |  | Will Inspect meter box at a later date | Unknown - Unlikely Lead |  |  |  | No | Other |  | Will Inspect meter box at a later date | Unknown | Don't Know | Don't Know |  | Building | Unknown | Unknown | No |  |  | Unknown
10492 | 1113 E PECOS DR, HOBBS NM |  | No | No | Unknown - Unlikely Lead | Don't Know |  |  |  | No | Other |  | Will Inspect meter box at a later date | Unknown - Unlikely Lead |  |  |  | No | Other |  | Will Inspect meter box at a later date | Unknown | Don't Know | Don't Know |  | Building | Unknown | Unknown | No |  |  | Unknown
10994 | 2804 N ROJO DR, HOBBS NM |  | No | No | Unknown - Unlikely Lead | Don't Know |  |  |  | No | Other |  | Will Inspect meter box at a later date | Unknown - Unlikely Lead |  |  |  | No | Other |  | Will Inspect meter box at a later date | Unknown | Don't Know | Don't Know |  | Building | Unknown | Unknown | No |  |  | Unknown
10493 | 1200 E PECOS DR, HOBBS NM |  | No | No | Unknown - Unlikely Lead | Don't Know |  |  |  | No | Other |  | Will Inspect meter box at a later date | Unknown - Unlikely Lead |  |  |  | No | Other |  | Will Inspect meter box at a later date | Unknown | Don't Know | Don't Know |  | Building | Unknown | Unknown | No |  |  | Unknown
10746 | 912 W PRINCESS JEANNE, HOBBS NM |  | No | No | Unknown - Unlikely Lead | Don't Know |  |  |  | No | Other |  | Will Inspect meter box at a later date | Unknown - Unlikely Lead |  |  |  | No | Other |  | Will Inspect meter box at a later date | Unknown | Don't Know | Don't Know |  | Building | Unknown | Unknown | No |  |  | Unknown
10495 | 1224 E PECOS DR, HOBBS NM |  | No | No | Unknown - Unlikely Lead | Don't Know |  |  |  | No | Other |  | Will Inspect meter box at a later date | Unknown - Unlikely Lead |  |  |  | No | Other |  | Will Inspect meter box at a later date | Unknown | Don't Know | Don't Know |  | Building | Unknown | Unknown | No |  |  | Unknown
11403 | 5000 W STEEL DRIVER RD, HOBBS NM |  | No | No | Non-Lead - Plastic | No | 2016 | 1 | Field inspection only with no records | Yes | Visual inspection at the meter pit | 09/30/2024 00:00:00 |  | Non-Lead - Plastic | 2016 | 3/4 | Field inspection only with no records | Yes | Visual inspection at the meter pit | 09/30/2024 00:00:00 |  | Non-Lead | No | No |  | Single Family Residence |  | No | No |  |  | Non-Lead
10497 | 1210 E PECOS DR, HOBBS NM |  | No | No | Unknown - Unlikely Lead | Don't Know |  |  |  | No | Other |  | Will Inspect meter box at a later date | Unknown - Unlikely Lead |  |  |  | No | Other |  | Will Inspect meter box at a later date | Unknown | Don't Know | Don't Know |  | Building | Unknown | Unknown | No |  |  | Unknown
11469 | 801 W SAYERS DR, HOBBS NM |  | No | No | Unknown - Unlikely Lead | Don't Know |  |  |  | No | Other |  | Will Inspect meter box at a later date | Unknown - Unlikely Lead |  |  |  | No | Other |  | Will Inspect meter box at a later date | Unknown | Don't Know | Don't Know |  | Building | Unknown | Unknown | No |  |  | Unknown
10498 | 1204 E PECOS DR, HOBBS NM |  | No | No | Unknown - Unlikely Lead | Don't Know |  |  |  | No | Other |  | Will Inspect meter box at a later date | Unknown - Unlikely Lead |  |  |  | No | Other |  | Will Inspect meter box at a later date | Unknown | Don't Know | Don't Know |  | Building | Unknown | Unknown | No |  |  | Unknown
10824 | 2724 PROPPS DR, HOBBS NM |  | No | No | Unknown - Unlikely Lead | Don't Know |  |  |  | No | Other |  | Will Inspect meter box at a later date | Unknown - Unlikely Lead |  |  |  | No | Other |  | Will Inspect meter box at a later date | Unknown | Don't Know | Don't Know |  | Building | Unknown | Unknown | No |  |  | Unknown
11375 | 1100 N SANGER PL, HOBBS NM |  | No | No | Unknown - Unlikely Lead | Don't Know |  |  |  | No | Other |  | Will Inspect meter box at a later date | Unknown - Unlikely Lead |  |  |  | No | Other |  | Will Inspect meter box at a later date | Unknown | Don't Know | Don't Know |  | Building | Unknown | Unknown | No |  |  | Unknown
11478 | 2043 E SADDLE CLUB DR, HOBBS NM |  | No | No | Non-Lead - Copper | No | 2007 | 3/4 | Field inspection only with no records | Yes | Visual inspection at the meter pit | 05/26/2024 00:00:00 |  | Non-Lead - Copper | 2007 | 3/4 | Installation date after lead ban | Yes | Visual inspection at the meter pit | 05/26/2024 00:00:00 |  | Non-Lead | No | No |  | Single Family Residence |  | No | No |  |  | Non-Lead
105 | 41 ACOMA CT, HOBBS NM |  | No | No | Unknown - Unlikely Lead | Don't Know |  |  |  | No | Other |  | Will Inspect meter box at a later date | Unknown - Unlikely Lead |  |  |  | No | Other |  | Will Inspect meter box at a later date | Unknown | Don't Know | Don't Know |  | Building | Unknown | Unknown | No |  |  | Unknown
10500 | 1220 E PECOS DR, HOBBS NM |  | No | No | Unknown - Unlikely Lead | Don't Know |  |  |  | No | Other |  | Will Inspect meter box at a later date | Unknown - Unlikely Lead |  |  |  | No | Other |  | Will Inspect meter box at a later date | Unknown | Don't Know | Don't Know |  | Building | Unknown | Unknown | No |  |  | Unknown
10603 | 401 E PERMIAN DR, HOBBS NM |  | No | No | Unknown - Unlikely Lead | Don't Know |  |  |  | No | Other |  | Will Inspect meter box at a later date | Unknown - Unlikely Lead |  |  |  | No | Other |  | Will Inspect meter box at a later date | Unknown | Don't Know | Don't Know |  | Building | Unknown | Unknown | No |  |  | Unknown
10501 | 1300 E PECOS DR, HOBBS NM |  | No | No | Unknown - Unlikely Lead | Don't Know |  |  |  | No | Other |  | Will Inspect meter box at a later date | Unknown - Unlikely Lead |  |  |  | No | Other |  | Will Inspect meter box at a later date | Unknown | Don't Know | Don't Know |  | Building | Unknown | Unknown | No |  |  | Unknown
11095 | 36 REGENCY SQ, HOBBS NM |  | No | No | Unknown - Unlikely Lead | Don't Know |  |  |  | No | Other |  | Will Inspect meter box at a later date | Unknown - Unlikely Lead |  |  |  | No | Other |  | Will Inspect meter box at a later date | Unknown | Don't Know | Don't Know |  | Building | Unknown | Unknown | No |  |  | Unknown
11221 | 205 W SANGER ST, HOBBS NM |  | No | No | Unknown - Unlikely Lead | Don't Know |  |  |  | No | Other |  | Will Inspect meter box at a later date | Unknown - Unlikely Lead |  |  |  | No | Other |  | Will Inspect meter box at a later date | Unknown | Don't Know | Don't Know |  | Building | Unknown | Unknown | No |  |  | Unknown
11200 | 2400 N ROUNDUP DR, HOBBS NM |  | No | No | Unknown - Unlikely Lead | Don't Know |  |  |  | No | Other |  | Will Inspect meter box at a later date | Unknown - Unlikely Lead |  |  |  | No | Other |  | Will Inspect meter box at a later date | Unknown | Don't Know | Don't Know |  | Building | Unknown | Unknown | No |  |  | Unknown
10502 | 1106 E PECOS DR, HOBBS NM |  | No | No | Unknown - Unlikely Lead | Don't Know |  |  |  | No | Other |  | Will Inspect meter box at a later date | Unknown - Unlikely Lead |  |  |  | No | Other |  | Will Inspect meter box at a later date | Unknown | Don't Know | Don't Know |  | Building | Unknown | Unknown | No |  |  | Unknown
10503 | 1217 E PECOS DR, HOBBS NM |  | No | No | Unknown - Unlikely Lead | Don't Know |  |  |  | No | Other |  | Will Inspect meter box at a later date | Unknown - Unlikely Lead |  |  |  | No | Other |  | Will Inspect meter box at a later date | Unknown | Don't Know | Don't Know |  | Building | Unknown | Unknown | No |  |  | Unknown
10504 | 1123 E PECOS DR, HOBBS NM |  | No | No | Unknown - Unlikely Lead | Don't Know |  |  |  | No | Other |  | Will Inspect meter box at a later date | Unknown - Unlikely Lead |  |  |  | No | Other |  | Will Inspect meter box at a later date | Unknown | Don't Know | Don't Know |  | Building | Unknown | Unknown | No |  |  | Unknown
10505 | 1301 E PECOS DR, HOBBS NM |  | No | No | Unknown - Unlikely Lead | Don't Know |  |  |  | No | Other |  | Will Inspect meter box at a later date | Unknown - Unlikely Lead |  |  |  | No | Other |  | Will Inspect meter box at a later date | Unknown | Don't Know | Don't Know |  | Building | Unknown | Unknown | No |  |  | Unknown
10506 | 1415 E PECOS DR, HOBBS NM |  | No | No | Unknown - Unlikely Lead | Don't Know |  |  |  | No | Other |  | Will Inspect meter box at a later date | Unknown - Unlikely Lead |  |  |  | No | Other |  | Will Inspect meter box at a later date | Unknown | Don't Know | Don't Know |  | Building | Unknown | Unknown | No |  |  | Unknown
10507 | 1309 E PECOS DR, HOBBS NM |  | No | No | Unknown - Unlikely Lead | Don't Know |  |  |  | No | Other |  | Will Inspect meter box at a later date | Unknown - Unlikely Lead |  |  |  | No | Other |  | Will Inspect meter box at a later date | Unknown | Don't Know | Don't Know |  | Building | Unknown | Unknown | No |  |  | Unknown
11500 | 1205 E SCHARBAUER ST, HOBBS NM |  | No | No | Unknown - Unlikely Lead | Don't Know |  |  |  | No | Other |  | Will Inspect meter box at a later date | Unknown - Unlikely Lead |  |  |  | No | Other |  | Will Inspect meter box at a later date | Unknown | Don't Know | Don't Know |  | Building | Unknown | Unknown | No |  |  | Unknown
10558 | 1301 S PERRY DR, HOBBS NM |  | No | No | Unknown - Unlikely Lead | Don't Know |  |  |  | No | Other |  | Will Inspect meter box at a later date | Unknown - Unlikely Lead |  |  |  | No | Other |  | Will Inspect meter box at a later date | Unknown | Don't Know | Don't Know |  | Building | Unknown | Unknown | No |  |  | Unknown
10508 | 1600 E PECOS DR, HOBBS NM |  | No | No | Unknown - Unlikely Lead | Don't Know |  |  |  | No | Other |  | Will Inspect meter box at a later date | Unknown - Unlikely Lead |  |  |  | No | Other |  | Will Inspect meter box at a later date | Unknown | Don't Know | Don't Know |  | Building | Unknown | Unknown | No |  |  | Unknown
10633 | 102 E PERMIAN DR, HOBBS NM |  | No | No | Unknown - Unlikely Lead | Don't Know |  |  |  | No | Other |  | Will Inspect meter box at a later date | Unknown - Unlikely Lead |  |  |  | No | Other |  | Will Inspect meter box at a later date | Unknown | Don't Know | Don't Know |  | Building | Unknown | Unknown | No |  |  | Unknown
10509 | 1216 E PECOS DR, HOBBS NM |  | No | No | Unknown - Unlikely Lead | Don't Know |  |  |  | No | Other |  | Will Inspect meter box at a later date | Unknown - Unlikely Lead |  |  |  | No | Other |  | Will Inspect meter box at a later date | Unknown | Don't Know | Don't Know |  | Building | Unknown | Unknown | No |  |  | Unknown
10899 | 301 W RAINBOW DR, HOBBS NM |  | No | No | Unknown - Unlikely Lead | Don't Know |  |  |  | No | Other |  | Will Inspect meter box at a later date | Unknown - Unlikely Lead |  |  |  | No | Other |  | Will Inspect meter box at a later date | Unknown | Don't Know | Don't Know |  | Building | Unknown | Unknown | No |  |  | Unknown
11475 | 2031 E SADDLE CLUB DR, HOBBS NM |  | No | No | Non-Lead - Copper | No | 2007 | 3/4 | Field inspection only with no records | Yes | Visual inspection at the meter pit | 05/26/2024 00:00:00 |  | Non-Lead - Copper | 2007 | 3/4 | Installation date after lead ban | Yes | Visual inspection at the meter pit | 05/26/2024 00:00:00 |  | Non-Lead | No | No |  | Single Family Residence |  | No | No |  |  | Non-Lead
11063 | 318 W ROJO DR, HOBBS NM |  | No | No | Unknown - Unlikely Lead | Don't Know |  |  |  | No | Other |  | Will Inspect meter box at a later date | Unknown - Unlikely Lead |  |  |  | No | Other |  | Will Inspect meter box at a later date | Unknown | Don't Know | Don't Know |  | Building | Unknown | Unknown | No |  |  | Unknown
10511 | 1505 E PECOS DR, HOBBS NM |  | No | No | Unknown - Unlikely Lead | Don't Know |  |  |  | No | Other |  | Will Inspect meter box at a later date | Unknown - Unlikely Lead |  |  |  | No | Other |  | Will Inspect meter box at a later date | Unknown | Don't Know | Don't Know |  | Building | Unknown | Unknown | No |  |  | Unknown
10779 | 1301 W PRINCESS JEANNE, HOBBS NM |  | No | No | Unknown - Unlikely Lead | Don't Know |  |  |  | No | Other |  | Will Inspect meter box at a later date | Unknown - Unlikely Lead |  |  |  | No | Other |  | Will Inspect meter box at a later date | Unknown | Don't Know | Don't Know |  | Building | Unknown | Unknown | No |  |  | Unknown
10512 | 1601 E PECOS DR, HOBBS NM |  | No | No | Unknown - Unlikely Lead | Don't Know |  |  |  | No | Other |  | Will Inspect meter box at a later date | Unknown - Unlikely Lead |  |  |  | No | Other |  | Will Inspect meter box at a later date | Unknown | Don't Know | Don't Know |  | Building | Unknown | Unknown | No |  |  | Unknown
10514 | 1317 E PECOS DR, HOBBS NM |  | No | No | Unknown - Unlikely Lead | Don't Know |  |  |  | No | Other |  | Will Inspect meter box at a later date | Unknown - Unlikely Lead |  |  |  | No | Other |  | Will Inspect meter box at a later date | Unknown | Don't Know | Don't Know |  | Building | Unknown | Unknown | No |  |  | Unknown
11227 | 1015 W SANGER ST, HOBBS NM |  | No | No | Unknown - Unlikely Lead | Don't Know |  |  |  | No | Other |  | Will Inspect meter box at a later date | Unknown - Unlikely Lead |  |  |  | No | Other |  | Will Inspect meter box at a later date | Unknown | Don't Know | Don't Know |  | Building | Unknown | Unknown | No |  |  | Unknown
10888 | 401 W RAINBOW DR, HOBBS NM |  | No | No | Unknown - Unlikely Lead | Don't Know |  |  |  | No | Other |  | Will Inspect meter box at a later date | Unknown - Unlikely Lead |  |  |  | No | Other |  | Will Inspect meter box at a later date | Unknown | Don't Know | Don't Know |  | Building | Unknown | Unknown | No |  |  | Unknown
10515 | 1608 E PECOS DR, HOBBS NM |  | No | No | Unknown - Unlikely Lead | Don't Know |  |  |  | No | Other |  | Will Inspect meter box at a later date | Unknown - Unlikely Lead |  |  |  | No | Other |  | Will Inspect meter box at a later date | Unknown | Don't Know | Don't Know |  | Building | Unknown | Unknown | No |  |  | Unknown
10592 | 827 N PINON DR, HOBBS NM |  | No | No | Unknown - Unlikely Lead | Don't Know |  |  |  | No | Other |  | Will Inspect meter box at a later date | Unknown - Unlikely Lead |  |  |  | No | Other |  | Will Inspect meter box at a later date | Unknown | Don't Know | Don't Know |  | Building | Unknown | Unknown | No |  |  | Unknown
10849 | 1321 W PAIGE DR, HOBBS NM |  | No | No | Unknown - Unlikely Lead | Don't Know |  |  |  | No | Other |  | Will Inspect meter box at a later date | Unknown - Unlikely Lead |  |  |  | No | Other |  | Will Inspect meter box at a later date | Unknown | Don't Know | Don't Know |  | Building | Unknown | Unknown | No |  |  | Unknown
11071 | 2314 N RED OAK DR, HOBBS NM |  | No | No | Non-Lead - Plastic | No | 2015 | 1 | Field inspection only with no records | Yes | Visual inspection at the meter pit | 07/23/2024 00:00:00 |  | Non-Lead - Plastic | 2015 | 1 | Field inspection only with no records | Yes | Visual inspection at the meter pit | 07/23/2024 00:00:00 |  | Non-Lead | No | No |  | Single Family Residence | Unknown | No | No |  |  | Non-Lead
10517 | 1609 E PECOS DR, HOBBS NM |  | No | No | Unknown - Unlikely Lead | Don't Know |  |  |  | No | Other |  | Will Inspect meter box at a later date | Unknown - Unlikely Lead |  |  |  | No | Other |  | Will Inspect meter box at a later date | Unknown | Don't Know | Don't Know |  | Building | Unknown | Unknown | No |  |  | Unknown
10518 | 1100 E PECOS DR, HOBBS NM |  | No | No | Unknown - Unlikely Lead | Don't Know |  |  |  | No | Other |  | Will Inspect meter box at a later date | Unknown - Unlikely Lead |  |  |  | No | Other |  | Will Inspect meter box at a later date | Unknown | Don't Know | Don't Know |  | Building | Unknown | Unknown | No |  |  | Unknown
10519 | 1201 E PECOS DR, HOBBS NM |  | No | No | Unknown - Unlikely Lead | Don't Know |  |  |  | No | Other |  | Will Inspect meter box at a later date | Unknown - Unlikely Lead |  |  |  | No | Other |  | Will Inspect meter box at a later date | Unknown | Don't Know | Don't Know |  | Building | Unknown | Unknown | No |  |  | Unknown
1052 | 4227 N BACKSTRETCH RD, HOBBS NM |  | No | No | Non-Lead - Plastic | No | 2015 | 3/4 | Field inspection only with no records | Yes | Visual inspection at the meter pit | 05/26/2024 00:00:00 |  | Non-Lead - Plastic | 2015 | 3/4 | Installation date after lead ban | Yes | Visual inspection at the meter pit | 05/26/2024 00:00:00 |  | Non-Lead | No | No |  | Single Family Residence |  | No | No |  |  | Non-Lead
10819 | 2704 PROPPS DR, HOBBS NM |  | No | No | Unknown - Unlikely Lead | Don't Know |  |  |  | No | Other |  | Will Inspect meter box at a later date | Unknown - Unlikely Lead |  |  |  | No | Other |  | Will Inspect meter box at a later date | Unknown | Don't Know | Don't Know |  | Building | Unknown | Unknown | No |  |  | Unknown
10608 | 609 E PERMIAN DR, HOBBS NM |  | No | No | Unknown - Unlikely Lead | Don't Know |  |  |  | No | Other |  | Will Inspect meter box at a later date | Unknown - Unlikely Lead |  |  |  | No | Other |  | Will Inspect meter box at a later date | Unknown | Don't Know | Don't Know |  | Building | Unknown | Unknown | No |  |  | Unknown
1120 | 5009 W BIG RED RD, HOBBS NM |  | No | No | Non-Lead - Plastic | No | 2015 | 3/4 | Field inspection only with no records | Yes | Visual inspection at the meter pit | 05/26/2024 00:00:00 |  | Non-Lead - Plastic | 2015 | 3/4 | Installation date after lead ban | Yes | Visual inspection at the meter pit | 05/26/2024 00:00:00 |  | Non-Lead | No | No |  | Single Family Residence |  | No | No |  |  | Non-Lead
10660 | 2108 E PARKWOOD AVE, HOBBS NM |  | No | No | Non-Lead - Plastic | Don't Know | 2019 | 1 | Field inspection only with no records | Yes | Visual inspection at the meter pit | 08/19/2024 00:00:00 |  | Non-Lead - Plastic | 2019 | 1 | Field inspection only with no records | Yes | Visual inspection at the meter pit | 08/19/2024 00:00:00 |  | Non-Lead | No | Don't Know |  | Single Family Residence |  | No | No |  |  | Non-Lead
10737 | 2104 W PINE DR, HOBBS NM |  | No | No | Unknown - Unlikely Lead | Don't Know |  |  |  | No | Other |  | Will Inspect meter box at a later date | Unknown - Unlikely Lead |  |  |  | No |  |  |  | Unknown | Don't Know | Don't Know |  | Building | Unknown | Unknown | No |  |  | Unknown
11000 | 2233 N ROJO DR, HOBBS NM |  | No | No | Unknown - Unlikely Lead | Don't Know |  |  |  | No | Other |  | Will Inspect meter box at a later date | Unknown - Unlikely Lead |  |  |  | No | Other |  | Will Inspect meter box at a later date | Unknown | Don't Know | Don't Know |  | Building | Unknown | Unknown | No |  |  | Unknown
11127 | 1626 W RAIN ST, HOBBS NM |  | No | No | Non-Lead - Plastic | No | 2023 | 3/4 | Field inspection only with no records | Yes | Visual inspection at the meter pit | 05/26/2024 00:00:00 |  | Non-Lead - Plastic |  | 3/4 | Installation date after lead ban | Yes | Visual inspection at the meter pit | 05/26/2024 00:00:00 |  | Non-Lead | No | No |  | Single Family Residence |  | No | No |  |  | Non-Lead
10549 | 1225 S PARKWAY DR, HOBBS NM |  | No | No | Unknown - Unlikely Lead | Don't Know |  |  |  | No | Other |  | Will Inspect meter box at a later date | Unknown - Unlikely Lead |  |  |  | No | Other |  | Will Inspect meter box at a later date | Unknown | Don't Know | Don't Know |  | Building | Unknown | Unknown | No |  |  | Unknown
11015 | 1900 N ROJO DR, HOBBS NM |  | No | No | Unknown - Unlikely Lead | Don't Know |  |  |  | No | Other |  | Will Inspect meter box at a later date | Unknown - Unlikely Lead |  |  |  | No | Other |  | Will Inspect meter box at a later date | Unknown | Don't Know | Don't Know |  | Building | Unknown | Unknown | No |  |  | Unknown
10890 | 408 W RAINBOW DR, HOBBS NM |  | No | No | Unknown - Unlikely Lead | Don't Know |  |  |  | No | Other |  | Will Inspect meter box at a later date | Unknown - Unlikely Lead |  |  |  | No | Other |  | Will Inspect meter box at a later date | Unknown | Don't Know | Don't Know |  | Building | Unknown | Unknown | No |  |  | Unknown
11075 | 2302 N RED OAK DR, HOBBS NM |  | No | No | Non-Lead - Plastic | No | 2015 | 1 | Field inspection only with no records | Yes | Visual inspection at the meter pit | 07/23/2024 00:00:00 |  | Non-Lead - Plastic | 2015 | 1 | Field inspection only with no records | Yes | Visual inspection at the meter pit | 07/23/2024 00:00:00 |  | Non-Lead | No | No |  | Single Family Residence | Unknown | No | No |  |  | Non-Lead
10809 | 1606 W PRINCESS JEANNE DR, HOBBS NM |  | No | No | Unknown - Unlikely Lead | Don't Know |  |  |  | No | Other |  | Will Inspect meter box at a later date | Unknown - Unlikely Lead |  |  |  | No | Other |  | Will Inspect meter box at a later date | Unknown | Don't Know | Don't Know |  | Building | Unknown | Unknown | No |  |  | Unknown
1110 | 5005 W BIG RED RD, HOBBS NM |  | No | No | Non-Lead - Plastic | No | 2015 | 3/4 | Field inspection only with no records | Yes | Visual inspection at the meter pit | 05/26/2024 00:00:00 |  | Non-Lead - Plastic | 2015 | 3/4 | Installation date after lead ban | Yes | Visual inspection at the meter pit | 05/26/2024 00:00:00 |  | Non-Lead | No | No |  | Single Family Residence |  | No | No |  |  | Non-Lead
1147 | 4910 W BIG RED RD, HOBBS NM |  | No | No | Non-Lead - Plastic | No | 2015 | 3/4 | Field inspection only with no records | Yes | Visual inspection at the meter pit | 05/26/2024 00:00:00 |  | Non-Lead - Plastic | 2015 | 3/4 | Installation date after lead ban | Yes | Visual inspection at the meter pit | 05/26/2024 00:00:00 |  | Non-Lead | No | No |  | Single Family Residence |  | No | No |  |  | Non-Lead
11318 | 1527 E SANGER ST, HOBBS NM |  | No | No | Unknown - Unlikely Lead | Don't Know |  |  |  | No | Other |  | Will Inspect meter box at a later date | Unknown - Unlikely Lead |  |  |  | No | Other |  | Will Inspect meter box at a later date | Unknown | Don't Know | Don't Know |  | Building | Unknown | Unknown | No |  |  | Unknown
1137 | 5000 W BIG RED RD, HOBBS NM |  | No | No | Non-Lead - Plastic | No | 2015 | 3/4 | Field inspection only with no records | Yes | Visual inspection at the meter pit | 05/26/2024 00:00:00 |  | Non-Lead - Plastic | 2015 | 3/4 | Installation date after lead ban | Yes | Visual inspection at the meter pit | 05/26/2024 00:00:00 |  | Non-Lead | No | No |  | Single Family Residence |  | No | No |  |  | Non-Lead
10772 | 1120 W PRINCESS JEANNE, HOBBS NM |  | No | No | Unknown - Unlikely Lead | Don't Know |  |  |  | No | Other |  | Will Inspect meter box at a later date | Unknown - Unlikely Lead |  |  |  | No | Other |  | Will Inspect meter box at a later date | Unknown | Don't Know | Don't Know |  | Building | Unknown | Unknown | No |  |  | Unknown
11072 | 2307 N RED OAK DR, HOBBS NM |  | No | No | Non-Lead - Plastic | No | 2015 | 1 | Field inspection only with no records | Yes | Visual inspection at the meter pit | 07/23/2024 00:00:00 |  | Non-Lead - Plastic | 2015 | 1 | Field inspection only with no records | Yes | Visual inspection at the meter pit | 07/23/2024 00:00:00 |  | Non-Lead | No | No |  | Single Family Residence | Unknown | No | No |  |  | Non-Lead
11547 | 1515 E SCHARBAUER ST, HOBBS NM |  | No | No | Unknown - Unlikely Lead | Don't Know |  |  |  | No | Other |  | Will Inspect meter box at a later date | Unknown - Unlikely Lead |  |  |  | No | Other |  | Will Inspect meter box at a later date | Unknown | Don't Know | Don't Know |  | Building | Unknown | Unknown | No |  |  | Unknown
11561 | 500 W SCHARBAUER ST, HOBBS NM |  | No | No | Unknown - Unlikely Lead | Don't Know |  |  |  | No | Other |  | Will Inspect meter box at a later date | Unknown - Unlikely Lead |  |  |  | No | Other |  | Will Inspect meter box at a later date | Unknown | Don't Know | Don't Know |  | Building | Unknown | Unknown | No |  |  | Unknown
10680 | 1016 W PUEBLO AVE, HOBBS NM |  | No | No | Unknown - Unlikely Lead | Don't Know |  |  |  | No | Other |  | Will Inspect meter box at a later date | Unknown - Unlikely Lead |  |  |  | No | Other |  | Will Inspect meter box at a later date | Unknown | Don't Know | Don't Know |  | Building | Unknown | Unknown | No |  |  | Unknown
10756 | 1408 W PRINCESS JEANNE, HOBBS NM |  | No | No | Unknown - Unlikely Lead | Don't Know |  |  |  | No | Other |  | Will Inspect meter box at a later date | Unknown - Unlikely Lead |  |  |  | No | Other |  | Will Inspect meter box at a later date | Unknown | Don't Know | Don't Know |  | Building | Unknown | Unknown | No |  |  | Unknown
10731 | 1607 W PONDEROSA DR, HOBBS NM |  | No | No | Non-Lead - Plastic | No | 2020 | 1 | Installation date after lead ban | No | Other |  | GIS verfied because of being built after ban | Non-Lead - Plastic | 2020 | 1 | Installation date after lead ban | No | Other |  | Newer Construction, verified by GIS Mapping |  | No | No |  | Single Family Residence | Unknown | No | No |  |  | Non-Lead
1135 | 5208 W BIG RED RD, HOBBS NM |  | No | No | Non-Lead - Plastic | No | 2015 | 3/4 | Field inspection only with no records | Yes | Visual inspection at the meter pit | 05/26/2024 00:00:00 |  | Non-Lead - Plastic | 2015 | 3/4 | Installation date after lead ban | Yes | Visual inspection at the meter pit | 05/26/2024 00:00:00 |  | Non-Lead | No | No |  | Single Family Residence |  | No | No |  |  | Non-Lead
10543 | 1233 S PARKWAY ST, HOBBS NM |  | No | No | Unknown - Unlikely Lead | Don't Know |  |  |  | No | Other |  | Will Inspect meter box at a later date | Unknown - Unlikely Lead |  |  |  | No | Other |  | Will Inspect meter box at a later date | Unknown | Don't Know | Don't Know |  | Building | Unknown | Unknown | No |  |  | Unknown
10831 | 1325 W PAIGE DR, HOBBS NM |  | No | No | Unknown - Unlikely Lead | Don't Know |  |  |  | No | Other |  | Will Inspect meter box at a later date | Unknown - Unlikely Lead |  |  |  | No | Other |  | Will Inspect meter box at a later date | Unknown | Don't Know | Don't Know |  | Building | Unknown | Unknown | No |  |  | Unknown
10785 | 1401 W PRINCESS JEANNE, HOBBS NM |  | No | No | Unknown - Unlikely Lead | Don't Know |  |  |  | No | Other |  | Will Inspect meter box at a later date | Unknown - Unlikely Lead |  |  |  | No | Other |  | Will Inspect meter box at a later date | Unknown | Don't Know | Don't Know |  | Building | Unknown | Unknown | No |  |  | Unknown
10810 | 1420 W PRINCESS JEANNE, HOBBS NM |  | No | No | Unknown - Unlikely Lead | Don't Know |  |  |  | No | Other |  | Will Inspect meter box at a later date | Unknown - Unlikely Lead |  |  |  | No | Other |  | Will Inspect meter box at a later date | Unknown | Don't Know | Don't Know |  | Building | Unknown | Unknown | No |  |  | Unknown
10803 | 1314 W PRINCESS JEANNE, HOBBS NM |  | No | No | Unknown - Unlikely Lead | Don't Know |  |  |  | No | Other |  | Will Inspect meter box at a later date | Unknown - Unlikely Lead |  |  |  | No | Other |  | Will Inspect meter box at a later date | Unknown | Don't Know | Don't Know |  | Building | Unknown | Unknown | No |  |  | Unknown
11147 | 1300 E ROSE LN, HOBBS NM |  | No | No | Unknown - Unlikely Lead | Don't Know |  |  |  | No | Other |  | Will Inspect meter box at a later date | Unknown - Unlikely Lead |  |  |  | No | Other |  | Will Inspect meter box at a later date | Unknown | Don't Know | Don't Know |  | Building | Unknown | Unknown | No |  |  | Unknown
10539 | 1236 S PARKWAY DR, HOBBS NM |  | No | No | Unknown - Unlikely Lead | Don't Know |  |  |  | No | Other |  | Will Inspect meter box at a later date | Unknown - Unlikely Lead |  |  |  | No | Other |  | Will Inspect meter box at a later date | Unknown | Don't Know | Don't Know |  | Building | Unknown | Unknown | No |  |  | Unknown
11048 | 325 W ROJO DR, HOBBS NM |  | No | No | Unknown - Unlikely Lead | Don't Know |  |  |  | No | Other |  | Will Inspect meter box at a later date | Unknown - Unlikely Lead |  |  |  | No | Other |  | Will Inspect meter box at a later date | Unknown | Don't Know | Don't Know |  | Building | Unknown | Unknown | No |  |  | Unknown
11163 | 1429 E ROSE LN, HOBBS NM |  | No | No | Unknown - Unlikely Lead | Don't Know |  |  |  | No | Other |  | Will Inspect meter box at a later date | Unknown - Unlikely Lead |  |  |  | No | Other |  | Will Inspect meter box at a later date | Unknown | Don't Know | Don't Know |  | Building | Unknown | Unknown | No |  |  | Unknown
1065 | 4911 BIG CY RD, HOBBS NM |  | No | No | Non-Lead - Plastic | No | 2015 | 3/4 | Field inspection only with no records | Yes | Visual inspection at the meter pit | 05/26/2024 00:00:00 |  | Non-Lead - Plastic | 2015 | 3/4 | Installation date after lead ban | Yes | Visual inspection at the meter pit | 05/26/2024 00:00:00 |  | Non-Lead | No | No |  | Single Family Residence |  | No | No |  |  | Non-Lead
10588 | 701 PINON DR, HOBBS NM |  | No | No | Unknown - Unlikely Lead | Don't Know |  |  |  | No | Other |  | Will Inspect meter box at a later date | Unknown - Unlikely Lead |  |  |  | No | Other |  | Will Inspect meter box at a later date | Unknown | Don't Know | Don't Know |  | Building | Unknown | Unknown | No |  |  | Unknown
10728 | 1513 W PONDEROSA DR, HOBBS NM |  | No | No | Non-Lead - Plastic | No | 2020 | 1 | Installation date after lead ban | No | Other |  | GIS verfied because of being built after ban | Non-Lead - Plastic | 2020 | 1 | Installation date after lead ban | No | Other |  | Newer Construction, verified by GIS Mapping |  | No | No |  | Single Family Residence | Unknown | No | No |  |  | Non-Lead
11341 | 836 E SANGER ST, HOBBS NM |  | No | No | Unknown - Unlikely Lead | Don't Know |  |  |  | No | Other |  | Will Inspect meter box at a later date | Unknown - Unlikely Lead |  |  |  | No | Other |  | Will Inspect meter box at a later date | Unknown | Don't Know | Don't Know |  | Building | Unknown | Unknown | No |  |  | Unknown
10914 | 908 E ROXANA ST, HOBBS NM |  | No | No | Unknown - Unlikely Lead | Don't Know |  |  |  | No | Other |  | Will Inspect meter box at a later date | Unknown - Unlikely Lead |  |  |  | No | Other |  | Will Inspect meter box at a later date | Unknown | Don't Know | Don't Know |  | Building | Unknown | Unknown | No |  |  | Unknown
10729 | 1628 W PONDEROSA DR, HOBBS NM |  | No | No | Non-Lead - Plastic | No | 2020 | 1 | Installation date after lead ban | No | Other |  | GIS verfied because of being built after ban | Non-Lead - Plastic | 2020 | 1 | Installation date after lead ban | No | Other |  | Newer Construction, verified by GIS Mapping |  | No | No |  | Single Family Residence | Unknown | No | No |  |  | Non-Lead
10832 | 1418 W PAIGE DR, HOBBS NM |  | No | No | Unknown - Unlikely Lead | Don't Know |  |  |  | No | Other |  | Will Inspect meter box at a later date | Unknown - Unlikely Lead |  |  |  | No | Other |  | Will Inspect meter box at a later date | Unknown | Don't Know | Don't Know |  | Building | Unknown | Unknown | No |  |  | Unknown
10937 | 617 E ROXANA ST, HOBBS NM |  | No | No | Unknown - Unlikely Lead | Don't Know |  |  |  | No | Other |  | Will Inspect meter box at a later date | Unknown - Unlikely Lead |  |  |  | No | Other |  | Will Inspect meter box at a later date | Unknown | Don't Know | Don't Know |  | Building | Unknown | Unknown | No |  |  | Unknown
11488 | 2115 E SADDLE CLUB DR, HOBBS NM |  | No | No | Non-Lead - Copper | No | 2007 | 3/4 | Field inspection only with no records | Yes | Visual inspection at the meter pit | 05/26/2024 00:00:00 |  | Non-Lead - Copper | 2007 | 3/4 | Installation date after lead ban | Yes | Visual inspection at the meter pit | 05/26/2024 00:00:00 |  | Non-Lead | No | No |  | Single Family Residence |  | No | No |  |  | Non-Lead
11533 | 712 E SCHARBAUER ST, HOBBS NM |  | No | No | Unknown - Unlikely Lead | Don't Know |  |  |  | No | Other |  | Will Inspect meter box at a later date | Unknown - Unlikely Lead |  |  |  | No | Other |  | Will Inspect meter box at a later date | Unknown | Don't Know | Don't Know |  | Building | Unknown | Unknown | No |  |  | Unknown
10751 | 1128 W PRINCESS JEANNE, HOBBS NM |  | No | No | Unknown - Unlikely Lead | Don't Know |  |  |  | No | Other |  | Will Inspect meter box at a later date | Unknown - Unlikely Lead |  |  |  | No | Other |  | Will Inspect meter box at a later date | Unknown | Don't Know | Don't Know |  | Building | Unknown | Unknown | No |  |  | Unknown
11244 | 702 E SANGER ST, HOBBS NM |  | No | No | Unknown - Unlikely Lead | Don't Know |  |  |  | No | Other |  | Will Inspect meter box at a later date | Unknown - Unlikely Lead |  |  |  | No | Other |  | Will Inspect meter box at a later date | Unknown | Don't Know | Don't Know |  | Building | Unknown | Unknown | No |  |  | Unknown
11376 | 1105 N SANGER PL, HOBBS NM |  | No | No | Unknown - Unlikely Lead | Don't Know |  |  |  | No | Other |  | Will Inspect meter box at a later date | Unknown - Unlikely Lead |  |  |  | No | Other |  | Will Inspect meter box at a later date | Unknown | Don't Know | Don't Know |  | Building | Unknown | Unknown | No |  |  | Unknown
10911 | 905 E ROXANA ST, HOBBS NM |  | No | No | Unknown - Unlikely Lead | Don't Know |  |  |  | No | Other |  | Will Inspect meter box at a later date | Unknown - Unlikely Lead |  |  |  | No | Other |  | Will Inspect meter box at a later date | Unknown | Don't Know | Don't Know |  | Building | Unknown | Unknown | No |  |  | Unknown
11384 | 5008 W STEEL DRIVER RD, HOBBS NM |  | No | No | Non-Lead - Plastic | No | 2016 | 1 | Field inspection only with no records | Yes | Visual inspection at the meter pit | 09/30/2024 00:00:00 |  | Non-Lead - Plastic | 2016 | 3/4 | Field inspection only with no records | Yes | Visual inspection at the meter pit | 09/30/2024 00:00:00 |  | Non-Lead | No | No |  | Single Family Residence |  | No | No |  |  | Non-Lead
10949 | 923 E ROXANA ST, HOBBS NM |  | No | No | Unknown - Unlikely Lead | Don't Know |  |  |  | No | Other |  | Will Inspect meter box at a later date | Unknown - Unlikely Lead |  |  |  | No | Other |  | Will Inspect meter box at a later date | Unknown | Don't Know | Don't Know |  | Building | Unknown | Unknown | No |  |  | Unknown
10713 | 1501 W PONDEROSA DR, HOBBS NM |  | No | No | Non-Lead - Plastic | No | 2020 | 1 | Installation date after lead ban | No | Other |  | GIS verfied because of being built after ban | Non-Lead - Plastic | 2020 | 1 | Installation date after lead ban | No | Other |  | Newer Construction, verified by GIS Mapping |  | No | No |  | Single Family Residence | Unknown | No | No |  |  | Non-Lead
11559 | 508 W SCHARBAUER ST, HOBBS NM |  | No | No | Unknown - Unlikely Lead | Don't Know |  |  |  | No | Other |  | Will Inspect meter box at a later date | Unknown - Unlikely Lead |  |  |  | No | Other |  | Will Inspect meter box at a later date | Unknown | Don't Know | Don't Know |  | Building | Unknown | Unknown | No |  |  | Unknown
11276 | 3108 E SANGER ST, HOBBS NM |  | No | No | Unknown - Unlikely Lead | Don't Know |  |  |  | No | Other |  | Will Inspect meter box at a later date | Unknown - Unlikely Lead |  |  |  | No | Other |  | Will Inspect meter box at a later date | Unknown | Don't Know | Don't Know |  | Building | Unknown | Unknown | No |  |  | Unknown
10811 | 1512 W PRINCESS JEANNE, HOBBS NM |  | No | No | Unknown - Unlikely Lead | Don't Know |  |  |  | No | Other |  | Will Inspect meter box at a later date | Unknown - Unlikely Lead |  |  |  | No | Other |  | Will Inspect meter box at a later date | Unknown | Don't Know | Don't Know |  | Building | Unknown | Unknown | No |  |  | Unknown
11135 | 1817 E ROSE LN, HOBBS NM |  | No | No | Unknown - Unlikely Lead | Don't Know |  |  |  | No | Other |  | Will Inspect meter box at a later date | Unknown - Unlikely Lead |  |  |  | No | Other |  | Will Inspect meter box at a later date | Unknown | Don't Know | Don't Know |  | Building | Unknown | Unknown | No |  |  | Unknown
11019 | 2209 N ROJO DR, HOBBS NM |  | No | No | Unknown - Unlikely Lead | Don't Know |  |  |  | No | Other |  | Will Inspect meter box at a later date | Unknown - Unlikely Lead |  |  |  | No | Other |  | Will Inspect meter box at a later date | Unknown | Don't Know | Don't Know |  | Building | Unknown | Unknown | No |  |  | Unknown
10765 | 1109 W PRINCESS JEANNE, HOBBS NM |  | No | No | Unknown - Unlikely Lead | Don't Know |  |  |  | No | Other |  | Will Inspect meter box at a later date | Unknown - Unlikely Lead |  |  |  | No | Other |  | Will Inspect meter box at a later date | Unknown | Don't Know | Don't Know |  | Building | Unknown | Unknown | No |  |  | Unknown
11484 | 2127 E SADDLE CLUB DR, HOBBS NM |  | No | No | Non-Lead - Copper | No | 2007 | 3/4 | Field inspection only with no records | Yes | Visual inspection at the meter pit | 05/26/2024 00:00:00 |  | Non-Lead - Copper | 2007 | 3/4 | Installation date after lead ban | Yes | Visual inspection at the meter pit | 05/26/2024 00:00:00 |  | Non-Lead | No | No |  | Single Family Residence |  | No | No |  |  | Non-Lead
11361 | 305 E SANGER ST, HOBBS NM |  | No | No | Unknown - Unlikely Lead | Don't Know |  |  |  | No | Other |  | Will Inspect meter box at a later date | Unknown - Unlikely Lead |  |  |  | No | Other |  | Will Inspect meter box at a later date | Unknown | Don't Know | Don't Know |  | Building | Unknown | Unknown | No |  |  | Unknown
11185 | 1415 E ROSE LN, HOBBS NM |  | No | No | Unknown - Unlikely Lead | Don't Know |  |  |  | No | Other |  | Will Inspect meter box at a later date | Unknown - Unlikely Lead |  |  |  | No | Other |  | Will Inspect meter box at a later date | Unknown | Don't Know | Don't Know |  | Building | Unknown | Unknown | No |  |  | Unknown
11081 | 2303 N RED OAK DR, HOBBS NM |  | No | No | Non-Lead - Plastic | No | 2015 | 1 | Field inspection only with no records | Yes | Visual inspection at the meter pit | 07/23/2024 00:00:00 |  | Non-Lead - Plastic | 2015 | 1 | Field inspection only with no records | Yes | Visual inspection at the meter pit | 07/23/2024 00:00:00 |  | Non-Lead | No | No |  | Single Family Residence | Unknown | No | No |  |  | Non-Lead
10752 | 1212 W PRINCESS JEANNE, HOBBS NM |  | No | No | Unknown - Unlikely Lead | Don't Know |  |  |  | No | Other |  | Will Inspect meter box at a later date | Unknown - Unlikely Lead |  |  |  | No | Other |  | Will Inspect meter box at a later date | Unknown | Don't Know | Don't Know |  | Building | Unknown | Unknown | No |  |  | Unknown
11326 | 811 E SANGER ST, HOBBS NM |  | No | No | Unknown - Unlikely Lead | Don't Know |  |  |  | No | Other |  | Will Inspect meter box at a later date | Unknown - Unlikely Lead |  |  |  | No | Other |  | Will Inspect meter box at a later date | Unknown | Don't Know | Don't Know |  | Building | Unknown | Unknown | No |  |  | Unknown
10718 | 1521 W PONDEROSA DR, HOBBS NM |  | No | No | Non-Lead - Plastic | No | 2020 | 1 | Installation date after lead ban | No | Other |  | GIS verfied because of being built after ban | Non-Lead - Plastic | 2020 | 1 | Installation date after lead ban | No | Other |  | Newer Construction, verified by GIS Mapping |  | No | No |  | Single Family Residence | Unknown | No | No |  |  | Non-Lead
114 | 2701 N ACOMA DR, HOBBS NM |  | No | No | Unknown - Unlikely Lead | Don't Know |  |  |  | No | Other |  | Will Inspect meter box at a later date | Unknown - Unlikely Lead |  |  |  | No | Other |  | Will Inspect meter box at a later date | Unknown | Don't Know | Don't Know |  | Building | Unknown | Unknown | No |  |  | Unknown
11104 | 9 REGENCY SQ, HOBBS NM |  | No | No | Unknown - Unlikely Lead | Don't Know |  |  |  | No | Other |  | Will Inspect meter box at a later date | Unknown - Unlikely Lead |  |  |  | No | Other |  | Will Inspect meter box at a later date | Unknown | Don't Know | Don't Know |  | Building | Unknown | Unknown | No |  |  | Unknown
11287 | 850 E SANGER ST, HOBBS NM |  | No | No | Unknown - Unlikely Lead | Don't Know |  |  |  | No | Other |  | Will Inspect meter box at a later date | Unknown - Unlikely Lead |  |  |  | No | Other |  | Will Inspect meter box at a later date | Unknown | Don't Know | Don't Know |  | Building | Unknown | Unknown | No |  |  | Unknown
11085 | 2315 N RED OAK DR, HOBBS NM |  | No | No | Non-Lead - Plastic | No | 2015 | 1 | Field inspection only with no records | Yes | Visual inspection at the meter pit | 07/23/2024 00:00:00 |  | Non-Lead - Plastic | 2015 | 1 | Field inspection only with no records | Yes | Visual inspection at the meter pit | 07/23/2024 00:00:00 |  | Non-Lead | No | No |  | Single Family Residence | Unknown | No | No |  |  | Non-Lead
11177 | 1425 E ROSE LN, HOBBS NM |  | No | No | Unknown - Unlikely Lead | Don't Know |  |  |  | No | Other |  | Will Inspect meter box at a later date | Unknown - Unlikely Lead |  |  |  | No | Other |  | Will Inspect meter box at a later date | Unknown | Don't Know | Don't Know |  | Building | Unknown | Unknown | No |  |  | Unknown
11004 | 1920 N ROJO DR, HOBBS NM |  | No | No | Unknown - Unlikely Lead | Don't Know |  |  |  | No | Other |  | Will Inspect meter box at a later date | Unknown - Unlikely Lead |  |  |  | No | Other |  | Will Inspect meter box at a later date | Unknown | Don't Know | Don't Know |  | Building | Unknown | Unknown | No |  |  | Unknown
11363 | 401 E SANGER ST, HOBBS NM |  | No | No | Unknown - Unlikely Lead | Don't Know |  |  |  | No | Other |  | Will Inspect meter box at a later date | Unknown - Unlikely Lead |  |  |  | No | Other |  | Will Inspect meter box at a later date | Unknown | Don't Know | Don't Know |  | Building | Unknown | Unknown | No |  |  | Unknown
11517 | 212 E SCHARBAUER ST, HOBBS NM |  | No | No | Unknown - Unlikely Lead | Don't Know |  |  |  | No | Other |  | Will Inspect meter box at a later date | Unknown - Unlikely Lead |  |  |  | No | Other |  | Will Inspect meter box at a later date | Unknown | Don't Know | Don't Know |  | Building | Unknown | Unknown | No |  |  | Unknown
11137 | 1506 E ROSE LN, HOBBS NM |  | No | No | Unknown - Unlikely Lead | Don't Know |  |  |  | No | Other |  | Will Inspect meter box at a later date | Unknown - Unlikely Lead |  |  |  | No | Other |  | Will Inspect meter box at a later date | Unknown | Don't Know | Don't Know |  | Building | Unknown | Unknown | No |  |  | Unknown
10775 | 1001 W PRINCESS JEANNE, HOBBS NM |  | No | No | Unknown - Unlikely Lead | Don't Know |  |  |  | No | Other |  | Will Inspect meter box at a later date | Unknown - Unlikely Lead |  |  |  | No | Other |  | Will Inspect meter box at a later date | Unknown | Don't Know | Don't Know |  | Building | Unknown | Unknown | No |  |  | Unknown
10648 | 106 W PERMIAN DR, HOBBS NM |  | No | No | Unknown - Unlikely Lead | Don't Know |  |  |  | No | Other |  | Will Inspect meter box at a later date | Unknown - Unlikely Lead |  |  |  | No | Other |  | Will Inspect meter box at a later date | Unknown | Don't Know | Don't Know |  | Building | Unknown | Unknown | No |  |  | Unknown
11173 | 1123 E ROSE LN, HOBBS NM |  | No | No | Unknown - Unlikely Lead | Don't Know |  |  |  | No | Other |  | Will Inspect meter box at a later date | Unknown - Unlikely Lead |  |  |  | No | Other |  | Will Inspect meter box at a later date | Unknown | Don't Know | Don't Know |  | Building | Unknown | Unknown | No |  |  | Unknown
10902 | 501 E ROXANA ST, HOBBS NM |  | No | No | Unknown - Unlikely Lead | Don't Know |  |  |  | No | Other |  | Will Inspect meter box at a later date | Unknown - Unlikely Lead |  |  |  | No | Other |  | Will Inspect meter box at a later date | Unknown | Don't Know | Don't Know |  | Building | Unknown | Unknown | No |  |  | Unknown
1069 | 4800 BIG CY RD, HOBBS NM |  | No | No | Non-Lead - Plastic | No | 2015 | 3/4 | Field inspection only with no records | Yes | Visual inspection at the meter pit | 05/26/2024 00:00:00 |  | Non-Lead - Plastic | 2015 | 3/4 | Installation date after lead ban | Yes | Visual inspection at the meter pit | 05/26/2024 00:00:00 |  | Non-Lead | No | No |  | Single Family Residence |  | No | No |  |  | Non-Lead
11264 | 706 E SANGER ST, HOBBS NM |  | No | No | Unknown - Unlikely Lead | Don't Know |  |  |  | No | Other |  | Will Inspect meter box at a later date | Unknown - Unlikely Lead |  |  |  | No | Other |  | Will Inspect meter box at a later date | Unknown | Don't Know | Don't Know |  | Building | Unknown | Unknown | No |  |  | Unknown
1075 | 4904 BIG CY RD, HOBBS NM |  | No | No | Non-Lead - Plastic | No | 2015 | 3/4 | Field inspection only with no records | Yes | Visual inspection at the meter pit | 05/26/2024 00:00:00 |  | Non-Lead - Plastic | 2015 | 3/4 | Installation date after lead ban | Yes | Visual inspection at the meter pit | 05/26/2024 00:00:00 |  | Non-Lead | No | No |  | Single Family Residence |  | No | No |  |  | Non-Lead
11044 | 2100 N ROJO DR, HOBBS NM |  | No | No | Unknown - Unlikely Lead | Don't Know |  |  |  | No | Other |  | Will Inspect meter box at a later date | Unknown - Unlikely Lead |  |  |  | No | Other |  | Will Inspect meter box at a later date | Unknown | Don't Know | Don't Know |  | Building | Unknown | Unknown | No |  |  | Unknown
10744 | 808 W PRINCESS JEANNE, HOBBS NM |  | No | No | Unknown - Unlikely Lead | Don't Know |  |  |  | No | Other |  | Will Inspect meter box at a later date | Unknown - Unlikely Lead |  |  |  | No | Other |  | Will Inspect meter box at a later date | Unknown | Don't Know | Don't Know |  | Building | Unknown | Unknown | No |  |  | Unknown
1128 | 4816 W BIG RED RD, HOBBS NM |  | No | No | Non-Lead - Plastic | No | 2015 | 3/4 | Field inspection only with no records | Yes | Visual inspection at the meter pit | 05/26/2024 00:00:00 |  | Non-Lead - Plastic | 2015 | 3/4 | Installation date after lead ban | Yes | Visual inspection at the meter pit | 05/26/2024 00:00:00 |  | Non-Lead | No | No |  | Single Family Residence |  | No | No |  |  | Non-Lead
1053 | 4222 N BACKSTRETCH RD, HOBBS NM |  | No | No | Non-Lead - Plastic | No | 2015 | 3/4 | Field inspection only with no records | Yes | Visual inspection at the meter pit | 05/26/2024 00:00:00 |  | Non-Lead - Plastic | 2015 | 3/4 | Installation date after lead ban | Yes | Visual inspection at the meter pit | 05/26/2024 00:00:00 |  | Non-Lead | No | No |  | Single Family Residence |  | No | No |  |  | Non-Lead
10825 | 2628 PROPPS DR, HOBBS NM |  | No | No | Unknown - Unlikely Lead | Don't Know |  |  |  | No | Other |  | Will Inspect meter box at a later date | Unknown - Unlikely Lead |  |  |  | No | Other |  | Will Inspect meter box at a later date | Unknown | Don't Know | Don't Know |  | Building | Unknown | Unknown | No |  |  | Unknown
11329 | 1001 E SANGER ST, HOBBS NM |  | No | No | Unknown - Unlikely Lead | Don't Know |  |  |  | No | Other |  | Will Inspect meter box at a later date | Unknown - Unlikely Lead |  |  |  | No | Other |  | Will Inspect meter box at a later date | Unknown | Don't Know | Don't Know |  | Building | Unknown | Unknown | No |  |  | Unknown
11531 | 705 E SCHARBAUER ST, HOBBS NM |  | No | No | Unknown - Unlikely Lead | Don't Know |  |  |  | No | Other |  | Will Inspect meter box at a later date | Unknown - Unlikely Lead |  |  |  | No | Other |  | Will Inspect meter box at a later date | Unknown | Don't Know | Don't Know |  | Building | Unknown | Unknown | No |  |  | Unknown
10787 | 1310 W PRINCESS JEANNE, HOBBS NM |  | No | No | Unknown - Unlikely Lead | Don't Know |  |  |  | No | Other |  | Will Inspect meter box at a later date | Unknown - Unlikely Lead |  |  |  | No | Other |  | Will Inspect meter box at a later date | Unknown | Don't Know | Don't Know |  | Building | Unknown | Unknown | No |  |  | Unknown
10690 | 908 W PUEBLO AVE, HOBBS NM |  | No | No | Unknown - Unlikely Lead | Don't Know |  |  |  | No | Other |  | Will Inspect meter box at a later date | Unknown - Unlikely Lead |  |  |  | No | Other |  | Will Inspect meter box at a later date | Unknown | Don't Know | Don't Know |  | Building | Unknown | Unknown | No |  |  | Unknown
10715 | 1505 W PONDEROSA DR, HOBBS NM |  | No | No | Non-Lead - Plastic | No | 2020 | 1 | Installation date after lead ban | No | Other |  | GIS verfied because of being built after ban | Non-Lead - Plastic | 2020 | 1 | Installation date after lead ban | No | Other |  | Newer Construction, verified by GIS Mapping |  | No | No |  | Single Family Residence | Unknown | No | No |  |  | Non-Lead
1138 | 5318 W BIG RED RD, HOBBS NM |  | No | No | Non-Lead - Plastic | No | 2015 | 3/4 | Field inspection only with no records | Yes | Visual inspection at the meter pit | 05/26/2024 00:00:00 |  | Non-Lead - Plastic | 2015 | 3/4 | Installation date after lead ban | Yes | Visual inspection at the meter pit | 05/26/2024 00:00:00 |  | Non-Lead | No | No |  | Single Family Residence |  | No | No |  |  | Non-Lead
10776 | 1200 W PRINCESS JEANNE, HOBBS NM |  | No | No | Unknown - Unlikely Lead | Don't Know |  |  |  | No | Other |  | Will Inspect meter box at a later date | Unknown - Unlikely Lead |  |  |  | No | Other |  | Will Inspect meter box at a later date | Unknown | Don't Know | Don't Know |  | Building | Unknown | Unknown | No |  |  | Unknown
10807 | 1129 W PRINCESS JEANNE, HOBBS NM |  | No | No | Unknown - Unlikely Lead | Don't Know |  |  |  | No | Other |  | Will Inspect meter box at a later date | Unknown - Unlikely Lead |  |  |  | No | Other |  | Will Inspect meter box at a later date | Unknown | Don't Know | Don't Know |  | Building | Unknown | Unknown | No |  |  | Unknown
1133 | 4730 W BIG RED RD, HOBBS NM |  | No | No | Non-Lead - Plastic | No | 2015 | 3/4 | Field inspection only with no records | Yes | Visual inspection at the meter pit | 05/26/2024 00:00:00 |  | Non-Lead - Plastic | 2015 | 3/4 | Installation date after lead ban | Yes | Visual inspection at the meter pit | 05/26/2024 00:00:00 |  | Non-Lead | No | No |  | Single Family Residence |  | No | No |  |  | Non-Lead
10726 | 1517 W PONDEROSA DR, HOBBS NM |  | No | No | Non-Lead - Plastic | No | 2020 | 1 | Installation date after lead ban | No | Other |  | GIS verfied because of being built after ban | Non-Lead - Plastic | 2020 | 1 | Installation date after lead ban | No | Other |  | Newer Construction, verified by GIS Mapping |  | No | No |  | Single Family Residence | Unknown | No | No |  |  | Non-Lead
10591 | 711 PINON DR, HOBBS NM |  | No | No | Unknown - Unlikely Lead | Don't Know |  |  |  | No | Other |  | Will Inspect meter box at a later date | Unknown - Unlikely Lead |  |  |  | No | Other |  | Will Inspect meter box at a later date | Unknown | Don't Know | Don't Know |  | Building | Unknown | Unknown | No |  |  | Unknown
10893 | 407 W RAINBOW DR, HOBBS NM |  | No | No | Unknown - Unlikely Lead | Don't Know |  |  |  | No | Other |  | Will Inspect meter box at a later date | Unknown - Unlikely Lead |  |  |  | No | Other |  | Will Inspect meter box at a later date | Unknown | Don't Know | Don't Know |  | Building | Unknown | Unknown | No |  |  | Unknown
11444 | 5220 W STEEL DRIVER RD, HOBBS NM |  | No | No | Non-Lead - Plastic | No | 2016 | 1 | Field inspection only with no records | Yes | Visual inspection at the meter pit | 09/30/2024 00:00:00 |  | Non-Lead - Plastic | 2016 | 3/4 | Field inspection only with no records | Yes | Visual inspection at the meter pit | 09/30/2024 00:00:00 |  | Non-Lead | No | No |  | Single Family Residence |  | No | No |  |  | Non-Lead
11195 | 1209 E ROSE LN, HOBBS NM |  | No | No | Unknown - Unlikely Lead | Don't Know |  |  |  | No | Other |  | Will Inspect meter box at a later date | Unknown - Unlikely Lead |  |  |  | No | Other |  | Will Inspect meter box at a later date | Unknown | Don't Know | Don't Know |  | Building | Unknown | Unknown | No |  |  | Unknown
10963 | 419 W ROXANA ST, HOBBS NM |  | No | No | Unknown - Unlikely Lead | Don't Know |  |  |  | No | Other |  | Will Inspect meter box at a later date | Unknown - Unlikely Lead |  |  |  | No | Other |  | Will Inspect meter box at a later date | Unknown | Don't Know | Don't Know |  | Building | Unknown | Unknown | No |  |  | Unknown
11111 | 18 REGENCY SQ, HOBBS NM |  | No | No | Unknown - Unlikely Lead | Don't Know |  |  |  | No | Other |  | Will Inspect meter box at a later date | Unknown - Unlikely Lead |  |  |  | No | Other |  | Will Inspect meter box at a later date | Unknown | Don't Know | Don't Know |  | Building | Unknown | Unknown | No |  |  | Unknown
11439 | 5315 W STEEL DRIVER RD, HOBBS NM |  | No | No | Non-Lead - Plastic | No | 2016 | 1 | Field inspection only with no records | Yes | Visual inspection at the meter pit | 09/30/2024 00:00:00 |  | Non-Lead - Plastic | 2016 | 3/4 | Field inspection only with no records | Yes | Visual inspection at the meter pit | 09/30/2024 00:00:00 |  | Non-Lead | No | No |  | Single Family Residence |  | No | No |  |  | Non-Lead
10727 | 1509 W PONDEROSA DR, HOBBS NM |  | No | No | Non-Lead - Plastic | No | 2020 | 1 | Installation date after lead ban | No | Other |  | GIS verfied because of being built after ban | Non-Lead - Plastic | 2020 | 1 | Installation date after lead ban | No | Other |  | Newer Construction, verified by GIS Mapping |  | No | No |  | Single Family Residence | Unknown | No | No |  |  | Non-Lead
11245 | 605 E SANGER ST, HOBBS NM |  | No | No | Unknown - Unlikely Lead | Don't Know |  |  |  | No | Other |  | Will Inspect meter box at a later date | Unknown - Unlikely Lead |  |  |  | No | Other |  | Will Inspect meter box at a later date | Unknown | Don't Know | Don't Know |  | Building | Unknown | Unknown | No |  |  | Unknown
10655 | 2019 E PARKWOOD AVE, HOBBS NM |  | No | No | Non-Lead - Plastic | Don't Know | 2019 | 1 | Field inspection only with no records | Yes | Visual inspection at the meter pit | 08/19/2024 00:00:00 |  | Non-Lead - Plastic | 2019 | 1 | Field inspection only with no records | Yes | Visual inspection at the meter pit | 08/19/2024 00:00:00 |  | Non-Lead | No | Don't Know |  | Single Family Residence |  | No | No |  |  | Non-Lead
10599 | 709 E PERMIAN DR, HOBBS NM |  | No | No | Unknown - Unlikely Lead | Don't Know |  |  |  | No | Other |  | Will Inspect meter box at a later date | Unknown - Unlikely Lead |  |  |  | No | Other |  | Will Inspect meter box at a later date | Unknown | Don't Know | Don't Know |  | Building | Unknown | Unknown | No |  |  | Unknown
11150 | 1210 E ROSE LN, HOBBS NM |  | No | No | Unknown - Unlikely Lead | Don't Know |  |  |  | No | Other |  | Will Inspect meter box at a later date | Unknown - Unlikely Lead |  |  |  | No | Other |  | Will Inspect meter box at a later date | Unknown | Don't Know | Don't Know |  | Building | Unknown | Unknown | No |  |  | Unknown
1080 | 4801 BIG CY RD, HOBBS NM |  | No | No | Non-Lead - Plastic | No | 2015 | 3/4 | Field inspection only with no records | Yes | Visual inspection at the meter pit | 05/26/2024 00:00:00 |  | Non-Lead - Plastic | 2015 | 3/4 | Installation date after lead ban | Yes | Visual inspection at the meter pit | 05/26/2024 00:00:00 |  | Non-Lead | No | No |  | Single Family Residence |  | No | No |  |  | Non-Lead
11468 | 812 W SAYERS DR, HOBBS NM |  | No | No | Unknown - Unlikely Lead | Don't Know |  |  |  | No | Other |  | Will Inspect meter box at a later date | Unknown - Unlikely Lead |  |  |  | No | Other |  | Will Inspect meter box at a later date | Unknown | Don't Know | Don't Know |  | Building | Unknown | Unknown | No |  |  | Unknown
10609 | 626 E PERMIAN DR, HOBBS NM |  | No | No | Unknown - Unlikely Lead | Don't Know |  |  |  | No | Other |  | Will Inspect meter box at a later date | Unknown - Unlikely Lead |  |  |  | No | Other |  | Will Inspect meter box at a later date | Unknown | Don't Know | Don't Know |  | Building | Unknown | Unknown | No |  |  | Unknown
10736 | 1419 W PONDEROSA DR, HOBBS NM |  | No | No | Non-Lead - Plastic | No | 2020 | 1 | Installation date after lead ban | No | Other |  | GIS verfied because of being built after ban | Non-Lead - Plastic | 2020 | 1 | Installation date after lead ban | No | Other |  | Newer Construction, verified by GIS Mapping |  | No | No |  | Single Family Residence | Unknown | No | No |  |  | Non-Lead
11493 | 618 E SCHARBAUER ST, HOBBS NM |  | No | No | Unknown - Unlikely Lead | Don't Know |  |  |  | No | Other |  | Will Inspect meter box at a later date | Unknown - Unlikely Lead |  |  |  | No | Other |  | Will Inspect meter box at a later date | Unknown | Don't Know | Don't Know |  | Building | Unknown | Unknown | No |  |  | Unknown
11337 | 102 E SANGER ST, HOBBS NM |  | No | No | Unknown - Unlikely Lead | Don't Know |  |  |  | No | Other |  | Will Inspect meter box at a later date | Unknown - Unlikely Lead |  |  |  | No | Other |  | Will Inspect meter box at a later date | Unknown | Don't Know | Don't Know |  | Building | Unknown | Unknown | No |  |  | Unknown
10851 | 1425 W PAIGE DR, HOBBS NM |  | No | No | Unknown - Unlikely Lead | Don't Know |  |  |  | No | Other |  | Will Inspect meter box at a later date | Unknown - Unlikely Lead |  |  |  | No | Other |  | Will Inspect meter box at a later date | Unknown | Don't Know | Don't Know |  | Building | Unknown | Unknown | No |  |  | Unknown
10952 | 707 E ROXANA ST, HOBBS NM |  | No | No | Unknown - Unlikely Lead | Don't Know |  |  |  | No | Other |  | Will Inspect meter box at a later date | Unknown - Unlikely Lead |  |  |  | No | Other |  | Will Inspect meter box at a later date | Unknown | Don't Know | Don't Know |  | Building | Unknown | Unknown | No |  |  | Unknown
10977 | 514 W ROXANA ST, HOBBS NM |  | No | No | Unknown - Unlikely Lead | Don't Know |  |  |  | No | Other |  | Will Inspect meter box at a later date | Unknown - Unlikely Lead |  |  |  | No | Other |  | Will Inspect meter box at a later date | Unknown | Don't Know | Don't Know |  | Building | Unknown | Unknown | No |  |  | Unknown
11267 | 512 E SANGER ST, HOBBS NM |  | No | No | Unknown - Unlikely Lead | Don't Know |  |  |  | No | Other |  | Will Inspect meter box at a later date | Unknown - Unlikely Lead |  |  |  | No | Other |  | Will Inspect meter box at a later date | Unknown | Don't Know | Don't Know |  | Building | Unknown | Unknown | No |  |  | Unknown
11031 | 2234 N ROJO DR, HOBBS NM |  | No | No | Unknown - Unlikely Lead | Don't Know |  |  |  | No | Other |  | Will Inspect meter box at a later date | Unknown - Unlikely Lead |  |  |  | No | Other |  | Will Inspect meter box at a later date | Unknown | Don't Know | Don't Know |  | Building | Unknown | Unknown | No |  |  | Unknown
1154 | 4800 W BIG RED RD, HOBBS NM |  | No | No | Non-Lead - Plastic | No | 2015 | 3/4 | Field inspection only with no records | Yes | Visual inspection at the meter pit | 05/26/2024 00:00:00 |  | Non-Lead - Plastic | 2015 | 3/4 | Installation date after lead ban | Yes | Visual inspection at the meter pit | 05/26/2024 00:00:00 |  | Non-Lead | No | No |  | Single Family Residence |  | No | No |  |  | Non-Lead
11096 | 5 REGENCY SQ, HOBBS NM |  | No | No | Unknown - Unlikely Lead | Don't Know |  |  |  | No | Other |  | Will Inspect meter box at a later date | Unknown - Unlikely Lead |  |  |  | No | Other |  | Will Inspect meter box at a later date | Unknown | Don't Know | Don't Know |  | Building | Unknown | Unknown | No |  |  | Unknown
11003 | 2215 N ROJO DR, HOBBS NM |  | No | No | Unknown - Unlikely Lead | Don't Know |  |  |  | No | Other |  | Will Inspect meter box at a later date | Unknown - Unlikely Lead |  |  |  | No | Other |  | Will Inspect meter box at a later date | Unknown | Don't Know | Don't Know |  | Building | Unknown | Unknown | No |  |  | Unknown
1123 | 5311 W BIG RED RD, HOBBS NM |  | No | No | Non-Lead - Plastic | No | 2015 | 3/4 | Field inspection only with no records | Yes | Visual inspection at the meter pit | 05/26/2024 00:00:00 |  | Non-Lead - Plastic | 2015 | 3/4 | Installation date after lead ban | Yes | Visual inspection at the meter pit | 05/26/2024 00:00:00 |  | Non-Lead | No | No |  | Single Family Residence |  | No | No |  |  | Non-Lead
10845 | 1419 W PAIGE DR, HOBBS NM |  | No | No | Unknown - Unlikely Lead | Don't Know |  |  |  | No | Other |  | Will Inspect meter box at a later date | Unknown - Unlikely Lead |  |  |  | No | Other |  | Will Inspect meter box at a later date | Unknown | Don't Know | Don't Know |  | Building | Unknown | Unknown | No |  |  | Unknown
11138 | 1426 E ROSE LN, HOBBS NM |  | No | No | Unknown - Unlikely Lead | Don't Know |  |  |  | No | Other |  | Will Inspect meter box at a later date | Unknown - Unlikely Lead |  |  |  | No | Other |  | Will Inspect meter box at a later date | Unknown | Don't Know | Don't Know |  | Building | Unknown | Unknown | No |  |  | Unknown
10770 | 1005 W PRINCESS JEANNE, HOBBS NM |  | No | No | Unknown - Unlikely Lead | Don't Know |  |  |  | No | Other |  | Will Inspect meter box at a later date | Unknown - Unlikely Lead |  |  |  | No | Other |  | Will Inspect meter box at a later date | Unknown | Don't Know | Don't Know |  | Building | Unknown | Unknown | No |  |  | Unknown
11219 | 401 W SANGER ST, HOBBS NM |  | No | No | Unknown - Unlikely Lead | Don't Know |  |  |  | No | Other |  | Will Inspect meter box at a later date | Unknown - Unlikely Lead |  |  |  | No | Other |  | Will Inspect meter box at a later date | Unknown | Don't Know | Don't Know |  | Building | Unknown | Unknown | No |  |  | Unknown
1118 | 4727 W BIG RED RD, HOBBS NM |  | No | No | Non-Lead - Plastic | No | 2015 | 3/4 | Field inspection only with no records | Yes | Visual inspection at the meter pit | 05/26/2024 00:00:00 |  | Non-Lead - Plastic | 2015 | 3/4 | Installation date after lead ban | Yes | Visual inspection at the meter pit | 05/26/2024 00:00:00 |  | Non-Lead | No | No |  | Single Family Residence |  | No | No |  |  | Non-Lead
10766 | 1119 W PRINCESS JEANNE, HOBBS NM |  | No | No | Unknown - Unlikely Lead | Don't Know |  |  |  | No | Other |  | Will Inspect meter box at a later date | Unknown - Unlikely Lead |  |  |  | No | Other |  | Will Inspect meter box at a later date | Unknown | Don't Know | Don't Know |  | Building | Unknown | Unknown | No |  |  | Unknown
11426 | 4911 W STEEL DRIVER RD, HOBBS NM |  | No | No | Non-Lead - Plastic | No | 2016 | 1 | Field inspection only with no records | Yes | Visual inspection at the meter pit | 09/30/2024 00:00:00 |  | Non-Lead - Plastic | 2016 | 3/4 | Field inspection only with no records | Yes | Visual inspection at the meter pit | 09/30/2024 00:00:00 |  | Non-Lead | No | No |  | Single Family Residence |  | No | No |  |  | Non-Lead
11359 | 200 E SNYDER ST, HOBBS NM |  | No | No | Unknown - Unlikely Lead | Don't Know |  |  |  | No | Other |  | Will Inspect meter box at a later date | Unknown - Unlikely Lead |  |  |  | No | Other |  | Will Inspect meter box at a later date | Unknown | Don't Know | Don't Know |  | Building | Unknown | Unknown | No |  |  | Unknown
10693 | 1210 W PUEBLO AVE, HOBBS NM |  | No | No | Unknown - Unlikely Lead | Don't Know |  |  |  | No | Other |  | Will Inspect meter box at a later date | Unknown - Unlikely Lead |  |  |  | No | Other |  | Will Inspect meter box at a later date | Unknown | Don't Know | Don't Know |  | Building | Unknown | Unknown | No |  |  | Unknown
11208 | 2407 N ROUNDUP DR, HOBBS NM |  | No | No | Unknown - Unlikely Lead | Don't Know |  |  |  | No | Other |  | Will Inspect meter box at a later date | Unknown - Unlikely Lead |  |  |  | No | Other |  | Will Inspect meter box at a later date | Unknown | Don't Know | Don't Know |  | Building | Unknown | Unknown | No |  |  | Unknown
1068 | 4825 BIG CY RD, HOBBS NM |  | No | No | Non-Lead - Plastic | No | 2015 | 3/4 | Field inspection only with no records | Yes | Visual inspection at the meter pit | 05/26/2024 00:00:00 |  | Non-Lead - Plastic | 2015 | 3/4 | Installation date after lead ban | Yes | Visual inspection at the meter pit | 05/26/2024 00:00:00 |  | Non-Lead | No | No |  | Single Family Residence |  | No | No |  |  | Non-Lead
11070 | 231 W ROJO DR, HOBBS NM |  | No | No | Unknown - Unlikely Lead | Don't Know |  |  |  | No | Other |  | Will Inspect meter box at a later date | Unknown - Unlikely Lead |  |  |  | No | Other |  | Will Inspect meter box at a later date | Unknown | Don't Know | Don't Know |  | Building | Unknown | Unknown | No |  |  | Unknown
11291 | 822 E SANGER ST, HOBBS NM |  | No | No | Unknown - Unlikely Lead | Don't Know |  |  |  | No | Other |  | Will Inspect meter box at a later date | Unknown - Unlikely Lead |  |  |  | No | Other |  | Will Inspect meter box at a later date | Unknown | Don't Know | Don't Know |  | Building | Unknown | Unknown | No |  |  | Unknown
10763 | 921 W PRINCESS JEANNE, HOBBS NM |  | No | No | Unknown - Unlikely Lead | Don't Know |  |  |  | No | Other |  | Will Inspect meter box at a later date | Unknown - Unlikely Lead |  |  |  | No | Other |  | Will Inspect meter box at a later date | Unknown | Don't Know | Don't Know |  | Building | Unknown | Unknown | No |  |  | Unknown
10681 | 1024 W PUEBLO AVE, HOBBS NM |  | No | No | Unknown - Unlikely Lead | Don't Know |  |  |  | No | Other |  | Will Inspect meter box at a later date | Unknown - Unlikely Lead |  |  |  | No | Other |  | Will Inspect meter box at a later date | Unknown | Don't Know | Don't Know |  | Building | Unknown | Unknown | No |  |  | Unknown
11266 | 406 E SANGER ST, HOBBS NM |  | No | No | Unknown - Unlikely Lead | Don't Know |  |  |  | No | Other |  | Will Inspect meter box at a later date | Unknown - Unlikely Lead |  |  |  | No | Other |  | Will Inspect meter box at a later date | Unknown | Don't Know | Don't Know |  | Building | Unknown | Unknown | No |  |  | Unknown
10961 | 819 W ROXANA ST, HOBBS NM |  | No | No | Unknown - Unlikely Lead | Don't Know |  |  |  | No | Other |  | Will Inspect meter box at a later date | Unknown - Unlikely Lead |  |  |  | No | Other |  | Will Inspect meter box at a later date | Unknown | Don't Know | Don't Know |  | Building | Unknown | Unknown | No |  |  | Unknown
11118 | 1702 W RAIN, HOBBS NM |  | No | No | Non-Lead - Plastic | No | 2023 | 3/4 | Field inspection only with no records | Yes | Visual inspection at the meter pit | 05/26/2024 00:00:00 |  | Non-Lead - Plastic |  | 3/4 | Installation date after lead ban | Yes | Visual inspection at the meter pit | 05/26/2024 00:00:00 |  | Non-Lead | No | No |  | Single Family Residence |  | No | No |  |  | Non-Lead
11252 | 1116 E SANGER ST, HOBBS NM |  | No | No | Unknown - Unlikely Lead | Don't Know |  |  |  | No | Other |  | Will Inspect meter box at a later date | Unknown - Unlikely Lead |  |  |  | No | Other |  | Will Inspect meter box at a later date | Unknown | Don't Know | Don't Know |  | Building | Unknown | Unknown | No |  |  | Unknown
11410 | 4816 W STEEL DRIVER RD, HOBBS NM |  | No | No | Non-Lead - Plastic | No | 2016 | 1 | Field inspection only with no records | Yes | Visual inspection at the meter pit | 09/30/2024 00:00:00 |  | Non-Lead - Plastic | 2016 | 3/4 | Field inspection only with no records | Yes | Visual inspection at the meter pit | 09/30/2024 00:00:00 |  | Non-Lead | No | No |  | Single Family Residence |  | No | No |  |  | Non-Lead
11082 | 2306 N RED OAK DR, HOBBS NM |  | No | No | Non-Lead - Plastic | No | 2015 | 1 | Field inspection only with no records | Yes | Visual inspection at the meter pit | 07/23/2024 00:00:00 |  | Non-Lead - Plastic | 2015 | 1 | Field inspection only with no records | Yes | Visual inspection at the meter pit | 07/23/2024 00:00:00 |  | Non-Lead | No | No |  | Single Family Residence | Unknown | No | No |  |  | Non-Lead
11248 | 300 E SANGER ST, HOBBS NM |  | No | No | Unknown - Unlikely Lead | Don't Know |  |  |  | No | Other |  | Will Inspect meter box at a later date | Unknown - Unlikely Lead |  |  |  | No | Other |  | Will Inspect meter box at a later date | Unknown | Don't Know | Don't Know |  | Building | Unknown | Unknown | No |  |  | Unknown
1124 | 4906 W BIG RED RD, HOBBS NM |  | No | No | Non-Lead - Plastic | No | 2015 | 3/4 | Field inspection only with no records | Yes | Visual inspection at the meter pit | 05/26/2024 00:00:00 |  | Non-Lead - Plastic | 2015 | 3/4 | Installation date after lead ban | Yes | Visual inspection at the meter pit | 05/26/2024 00:00:00 |  | Non-Lead | No | No |  | Single Family Residence |  | No | No |  |  | Non-Lead
1078 | 4910 BIG CY RD, HOBBS NM |  | No | No | Non-Lead - Plastic | No | 2015 | 3/4 | Field inspection only with no records | Yes | Visual inspection at the meter pit | 05/26/2024 00:00:00 |  | Non-Lead - Plastic | 2015 | 3/4 | Installation date after lead ban | Yes | Visual inspection at the meter pit | 05/26/2024 00:00:00 |  | Non-Lead | No | No |  | Single Family Residence |  | No | No |  |  | Non-Lead
11428 | 5021 W STEEL DRIVER RD, HOBBS NM |  | No | No | Non-Lead - Plastic | No | 2016 | 1 | Field inspection only with no records | Yes | Visual inspection at the meter pit | 09/30/2024 00:00:00 |  | Non-Lead - Plastic | 2016 | 3/4 | Field inspection only with no records | Yes | Visual inspection at the meter pit | 09/30/2024 00:00:00 |  | Non-Lead | No | No |  | Single Family Residence |  | No | No |  |  | Non-Lead
11509 | 219 E SCHARBAUER ST, HOBBS NM |  | No | No | Unknown - Unlikely Lead | Don't Know |  |  |  | No | Other |  | Will Inspect meter box at a later date | Unknown - Unlikely Lead |  |  |  | No | Other |  | Will Inspect meter box at a later date | Unknown | Don't Know | Don't Know |  | Building | Unknown | Unknown | No |  |  | Unknown
11346 | 1531 E SANGER ST, HOBBS NM |  | No | No | Unknown - Unlikely Lead | Don't Know |  |  |  | No | Other |  | Will Inspect meter box at a later date | Unknown - Unlikely Lead |  |  |  | No | Other |  | Will Inspect meter box at a later date | Unknown | Don't Know | Don't Know |  | Building | Unknown | Unknown | No |  |  | Unknown
10561 | 1312 S PERRY DR, HOBBS NM |  | No | No | Unknown - Unlikely Lead | Don't Know |  |  |  | No | Other |  | Will Inspect meter box at a later date | Unknown - Unlikely Lead |  |  |  | No | Other |  | Will Inspect meter box at a later date | Unknown | Don't Know | Don't Know |  | Building | Unknown | Unknown | No |  |  | Unknown
11065 | 326 W ROJO DR, HOBBS NM |  | No | No | Unknown - Unlikely Lead | Don't Know |  |  |  | No | Other |  | Will Inspect meter box at a later date | Unknown - Unlikely Lead |  |  |  | No | Other |  | Will Inspect meter box at a later date | Unknown | Don't Know | Don't Know |  | Building | Unknown | Unknown | No |  |  | Unknown
11395 | 5217 W STEEL DRIVER RD, HOBBS NM |  | No | No | Non-Lead - Plastic | No | 2016 | 1 | Field inspection only with no records | Yes | Visual inspection at the meter pit | 09/30/2024 00:00:00 |  | Non-Lead - Plastic | 2016 | 3/4 | Field inspection only with no records | Yes | Visual inspection at the meter pit | 09/30/2024 00:00:00 |  | Non-Lead | No | No |  | Single Family Residence |  | No | No |  |  | Non-Lead
10816 | 2613 PROPPS DR, HOBBS NM |  | No | No | Unknown - Unlikely Lead | Don't Know |  |  |  | No | Other |  | Will Inspect meter box at a later date | Unknown - Unlikely Lead |  |  |  | No | Other |  | Will Inspect meter box at a later date | Unknown | Don't Know | Don't Know |  | Building | Unknown | Unknown | No |  |  | Unknown
11566 | 505 W SCHARBAUER ST, HOBBS NM |  | No | No | Unknown - Unlikely Lead | Don't Know |  |  |  | No | Other |  | Will Inspect meter box at a later date | Unknown - Unlikely Lead |  |  |  | No | Other |  | Will Inspect meter box at a later date | Unknown | Don't Know | Don't Know |  | Building | Unknown | Unknown | No |  |  | Unknown
10541 | 1218 S PARKWAY DR, HOBBS NM |  | No | No | Unknown - Unlikely Lead | Don't Know |  |  |  | No | Other |  | Will Inspect meter box at a later date | Unknown - Unlikely Lead |  |  |  | No | Other |  | Will Inspect meter box at a later date | Unknown | Don't Know | Don't Know |  | Building | Unknown | Unknown | No |  |  | Unknown
11046 | 409 W ROJO DR, HOBBS NM |  | No | No | Unknown - Unlikely Lead | Don't Know |  |  |  | No | Other |  | Will Inspect meter box at a later date | Unknown - Unlikely Lead |  |  |  | No | Other |  | Will Inspect meter box at a later date | Unknown | Don't Know | Don't Know |  | Building | Unknown | Unknown | No |  |  | Unknown
1130 | 4805 W BIG RED RD, HOBBS NM |  | No | No | Non-Lead - Plastic | No | 2015 | 3/4 | Field inspection only with no records | Yes | Visual inspection at the meter pit | 05/26/2024 00:00:00 |  | Non-Lead - Plastic | 2015 | 3/4 | Installation date after lead ban | Yes | Visual inspection at the meter pit | 05/26/2024 00:00:00 |  | Non-Lead | No | No |  | Single Family Residence |  | No | No |  |  | Non-Lead
11025 | 2000 N ROJO DR, HOBBS NM |  | No | No | Unknown - Unlikely Lead | Don't Know |  |  |  | No | Other |  | Will Inspect meter box at a later date | Unknown - Unlikely Lead |  |  |  | No | Other |  | Will Inspect meter box at a later date | Unknown | Don't Know | Don't Know |  | Building | Unknown | Unknown | No |  |  | Unknown
11460 | 908 W SAYERS DR, HOBBS NM |  | No | No | Unknown - Unlikely Lead | Don't Know |  |  |  | No | Other |  | Will Inspect meter box at a later date | Unknown - Unlikely Lead |  |  |  | No | Other |  | Will Inspect meter box at a later date | Unknown | Don't Know | Don't Know |  | Building | Unknown | Unknown | No |  |  | Unknown
10956 | 315 W ROXANA ST, HOBBS NM |  | No | No | Unknown - Unlikely Lead | Don't Know |  |  |  | No | Other |  | Will Inspect meter box at a later date | Unknown - Unlikely Lead |  |  |  | No | Other |  | Will Inspect meter box at a later date | Unknown | Don't Know | Don't Know |  | Building | Unknown | Unknown | No |  |  | Unknown
1067 | 4831 BIG CY RD, HOBBS NM |  | No | No | Non-Lead - Plastic | No | 2015 | 3/4 | Field inspection only with no records | Yes | Visual inspection at the meter pit | 05/26/2024 00:00:00 |  | Non-Lead - Plastic | 2015 | 3/4 | Installation date after lead ban | Yes | Visual inspection at the meter pit | 05/26/2024 00:00:00 |  | Non-Lead | No | No |  | Single Family Residence |  | No | No |  |  | Non-Lead
1101 | 4907 W BIG RED RD, HOBBS NM |  | No | No | Non-Lead - Plastic | No | 2015 | 3/4 | Field inspection only with no records | Yes | Visual inspection at the meter pit | 05/26/2024 00:00:00 |  | Non-Lead - Plastic | 2015 | 3/4 | Installation date after lead ban | Yes | Visual inspection at the meter pit | 05/26/2024 00:00:00 |  | Non-Lead | No | No |  | Single Family Residence |  | No | No |  |  | Non-Lead
1060 | 4721 BIG CY RD, HOBBS NM |  | No | No | Non-Lead - Plastic | No | 2015 | 3/4 | Field inspection only with no records | Yes | Visual inspection at the meter pit | 05/26/2024 00:00:00 |  | Non-Lead - Plastic | 2015 | 3/4 | Installation date after lead ban | Yes | Visual inspection at the meter pit | 05/26/2024 00:00:00 |  | Non-Lead | No | No |  | Single Family Residence |  | No | No |  |  | Non-Lead
11449 | 4903 W STEEL DRIVER RD, HOBBS NM |  | No | No | Non-Lead - Plastic | No | 2016 | 1 | Field inspection only with no records | Yes | Visual inspection at the meter pit | 09/30/2024 00:00:00 |  | Non-Lead - Plastic | 2016 | 3/4 | Field inspection only with no records | Yes | Visual inspection at the meter pit | 09/30/2024 00:00:00 |  | Non-Lead | No | No |  | Single Family Residence |  | No | No |  |  | Non-Lead
11133 | 1811 E ROSE LN, HOBBS NM |  | No | No | Unknown - Unlikely Lead | Don't Know |  |  |  | No | Other |  | Will Inspect meter box at a later date | Unknown - Unlikely Lead |  |  |  | No | Other |  | Will Inspect meter box at a later date | Unknown | Don't Know | Don't Know |  | Building | Unknown | Unknown | No |  |  | Unknown
1104 | 5001 W BIG RED RD, HOBBS NM |  | No | No | Non-Lead - Plastic | No | 2015 | 3/4 | Field inspection only with no records | Yes | Visual inspection at the meter pit | 05/26/2024 00:00:00 |  | Non-Lead - Plastic | 2015 | 3/4 | Installation date after lead ban | Yes | Visual inspection at the meter pit | 05/26/2024 00:00:00 |  | Non-Lead | No | No |  | Single Family Residence |  | No | No |  |  | Non-Lead
11494 | 606 E SCHARBAUER ST, HOBBS NM |  | No | No | Unknown - Unlikely Lead | Don't Know |  |  |  | No | Other |  | Will Inspect meter box at a later date | Unknown - Unlikely Lead |  |  |  | No | Other |  | Will Inspect meter box at a later date | Unknown | Don't Know | Don't Know |  | Building | Unknown | Unknown | No |  |  | Unknown
1111 | 5103 W BIG RED RD, HOBBS NM |  | No | No | Non-Lead - Plastic | No | 2015 | 3/4 | Field inspection only with no records | Yes | Visual inspection at the meter pit | 05/26/2024 00:00:00 |  | Non-Lead - Plastic | 2015 | 3/4 | Installation date after lead ban | Yes | Visual inspection at the meter pit | 05/26/2024 00:00:00 |  | Non-Lead | No | No |  | Single Family Residence |  | No | No |  |  | Non-Lead
11438 | 5204 W STEEL DRIVER RD, HOBBS NM |  | No | No | Non-Lead - Plastic | No | 2016 | 1 | Field inspection only with no records | Yes | Visual inspection at the meter pit | 09/30/2024 00:00:00 |  | Non-Lead - Plastic | 2016 | 3/4 | Field inspection only with no records | Yes | Visual inspection at the meter pit | 09/30/2024 00:00:00 |  | Non-Lead | No | No |  | Single Family Residence |  | No | No |  |  | Non-Lead
10654 | 222 W PERMIAN DR, HOBBS NM |  | No | No | Unknown - Unlikely Lead | Don't Know |  |  |  | No | Other |  | Will Inspect meter box at a later date | Unknown - Unlikely Lead |  |  |  | No | Other |  | Will Inspect meter box at a later date | Unknown | Don't Know | Don't Know |  | Building | Unknown | Unknown | No |  |  | Unknown
11459 | 800 W SAYERS DR, HOBBS NM |  | No | No | Unknown - Unlikely Lead | Don't Know |  |  |  | No | Other |  | Will Inspect meter box at a later date | Unknown - Unlikely Lead |  |  |  | No | Other |  | Will Inspect meter box at a later date | Unknown | Don't Know | Don't Know |  | Building | Unknown | Unknown | No |  |  | Unknown
11348 | 207 E SANGER ST, HOBBS NM |  | No | No | Unknown - Unlikely Lead | Don't Know |  |  |  | No | Other |  | Will Inspect meter box at a later date | Unknown - Unlikely Lead |  |  |  | No | Other |  | Will Inspect meter box at a later date | Unknown | Don't Know | Don't Know |  | Building | Unknown | Unknown | No |  |  | Unknown
11372 | 207 E SANGER ST, HOBBS NM |  | No | No | Unknown - Unlikely Lead | Don't Know |  |  |  | No | Other |  | Will Inspect meter box at a later date | Unknown - Unlikely Lead |  |  |  | No | Other |  | Will Inspect meter box at a later date | Unknown | Don't Know | Don't Know |  | Building | Unknown | Unknown | No |  |  | Unknown
11455 | 804 W SAYERS DR, HOBBS NM |  | No | No | Unknown - Unlikely Lead | Don't Know |  |  |  | No | Other |  | Will Inspect meter box at a later date | Unknown - Unlikely Lead |  |  |  | No | Other |  | Will Inspect meter box at a later date | Unknown | Don't Know | Don't Know |  | Building | Unknown | Unknown | No |  |  | Unknown
11289 | 2934 E SANGER ST, HOBBS NM |  | No | No | Unknown - Unlikely Lead | Don't Know |  |  |  | No | Other |  | Will Inspect meter box at a later date | Unknown - Unlikely Lead |  |  |  | No | Other |  | Will Inspect meter box at a later date | Unknown | Don't Know | Don't Know |  | Building | Unknown | Unknown | No |  |  | Unknown
10551 | 1331 S PERRY DR, HOBBS NM |  | No | No | Unknown - Unlikely Lead | Don't Know |  |  |  | No | Other |  | Will Inspect meter box at a later date | Unknown - Unlikely Lead |  |  |  | No | Other |  | Will Inspect meter box at a later date | Unknown | Don't Know | Don't Know |  | Building | Unknown | Unknown | No |  |  | Unknown
10762 | 913 W PRINCESS JEANNE, HOBBS NM |  | No | No | Unknown - Unlikely Lead | Don't Know |  |  |  | No | Other |  | Will Inspect meter box at a later date | Unknown - Unlikely Lead |  |  |  | No | Other |  | Will Inspect meter box at a later date | Unknown | Don't Know | Don't Know |  | Building | Unknown | Unknown | No |  |  | Unknown
10725 | 1502 W PONDEROSA DR, HOBBS NM |  | No | No | Non-Lead - Plastic | No | 2020 | 1 | Installation date after lead ban | No | Other |  | GIS verfied because of being built after ban | Non-Lead - Plastic | 2020 | 1 | Installation date after lead ban | No | Other |  | Newer Construction, verified by GIS Mapping |  | No | No |  | Single Family Residence | Unknown | No | No |  |  | Non-Lead
11293 | 820 E SANGER ST, HOBBS NM |  | No | No | Unknown - Unlikely Lead | Don't Know |  |  |  | No | Other |  | Will Inspect meter box at a later date | Unknown - Unlikely Lead |  |  |  | No | Other |  | Will Inspect meter box at a later date | Unknown | Don't Know | Don't Know |  | Building | Unknown | Unknown | No |  |  | Unknown
10703 | 1123 W PUEBLO AVE, HOBBS NM |  | No | No | Unknown - Unlikely Lead | Don't Know |  |  |  | No | Other |  | Will Inspect meter box at a later date | Unknown - Unlikely Lead |  |  |  | No | Other |  | Will Inspect meter box at a later date | Unknown | Don't Know | Don't Know |  | Building | Unknown | Unknown | No |  |  | Unknown
10675 | 902 W PUEBLO AVE, HOBBS NM |  | No | No | Unknown - Unlikely Lead | Don't Know |  |  |  | No | Other |  | Will Inspect meter box at a later date | Unknown - Unlikely Lead |  |  |  | No | Other |  | Will Inspect meter box at a later date | Unknown | Don't Know | Don't Know |  | Building | Unknown | Unknown | No |  |  | Unknown
11491 | 417 E SCHARBAUER ST, HOBBS NM |  | No | No | Unknown - Unlikely Lead | Don't Know |  |  |  | No | Other |  | Will Inspect meter box at a later date | Unknown - Unlikely Lead |  |  |  | No | Other |  | Will Inspect meter box at a later date | Unknown | Don't Know | Don't Know |  | Building | Unknown | Unknown | No |  |  | Unknown
11037 | 2014 N ROJO DR, HOBBS NM |  | No | No | Unknown - Unlikely Lead | Don't Know |  |  |  | No | Other |  | Will Inspect meter box at a later date | Unknown - Unlikely Lead |  |  |  | No | Other |  | Will Inspect meter box at a later date | Unknown | Don't Know | Don't Know |  | Building | Unknown | Unknown | No |  |  | Unknown
10689 | 1128 W PUEBLO AVE, HOBBS NM |  | No | No | Unknown - Unlikely Lead | Don't Know |  |  |  | No | Other |  | Will Inspect meter box at a later date | Unknown - Unlikely Lead |  |  |  | No | Other |  | Will Inspect meter box at a later date | Unknown | Don't Know | Don't Know |  | Building | Unknown | Unknown | No |  |  | Unknown
11497 | 512 E SCHARBAUER ST, HOBBS NM |  | No | No | Unknown - Unlikely Lead | Don't Know |  |  |  | No | Other |  | Will Inspect meter box at a later date | Unknown - Unlikely Lead |  |  |  | No | Other |  | Will Inspect meter box at a later date | Unknown | Don't Know | Don't Know |  | Building | Unknown | Unknown | No |  |  | Unknown
11032 | 2106 N ROJO DR, HOBBS NM |  | No | No | Unknown - Unlikely Lead | Don't Know |  |  |  | No | Other |  | Will Inspect meter box at a later date | Unknown - Unlikely Lead |  |  |  | No | Other |  | Will Inspect meter box at a later date | Unknown | Don't Know | Don't Know |  | Building | Unknown | Unknown | No |  |  | Unknown
11272 | 2902 E SANGER ST, HOBBS NM |  | No | No | Unknown - Unlikely Lead | Don't Know |  |  |  | No | Other |  | Will Inspect meter box at a later date | Unknown - Unlikely Lead |  |  |  | No | Other |  | Will Inspect meter box at a later date | Unknown | Don't Know | Don't Know |  | Building | Unknown | Unknown | No |  |  | Unknown
10906 | 519 E ROXANA ST, HOBBS NM |  | No | No | Unknown - Unlikely Lead | Don't Know |  |  |  | No | Other |  | Will Inspect meter box at a later date | Unknown - Unlikely Lead |  |  |  | No | Other |  | Will Inspect meter box at a later date | Unknown | Don't Know | Don't Know |  | Building | Unknown | Unknown | No |  |  | Unknown
10869 | 724 N QUIROZ DR, HOBBS NM |  | No | No | Unknown - Unlikely Lead | Don't Know |  |  |  | No | Other |  | Will Inspect meter box at a later date | Unknown - Unlikely Lead |  |  |  | No | Other |  | Will Inspect meter box at a later date | Unknown | Don't Know | Don't Know |  | Building | Unknown | Unknown | No |  |  | Unknown
10954 | 110 E ROXANA ST, HOBBS NM |  | No | No | Unknown - Unlikely Lead | Don't Know |  |  |  | No | Other |  | Will Inspect meter box at a later date | Unknown - Unlikely Lead |  |  |  | No | Other |  | Will Inspect meter box at a later date | Unknown | Don't Know | Don't Know |  | Building | Unknown | Unknown | No |  |  | Unknown
11229 | 1105 W SANGER ST, HOBBS NM |  | No | No | Unknown - Unlikely Lead | Don't Know |  |  |  | No | Other |  | Will Inspect meter box at a later date | Unknown - Unlikely Lead |  |  |  | No | Other |  | Will Inspect meter box at a later date | Unknown | Don't Know | Don't Know |  | Building | Unknown | Unknown | No |  |  | Unknown
1149 | 5205 W BIG RED RD, HOBBS NM |  | No | No | Non-Lead - Plastic | No | 2015 | 3/4 | Field inspection only with no records | Yes | Visual inspection at the meter pit | 05/26/2024 00:00:00 |  | Non-Lead - Plastic | 2015 | 3/4 | Installation date after lead ban | Yes | Visual inspection at the meter pit | 05/26/2024 00:00:00 |  | Non-Lead | No | No |  | Single Family Residence |  | No | No |  |  | Non-Lead
10871 | 310 W RAINBOW, HOBBS NM |  | No | No | Unknown - Unlikely Lead | Don't Know |  |  |  | No | Other |  | Will Inspect meter box at a later date | Unknown - Unlikely Lead |  |  |  | No | Other |  | Will Inspect meter box at a later date | Unknown | Don't Know | Don't Know |  | Building | Unknown | Unknown | No |  |  | Unknown
112 | 20 ACOMA CT, HOBBS NM |  | No | No | Unknown - Unlikely Lead | Don't Know |  |  |  | No | Other |  | Will Inspect meter box at a later date | Unknown - Unlikely Lead |  |  |  | No | Other |  | Will Inspect meter box at a later date | Unknown | Don't Know | Don't Know |  | Building | Unknown | Unknown | No |  |  | Unknown
10885 | 309 W RAINBOW DR, HOBBS NM |  | No | No | Unknown - Unlikely Lead | Don't Know |  |  |  | No | Other |  | Will Inspect meter box at a later date | Unknown - Unlikely Lead |  |  |  | No | Other |  | Will Inspect meter box at a later date | Unknown | Don't Know | Don't Know |  | Building | Unknown | Unknown | No |  |  | Unknown
11536 | 711 E SCHARBAUER ST, HOBBS NM |  | No | No | Unknown - Unlikely Lead | Don't Know |  |  |  | No | Other |  | Will Inspect meter box at a later date | Unknown - Unlikely Lead |  |  |  | No | Other |  | Will Inspect meter box at a later date | Unknown | Don't Know | Don't Know |  | Building | Unknown | Unknown | No |  |  | Unknown
10978 | 903 W ROXANA ST, HOBBS NM |  | No | No | Unknown - Unlikely Lead | Don't Know |  |  |  | No | Other |  | Will Inspect meter box at a later date | Unknown - Unlikely Lead |  |  |  | No | Other |  | Will Inspect meter box at a later date | Unknown | Don't Know | Don't Know |  | Building | Unknown | Unknown | No |  |  | Unknown
11038 | 1927 N ROJO DR, HOBBS NM |  | No | No | Unknown - Unlikely Lead | Don't Know |  |  |  | No | Other |  | Will Inspect meter box at a later date | Unknown - Unlikely Lead |  |  |  | No | Other |  | Will Inspect meter box at a later date | Unknown | Don't Know | Don't Know |  | Building | Unknown | Unknown | No |  |  | Unknown
10590 | 811 PINON DR, HOBBS NM |  | No | No | Unknown - Unlikely Lead | Don't Know |  |  |  | No | Other |  | Will Inspect meter box at a later date | Unknown - Unlikely Lead |  |  |  | No | Other |  | Will Inspect meter box at a later date | Unknown | Don't Know | Don't Know |  | Building | Unknown | Unknown | No |  |  | Unknown
11040 | 2008 N ROJO DR, HOBBS NM |  | No | No | Unknown - Unlikely Lead | Don't Know |  |  |  | No | Other |  | Will Inspect meter box at a later date | Unknown - Unlikely Lead |  |  |  | No | Other |  | Will Inspect meter box at a later date | Unknown | Don't Know | Don't Know |  | Building | Unknown | Unknown | No |  |  | Unknown
10769 | 1409 W PRINCESS JEANNE, HOBBS NM |  | No | No | Unknown - Unlikely Lead | Don't Know |  |  |  | No | Other |  | Will Inspect meter box at a later date | Unknown - Unlikely Lead |  |  |  | No | Other |  | Will Inspect meter box at a later date | Unknown | Don't Know | Don't Know |  | Building | Unknown | Unknown | No |  |  | Unknown
10583 | 901 N PECAN DR, HOBBS NM |  | No | No | Unknown - Unlikely Lead | Don't Know |  |  |  | No | Other |  | Will Inspect meter box at a later date | Unknown - Unlikely Lead |  |  |  | No | Other |  | Will Inspect meter box at a later date | Unknown | Don't Know | Don't Know |  | Building | Unknown | Unknown | No |  |  | Unknown
11283 | 2912 E SANGER ST, HOBBS NM |  | No | No | Unknown - Unlikely Lead | Don't Know |  |  |  | No | Other |  | Will Inspect meter box at a later date | Unknown - Unlikely Lead |  |  |  | No | Other |  | Will Inspect meter box at a later date | Unknown | Don't Know | Don't Know |  | Building | Unknown | Unknown | No |  |  | Unknown
11083 | 2323 N RED OAK DR, HOBBS NM |  | No | No | Non-Lead - Plastic | No | 2015 | 1 | Field inspection only with no records | Yes | Visual inspection at the meter pit | 07/23/2024 00:00:00 |  | Non-Lead - Plastic | 2015 | 1 | Field inspection only with no records | Yes | Visual inspection at the meter pit | 07/23/2024 00:00:00 |  | Non-Lead | No | No |  | Single Family Residence | Unknown | No | No |  |  | Non-Lead
10996 | 1809 N ROJO DR, HOBBS NM |  | No | No | Unknown - Unlikely Lead | Don't Know |  |  |  | No | Other |  | Will Inspect meter box at a later date | Unknown - Unlikely Lead |  |  |  | No | Other |  | Will Inspect meter box at a later date | Unknown | Don't Know | Don't Know |  | Building | Unknown | Unknown | No |  |  | Unknown
11222 | 602 W SANGER ST, HOBBS NM |  | No | No | Unknown - Unlikely Lead | Don't Know |  |  |  | No | Other |  | Will Inspect meter box at a later date | Unknown - Unlikely Lead |  |  |  | No | Other |  | Will Inspect meter box at a later date | Unknown | Don't Know | Don't Know |  | Building | Unknown | Unknown | No |  |  | Unknown
11231 | 523 W SANGER ST, HOBBS NM |  | No | No | Unknown - Unlikely Lead | Don't Know |  |  |  | No | Other |  | Will Inspect meter box at a later date | Unknown - Unlikely Lead |  |  |  | No | Other |  | Will Inspect meter box at a later date | Unknown | Don't Know | Don't Know |  | Building | Unknown | Unknown | No |  |  | Unknown
10907 | 607 E ROXANA ST, HOBBS NM |  | No | No | Unknown - Unlikely Lead | Don't Know |  |  |  | No | Other |  | Will Inspect meter box at a later date | Unknown - Unlikely Lead |  |  |  | No | Other |  | Will Inspect meter box at a later date | Unknown | Don't Know | Don't Know |  | Building | Unknown | Unknown | No |  |  | Unknown
10534 | 1227 S PARKWAY DR, HOBBS NM |  | No | No | Unknown - Unlikely Lead | Don't Know |  |  |  | No | Other |  | Will Inspect meter box at a later date | Unknown - Unlikely Lead |  |  |  | No | Other |  | Will Inspect meter box at a later date | Unknown | Don't Know | Don't Know |  | Building | Unknown | Unknown | No |  |  | Unknown
11315 | 1519 E SANGER ST, HOBBS NM |  | No | No | Unknown - Unlikely Lead | Don't Know |  |  |  | No | Other |  | Will Inspect meter box at a later date | Unknown - Unlikely Lead |  |  |  | No | Other |  | Will Inspect meter box at a later date | Unknown | Don't Know | Don't Know |  | Building | Unknown | Unknown | No |  |  | Unknown
10848 | 1313 W PAIGE DR, HOBBS NM |  | No | No | Unknown - Unlikely Lead | Don't Know |  |  |  | No | Other |  | Will Inspect meter box at a later date | Unknown - Unlikely Lead |  |  |  | No | Other |  | Will Inspect meter box at a later date | Unknown | Don't Know | Don't Know |  | Building | Unknown | Unknown | No |  |  | Unknown
11253 | 1110 E SANGER ST, HOBBS NM |  | No | No | Unknown - Unlikely Lead | Don't Know |  |  |  | No | Other |  | Will Inspect meter box at a later date | Unknown - Unlikely Lead |  |  |  | No | Other |  | Will Inspect meter box at a later date | Unknown | Don't Know | Don't Know |  | Building | Unknown | Unknown | No |  |  | Unknown
10843 | 1430 W PAIGE DR, HOBBS NM |  | No | No | Unknown - Unlikely Lead | Don't Know |  |  |  | No | Other |  | Will Inspect meter box at a later date | Unknown - Unlikely Lead |  |  |  | No | Other |  | Will Inspect meter box at a later date | Unknown | Don't Know | Don't Know |  | Building | Unknown | Unknown | No |  |  | Unknown
11523 | 708 E SCHARBAUER ST, HOBBS NM |  | No | No | Unknown - Unlikely Lead | Don't Know |  |  |  | No | Other |  | Will Inspect meter box at a later date | Unknown - Unlikely Lead |  |  |  | No | Other |  | Will Inspect meter box at a later date | Unknown | Don't Know | Don't Know |  | Building | Unknown | Unknown | No |  |  | Unknown
10683 | 1011 W PUEBLO AVE, HOBBS NM |  | No | No | Unknown - Unlikely Lead | Don't Know |  |  |  | No | Other |  | Will Inspect meter box at a later date | Unknown - Unlikely Lead |  |  |  | No | Other |  | Will Inspect meter box at a later date | Unknown | Don't Know | Don't Know |  | Building | Unknown | Unknown | No |  |  | Unknown
11045 | 227 W ROJO DR, HOBBS NM |  | No | No | Unknown - Unlikely Lead | Don't Know |  |  |  | No | Other |  | Will Inspect meter box at a later date | Unknown - Unlikely Lead |  |  |  | No | Other |  | Will Inspect meter box at a later date | Unknown | Don't Know | Don't Know |  | Building | Unknown | Unknown | No |  |  | Unknown
11102 | 15 REGENCY SQ, HOBBS NM |  | No | No | Unknown - Unlikely Lead | Don't Know |  |  |  | No | Other |  | Will Inspect meter box at a later date | Unknown - Unlikely Lead |  |  |  | No | Other |  | Will Inspect meter box at a later date | Unknown | Don't Know | Don't Know |  | Building | Unknown | Unknown | No |  |  | Unknown
11443 | 5005 W STEEL DRIVER RD, HOBBS NM |  | No | No | Non-Lead - Plastic | No | 2016 | 1 | Field inspection only with no records | Yes | Visual inspection at the meter pit | 09/30/2024 00:00:00 |  | Non-Lead - Plastic | 2016 | 3/4 | Field inspection only with no records | Yes | Visual inspection at the meter pit | 09/30/2024 00:00:00 |  | Non-Lead | No | No |  | Single Family Residence |  | No | No |  |  | Non-Lead
10529 | 1521 E PECOS DR, HOBBS NM |  | No | No | Unknown - Unlikely Lead | Don't Know |  |  |  | No | Other |  | Will Inspect meter box at a later date | Unknown - Unlikely Lead |  |  |  | No | Other |  | Will Inspect meter box at a later date | Unknown | Don't Know | Don't Know |  | Building | Unknown | Unknown | No |  |  | Unknown
11323 | 1011 E SANGER ST, HOBBS NM |  | No | No | Unknown - Unlikely Lead | Don't Know |  |  |  | No | Other |  | Will Inspect meter box at a later date | Unknown - Unlikely Lead |  |  |  | No | Other |  | Will Inspect meter box at a later date | Unknown | Don't Know | Don't Know |  | Building | Unknown | Unknown | No |  |  | Unknown
10577 | 929 N PECAN DR, HOBBS NM |  | No | No | Unknown - Unlikely Lead | Don't Know |  |  |  | No | Other |  | Will Inspect meter box at a later date | Unknown - Unlikely Lead |  |  |  | No | Other |  | Will Inspect meter box at a later date | Unknown | Don't Know | Don't Know |  | Building | Unknown | Unknown | No |  |  | Unknown
11149 | 1709 E ROSE LN, HOBBS NM |  | No | No | Unknown - Unlikely Lead | Don't Know |  |  |  | No | Other |  | Will Inspect meter box at a later date | Unknown - Unlikely Lead |  |  |  | No | Other |  | Will Inspect meter box at a later date | Unknown | Don't Know | Don't Know |  | Building | Unknown | Unknown | No |  |  | Unknown
11254 | 712 E SANGER ST, HOBBS NM |  | No | No | Unknown - Unlikely Lead | Don't Know |  |  |  | No | Other |  | Will Inspect meter box at a later date | Unknown - Unlikely Lead |  |  |  | No | Other |  | Will Inspect meter box at a later date | Unknown | Don't Know | Don't Know |  | Building | Unknown | Unknown | No |  |  | Unknown
10531 | 1235 S PARKWAY DR, HOBBS NM |  | No | No | Unknown - Unlikely Lead | Don't Know |  |  |  | No | Other |  | Will Inspect meter box at a later date | Unknown - Unlikely Lead |  |  |  | No | Other |  | Will Inspect meter box at a later date | Unknown | Don't Know | Don't Know |  | Building | Unknown | Unknown | No |  |  | Unknown
10981 | 515 W ROXANA ST, HOBBS NM |  | No | No | Unknown - Unlikely Lead | Don't Know |  |  |  | No | Other |  | Will Inspect meter box at a later date | Unknown - Unlikely Lead |  |  |  | No | Other |  | Will Inspect meter box at a later date | Unknown | Don't Know | Don't Know |  | Building | Unknown | Unknown | No |  |  | Unknown
11263 | 609 E SANGER ST, HOBBS NM |  | No | No | Unknown - Unlikely Lead | Don't Know |  |  |  | No | Other |  | Will Inspect meter box at a later date | Unknown - Unlikely Lead |  |  |  | No | Other |  | Will Inspect meter box at a later date | Unknown | Don't Know | Don't Know |  | Building | Unknown | Unknown | No |  |  | Unknown
11257 | 513 E SANGER ST, HOBBS NM |  | No | No | Unknown - Unlikely Lead | Don't Know |  |  |  | No | Other |  | Will Inspect meter box at a later date | Unknown - Unlikely Lead |  |  |  | No | Other |  | Will Inspect meter box at a later date | Unknown | Don't Know | Don't Know |  | Building | Unknown | Unknown | No |  |  | Unknown
113 | 3305 N ACOMA DR, HOBBS NM |  | No | No | Unknown - Unlikely Lead | Don't Know |  |  |  | No | Other |  | Will Inspect meter box at a later date | Unknown - Unlikely Lead |  |  |  | No | Other |  | Will Inspect meter box at a later date | Unknown | Don't Know | Don't Know |  | Building | Unknown | Unknown | No |  |  | Unknown
11076 | 2310 N RED OAK DR, HOBBS NM |  | No | No | Non-Lead - Plastic | No | 2015 | 1 | Field inspection only with no records | Yes | Visual inspection at the meter pit | 07/23/2024 00:00:00 |  | Non-Lead - Plastic | 2015 | 1 | Field inspection only with no records | Yes | Visual inspection at the meter pit | 07/23/2024 00:00:00 |  | Non-Lead | No | No |  | Single Family Residence | Unknown | No | No |  |  | Non-Lead
11353 | 716 E SANGER ST, HOBBS NM |  | No | No | Unknown - Unlikely Lead | Don't Know |  |  |  | No | Other |  | Will Inspect meter box at a later date | Unknown - Unlikely Lead |  |  |  | No | Other |  | Will Inspect meter box at a later date | Unknown | Don't Know | Don't Know |  | Building | Unknown | Unknown | No |  |  | Unknown
10538 | 1234 S PARKWAY DR, HOBBS NM |  | No | No | Unknown - Unlikely Lead | Don't Know |  |  |  | No | Other |  | Will Inspect meter box at a later date | Unknown - Unlikely Lead |  |  |  | No | Other |  | Will Inspect meter box at a later date | Unknown | Don't Know | Don't Know |  | Building | Unknown | Unknown | No |  |  | Unknown
10929 | 1007 E ROXANA ST, HOBBS NM |  | No | No | Unknown - Unlikely Lead | Don't Know |  |  |  | No | Other |  | Will Inspect meter box at a later date | Unknown - Unlikely Lead |  |  |  | No | Other |  | Will Inspect meter box at a later date | Unknown | Don't Know | Don't Know |  | Building | Unknown | Unknown | No |  |  | Unknown
10838 | 1402 W PAIGE DR, HOBBS NM |  | No | No | Unknown - Unlikely Lead | Don't Know |  |  |  | No | Other |  | Will Inspect meter box at a later date | Unknown - Unlikely Lead |  |  |  | No | Other |  | Will Inspect meter box at a later date | Unknown | Don't Know | Don't Know |  | Building | Unknown | Unknown | No |  |  | Unknown
10931 | 1020 E ROXANA ST, HOBBS NM |  | No | No | Unknown - Unlikely Lead | Don't Know |  |  |  | No | Other |  | Will Inspect meter box at a later date | Unknown - Unlikely Lead |  |  |  | No | Other |  | Will Inspect meter box at a later date | Unknown | Don't Know | Don't Know |  | Building | Unknown | Unknown | No |  |  | Unknown
10773 | 809 W PRINCESS JEANNE, HOBBS NM |  | No | No | Unknown - Unlikely Lead | Don't Know |  |  |  | No | Other |  | Will Inspect meter box at a later date | Unknown - Unlikely Lead |  |  |  | No | Other |  | Will Inspect meter box at a later date | Unknown | Don't Know | Don't Know |  | Building | Unknown | Unknown | No |  |  | Unknown
11014 | 2115 N ROJO DR, HOBBS NM |  | No | No | Unknown - Unlikely Lead | Don't Know |  |  |  | No | Other |  | Will Inspect meter box at a later date | Unknown - Unlikely Lead |  |  |  | No | Other |  | Will Inspect meter box at a later date | Unknown | Don't Know | Don't Know |  | Building | Unknown | Unknown | No |  |  | Unknown
10712 | 1632 W PONDEROSA DR, HOBBS NM |  | No | No | Non-Lead - Plastic | No | 2020 | 1 | Installation date after lead ban | No | Other |  | GIS verfied because of being built after ban | Non-Lead - Plastic | 2020 | 1 | Installation date after lead ban | No | Other |  | Newer Construction, verified by GIS Mapping |  | No | No |  | Single Family Residence | Unknown | No | No |  |  | Non-Lead
10923 | 301 E ROXANA ST, HOBBS NM |  | No | No | Unknown - Unlikely Lead | Don't Know |  |  |  | No | Other |  | Will Inspect meter box at a later date | Unknown - Unlikely Lead |  |  |  | No | Other |  | Will Inspect meter box at a later date | Unknown | Don't Know | Don't Know |  | Building | Unknown | Unknown | No |  |  | Unknown
11282 | 506 E SANGER ST, HOBBS NM |  | No | No | Unknown - Unlikely Lead | Don't Know |  |  |  | No | Other |  | Will Inspect meter box at a later date | Unknown - Unlikely Lead |  |  |  | No | Other |  | Will Inspect meter box at a later date | Unknown | Don't Know | Don't Know |  | Building | Unknown | Unknown | No |  |  | Unknown
11356 | 3925 E SANGER ST, HOBBS NM |  | No | No | Unknown - Unlikely Lead | Don't Know |  |  |  | No | Other |  | Will Inspect meter box at a later date | Unknown - Unlikely Lead |  |  |  | No | Other |  | Will Inspect meter box at a later date | Unknown | Don't Know | Don't Know |  | Building | Unknown | Unknown | No |  |  | Unknown
10535 | 1200 S PARKWAY DR, HOBBS NM |  | No | No | Unknown - Unlikely Lead | Don't Know |  |  |  | No | Other |  | Will Inspect meter box at a later date | Unknown - Unlikely Lead |  |  |  | No | Other |  | Will Inspect meter box at a later date | Unknown | Don't Know | Don't Know |  | Building | Unknown | Unknown | No |  |  | Unknown
10686 | 1218 W PUEBLO AVE, HOBBS NM |  | No | No | Unknown - Unlikely Lead | Don't Know |  |  |  | No | Other |  | Will Inspect meter box at a later date | Unknown - Unlikely Lead |  |  |  | No | Other |  | Will Inspect meter box at a later date | Unknown | Don't Know | Don't Know |  | Building | Unknown | Unknown | No |  |  | Unknown
11453 | 912 W SAYERS DR, HOBBS NM |  | No | No | Unknown - Unlikely Lead | Don't Know |  |  |  | No | Other |  | Will Inspect meter box at a later date | Unknown - Unlikely Lead |  |  |  | No | Other |  | Will Inspect meter box at a later date | Unknown | Don't Know | Don't Know |  | Building | Unknown | Unknown | No |  |  | Unknown
11538 | 601 E SCHARBAUER ST, HOBBS NM |  | No | No | Unknown - Unlikely Lead | Don't Know |  |  |  | No | Other |  | Will Inspect meter box at a later date | Unknown - Unlikely Lead |  |  |  | No | Other |  | Will Inspect meter box at a later date | Unknown | Don't Know | Don't Know |  | Building | Unknown | Unknown | No |  |  | Unknown
10799 | 900 W PRINCESS JEANNE, HOBBS NM |  | No | No | Unknown - Unlikely Lead | Don't Know |  |  |  | No | Other |  | Will Inspect meter box at a later date | Unknown - Unlikely Lead |  |  |  | No | Other |  | Will Inspect meter box at a later date | Unknown | Don't Know | Don't Know |  | Building | Unknown | Unknown | No |  |  | Unknown
10973 | 1006 W ROXANA ST, HOBBS NM |  | No | No | Unknown - Unlikely Lead | Don't Know |  |  |  | No | Other |  | Will Inspect meter box at a later date | Unknown - Unlikely Lead |  |  |  | No | Other |  | Will Inspect meter box at a later date | Unknown | Don't Know | Don't Know |  | Building | Unknown | Unknown | No |  |  | Unknown
10864 | 624 N QUIROZ DR, HOBBS NM |  | No | No | Unknown - Unlikely Lead | Don't Know |  |  |  | No | Other |  | Will Inspect meter box at a later date | Unknown - Unlikely Lead |  |  |  | No | Other |  | Will Inspect meter box at a later date | Unknown | Don't Know | Don't Know |  | Building | Unknown | Unknown | No |  |  | Unknown
11087 | 10 REGENCY SQ, HOBBS NM |  | No | No | Unknown - Unlikely Lead | Don't Know |  |  |  | No | Other |  | Will Inspect meter box at a later date | Unknown - Unlikely Lead |  |  |  | No | Other |  | Will Inspect meter box at a later date | Unknown | Don't Know | Don't Know |  | Building | Unknown | Unknown | No |  |  | Unknown
11564 | 210 W SCHARBAUER ST, HOBBS NM |  | No | No | Unknown - Unlikely Lead | Don't Know |  |  |  | No | Other |  | Will Inspect meter box at a later date | Unknown - Unlikely Lead |  |  |  | No | Other |  | Will Inspect meter box at a later date | Unknown | Don't Know | Don't Know |  | Building | Unknown | Unknown | No |  |  | Unknown
11261 | 405 E SANGER ST, HOBBS NM |  | No | No | Unknown - Unlikely Lead | Don't Know |  |  |  | No | Other |  | Will Inspect meter box at a later date | Unknown - Unlikely Lead |  |  |  | No | Other |  | Will Inspect meter box at a later date | Unknown | Don't Know | Don't Know |  | Building | Unknown | Unknown | No |  |  | Unknown
10661 | 2001 E PARKWOOD AVE, HOBBS NM |  | No | No | Non-Lead - Plastic | Don't Know | 2019 | 1 | Field inspection only with no records | Yes | Visual inspection at the meter pit | 08/19/2024 00:00:00 |  | Non-Lead - Plastic | 2019 | 1 | Field inspection only with no records | Yes | Visual inspection at the meter pit | 08/19/2024 00:00:00 |  | Non-Lead | No | Don't Know |  | Single Family Residence |  | No | No |  |  | Non-Lead
11563 | 203 W SCHARBAUER ST, HOBBS NM |  | No | No | Unknown - Unlikely Lead | Don't Know |  |  |  | No | Other |  | Will Inspect meter box at a later date | Unknown - Unlikely Lead |  |  |  | No | Other |  | Will Inspect meter box at a later date | Unknown | Don't Know | Don't Know |  | Building | Unknown | Unknown | No |  |  | Unknown
10985 | 313 W ROXANA ST, HOBBS NM |  | No | No | Unknown - Unlikely Lead | Don't Know |  |  |  | No | Other |  | Will Inspect meter box at a later date | Unknown - Unlikely Lead |  |  |  | No | Other |  | Will Inspect meter box at a later date | Unknown | Don't Know | Don't Know |  | Building | Unknown | Unknown | No |  |  | Unknown
11437 | 5314 W STEEL DRIVER RD, HOBBS NM |  | No | No | Non-Lead - Plastic | No | 2016 | 1 | Field inspection only with no records | Yes | Visual inspection at the meter pit | 09/30/2024 00:00:00 |  | Non-Lead - Plastic | 2016 | 3/4 | Field inspection only with no records | Yes | Visual inspection at the meter pit | 09/30/2024 00:00:00 |  | Non-Lead | No | No |  | Single Family Residence |  | No | No |  |  | Non-Lead
10668 | 2120 E PARKWOOD AVE, HOBBS NM |  | No | No | Non-Lead - Plastic | Don't Know | 2019 | 1 | Field inspection only with no records | Yes | Visual inspection at the meter pit | 08/19/2024 00:00:00 |  | Non-Lead - Plastic | 2019 | 1 | Field inspection only with no records | Yes | Visual inspection at the meter pit | 08/19/2024 00:00:00 |  | Non-Lead | No | Don't Know |  | Single Family Residence |  | No | No |  |  | Non-Lead
11036 | 1906 N ROJO DR, HOBBS NM |  | No | No | Unknown - Unlikely Lead | Don't Know |  |  |  | No | Other |  | Will Inspect meter box at a later date | Unknown - Unlikely Lead |  |  |  | No | Other |  | Will Inspect meter box at a later date | Unknown | Don't Know | Don't Know |  | Building | Unknown | Unknown | No |  |  | Unknown
11097 | 17 REGENCY SQ, HOBBS NM |  | No | No | Unknown - Unlikely Lead | Don't Know |  |  |  | No | Other |  | Will Inspect meter box at a later date | Unknown - Unlikely Lead |  |  |  | No | Other |  | Will Inspect meter box at a later date | Unknown | Don't Know | Don't Know |  | Building | Unknown | Unknown | No |  |  | Unknown
10559 | 1218 S PERRY DR, HOBBS NM |  | No | No | Unknown - Unlikely Lead | Don't Know |  |  |  | No | Other |  | Will Inspect meter box at a later date | Unknown - Unlikely Lead |  |  |  | No | Other |  | Will Inspect meter box at a later date | Unknown | Don't Know | Don't Know |  | Building | Unknown | Unknown | No |  |  | Unknown
11183 | 1601 E ROSE LN, HOBBS NM |  | No | No | Unknown - Unlikely Lead | Don't Know |  |  |  | No | Other |  | Will Inspect meter box at a later date | Unknown - Unlikely Lead |  |  |  | No | Other |  | Will Inspect meter box at a later date | Unknown | Don't Know | Don't Know |  | Building | Unknown | Unknown | No |  |  | Unknown
11117 | 1708 W RAIN, HOBBS NM |  | No | No | Non-Lead - Plastic | No | 2023 | 3/4 | Field inspection only with no records | Yes | Visual inspection at the meter pit | 05/26/2024 00:00:00 |  | Non-Lead - Plastic |  | 3/4 | Installation date after lead ban | Yes | Visual inspection at the meter pit | 05/26/2024 00:00:00 |  | Non-Lead | No | No |  | Single Family Residence |  | No | No |  |  | Non-Lead
10627 | 500 E PERMIAN DR, HOBBS NM |  | No | No | Unknown - Unlikely Lead | Don't Know |  |  |  | No | Other |  | Will Inspect meter box at a later date | Unknown - Unlikely Lead |  |  |  | No | Other |  | Will Inspect meter box at a later date | Unknown | Don't Know | Don't Know |  | Building | Unknown | Unknown | No |  |  | Unknown
10677 | 926 W PUEBLO AVE, HOBBS NM |  | No | No | Unknown - Unlikely Lead | Don't Know |  |  |  | No | Other |  | Will Inspect meter box at a later date | Unknown - Unlikely Lead |  |  |  | No | Other |  | Will Inspect meter box at a later date | Unknown | Don't Know | Don't Know |  | Building | Unknown | Unknown | No |  |  | Unknown
10522 | 1227 E PECOS DR, HOBBS NM |  | No | No | Unknown - Unlikely Lead | Don't Know |  |  |  | No | Other |  | Will Inspect meter box at a later date | Unknown - Unlikely Lead |  |  |  | No | Other |  | Will Inspect meter box at a later date | Unknown | Don't Know | Don't Know |  | Building | Unknown | Unknown | No |  |  | Unknown
11043 | 1919 N ROJO DR, HOBBS NM |  | No | No | Unknown - Unlikely Lead | Don't Know |  |  |  | No | Other |  | Will Inspect meter box at a later date | Unknown - Unlikely Lead |  |  |  | No | Other |  | Will Inspect meter box at a later date | Unknown | Don't Know | Don't Know |  | Building | Unknown | Unknown | No |  |  | Unknown
10860 | 2421 N QUIROZ DR, HOBBS NM |  | No | No | Unknown - Unlikely Lead | Don't Know |  |  |  | No | Other |  | Will Inspect meter box at a later date | Unknown - Unlikely Lead |  |  |  | No | Other |  | Will Inspect meter box at a later date | Unknown | Don't Know | Don't Know |  | Building | Unknown | Unknown | No |  |  | Unknown
11172 | 1702 E ROSE LN, HOBBS NM |  | No | No | Unknown - Unlikely Lead | Don't Know |  |  |  | No | Other |  | Will Inspect meter box at a later date | Unknown - Unlikely Lead |  |  |  | No | Other |  | Will Inspect meter box at a later date | Unknown | Don't Know | Don't Know |  | Building | Unknown | Unknown | No |  |  | Unknown
10793 | 1123 W PRINCESS JEANNE, HOBBS NM |  | No | No | Unknown - Unlikely Lead | Don't Know |  |  |  | No | Other |  | Will Inspect meter box at a later date | Unknown - Unlikely Lead |  |  |  | No | Other |  | Will Inspect meter box at a later date | Unknown | Don't Know | Don't Know |  | Building | Unknown | Unknown | No |  |  | Unknown
11505 | 410 E SCHARBAUER ST, HOBBS NM |  | No | No | Unknown - Unlikely Lead | Don't Know |  |  |  | No | Other |  | Will Inspect meter box at a later date | Unknown - Unlikely Lead |  |  |  | No | Other |  | Will Inspect meter box at a later date | Unknown | Don't Know | Don't Know |  | Building | Unknown | Unknown | No |  |  | Unknown
11056 | 215 W ROJO DR, HOBBS NM |  | No | No | Unknown - Unlikely Lead | Don't Know |  |  |  | No | Other |  | Will Inspect meter box at a later date | Unknown - Unlikely Lead |  |  |  | No | Other |  | Will Inspect meter box at a later date | Unknown | Don't Know | Don't Know |  | Building | Unknown | Unknown | No |  |  | Unknown
11441 | 5311 W STEEL DRIVER RD, HOBBS NM |  | No | No | Non-Lead - Plastic | No | 2016 | 1 | Field inspection only with no records | Yes | Visual inspection at the meter pit | 09/30/2024 00:00:00 |  | Non-Lead - Plastic | 2016 | 3/4 | Field inspection only with no records | Yes | Visual inspection at the meter pit | 09/30/2024 00:00:00 |  | Non-Lead | No | No |  | Single Family Residence |  | No | No |  |  | Non-Lead
10647 | 216 W PERMIAN DR, HOBBS NM |  | No | No | Unknown - Unlikely Lead | Don't Know |  |  |  | No | Other |  | Will Inspect meter box at a later date | Unknown - Unlikely Lead |  |  |  | No | Other |  | Will Inspect meter box at a later date | Unknown | Don't Know | Don't Know |  | Building | Unknown | Unknown | No |  |  | Unknown
10922 | 415 E ROXANA ST, HOBBS NM |  | No | No | Unknown - Unlikely Lead | Don't Know |  |  |  | No | Other |  | Will Inspect meter box at a later date | Unknown - Unlikely Lead |  |  |  | No | Other |  | Will Inspect meter box at a later date | Unknown | Don't Know | Don't Know |  | Building | Unknown | Unknown | No |  |  | Unknown
10607 | 608 E PERMIAN DR, HOBBS NM |  | No | No | Unknown - Unlikely Lead | Don't Know |  |  |  | No | Other |  | Will Inspect meter box at a later date | Unknown - Unlikely Lead |  |  |  | No | Other |  | Will Inspect meter box at a later date | Unknown | Don't Know | Don't Know |  | Building | Unknown | Unknown | No |  |  | Unknown
10817 | 2614 PROPPS DR, HOBBS NM |  | No | No | Unknown - Unlikely Lead | Don't Know |  |  |  | No | Other |  | Will Inspect meter box at a later date | Unknown - Unlikely Lead |  |  |  | No | Other |  | Will Inspect meter box at a later date | Unknown | Don't Know | Don't Know |  | Building | Unknown | Unknown | No |  |  | Unknown
11050 | 200 W ROJO DR, HOBBS NM |  | No | No | Unknown - Unlikely Lead | Don't Know |  |  |  | No | Other |  | Will Inspect meter box at a later date | Unknown - Unlikely Lead |  |  |  | No | Other |  | Will Inspect meter box at a later date | Unknown | Don't Know | Don't Know |  | Building | Unknown | Unknown | No |  |  | Unknown
10970 | 1009 W ROXANA ST, HOBBS NM |  | No | No | Unknown - Unlikely Lead | Don't Know |  |  |  | No | Other |  | Will Inspect meter box at a later date | Unknown - Unlikely Lead |  |  |  | No | Other |  | Will Inspect meter box at a later date | Unknown | Don't Know | Don't Know |  | Building | Unknown | Unknown | No |  |  | Unknown
11188 | 1208 E ROSE LN, HOBBS NM |  | No | No | Unknown - Unlikely Lead | Don't Know |  |  |  | No | Other |  | Will Inspect meter box at a later date | Unknown - Unlikely Lead |  |  |  | No | Other |  | Will Inspect meter box at a later date | Unknown | Don't Know | Don't Know |  | Building | Unknown | Unknown | No |  |  | Unknown
1061 | 4917 BIG CY RD, HOBBS NM |  | No | No | Non-Lead - Plastic | No | 2015 | 3/4 | Field inspection only with no records | Yes | Visual inspection at the meter pit | 05/26/2024 00:00:00 |  | Non-Lead - Plastic | 2015 | 3/4 | Installation date after lead ban | Yes | Visual inspection at the meter pit | 05/26/2024 00:00:00 |  | Non-Lead | No | No |  | Single Family Residence |  | No | No |  |  | Non-Lead
10679 | 921 W PUEBLO AVE, HOBBS NM |  | No | No | Unknown - Unlikely Lead | Don't Know |  |  |  | No | Other |  | Will Inspect meter box at a later date | Unknown - Unlikely Lead |  |  |  | No | Other |  | Will Inspect meter box at a later date | Unknown | Don't Know | Don't Know |  | Building | Unknown | Unknown | No |  |  | Unknown
10932 | 817 E ROXANA ST, HOBBS NM |  | No | No | Unknown - Unlikely Lead | Don't Know |  |  |  | No | Other |  | Will Inspect meter box at a later date | Unknown - Unlikely Lead |  |  |  | No | Other |  | Will Inspect meter box at a later date | Unknown | Don't Know | Don't Know |  | Building | Unknown | Unknown | No |  |  | Unknown
10521 | 1313 E PECOS DR, HOBBS NM |  | No | No | Unknown - Unlikely Lead | Don't Know |  |  |  | No | Other |  | Will Inspect meter box at a later date | Unknown - Unlikely Lead |  |  |  | No | Other |  | Will Inspect meter box at a later date | Unknown | Don't Know | Don't Know |  | Building | Unknown | Unknown | No |  |  | Unknown
11334 | 1521 E SANGER ST, HOBBS NM |  | No | No | Unknown - Unlikely Lead | Don't Know |  |  |  | No | Other |  | Will Inspect meter box at a later date | Unknown - Unlikely Lead |  |  |  | No | Other |  | Will Inspect meter box at a later date | Unknown | Don't Know | Don't Know |  | Building | Unknown | Unknown | No |  |  | Unknown
11205 | 2419 N ROUNDUP DR, HOBBS NM |  | No | No | Unknown - Unlikely Lead | Don't Know |  |  |  | No | Other |  | Will Inspect meter box at a later date | Unknown - Unlikely Lead |  |  |  | No | Other |  | Will Inspect meter box at a later date | Unknown | Don't Know | Don't Know |  | Building | Unknown | Unknown | No |  |  | Unknown
11142 | 1808 E ROSE LN, HOBBS NM |  | No | No | Unknown - Unlikely Lead | Don't Know |  |  |  | No | Other |  | Will Inspect meter box at a later date | Unknown - Unlikely Lead |  |  |  | No | Other |  | Will Inspect meter box at a later date | Unknown | Don't Know | Don't Know |  | Building | Unknown | Unknown | No |  |  | Unknown
111 | 46 ACOMA CT, HOBBS NM |  | No | No | Unknown - Unlikely Lead | Don't Know |  |  |  | No | Other |  | Will Inspect meter box at a later date | Unknown - Unlikely Lead |  |  |  | No | Other |  | Will Inspect meter box at a later date | Unknown | Don't Know | Don't Know |  | Building | Unknown | Unknown | No |  |  | Unknown
10682 | 914 W PUEBLO AVE, HOBBS NM |  | No | No | Unknown - Unlikely Lead | Don't Know |  |  |  | No | Other |  | Will Inspect meter box at a later date | Unknown - Unlikely Lead |  |  |  | No | Other |  | Will Inspect meter box at a later date | Unknown | Don't Know | Don't Know |  | Building | Unknown | Unknown | No |  |  | Unknown
11026 | 2020 N ROJO DR, HOBBS NM |  | No | No | Unknown - Unlikely Lead | Don't Know |  |  |  | No | Other |  | Will Inspect meter box at a later date | Unknown - Unlikely Lead |  |  |  | No | Other |  | Will Inspect meter box at a later date | Unknown | Don't Know | Don't Know |  | Building | Unknown | Unknown | No |  |  | Unknown
10610 | 209 E PERMIAN DR, HOBBS NM |  | No | No | Unknown - Unlikely Lead | Don't Know |  |  |  | No | Other |  | Will Inspect meter box at a later date | Unknown - Unlikely Lead |  |  |  | No | Other |  | Will Inspect meter box at a later date | Unknown | Don't Know | Don't Know |  | Building | Unknown | Unknown | No |  |  | Unknown
11312 | 1000 E SANGER ST, HOBBS NM |  | No | No | Unknown - Unlikely Lead | Don't Know |  |  |  | No | Other |  | Will Inspect meter box at a later date | Unknown - Unlikely Lead |  |  |  | No | Other |  | Will Inspect meter box at a later date | Unknown | Don't Know | Don't Know |  | Building | Unknown | Unknown | No |  |  | Unknown
10795 | 1004 W PRINCESS JEANNE, HOBBS NM |  | No | No | Unknown - Unlikely Lead | Don't Know |  |  |  | No | Other |  | Will Inspect meter box at a later date | Unknown - Unlikely Lead |  |  |  | No | Other |  | Will Inspect meter box at a later date | Unknown | Don't Know | Don't Know |  | Building | Unknown | Unknown | No |  |  | Unknown
10856 | 103 PERMIAN PL, HOBBS NM |  | No | No | Unknown - Unlikely Lead | Don't Know |  |  |  | No | Other |  | Will Inspect meter box at a later date | Unknown - Unlikely Lead |  |  |  | No | Other |  | Will Inspect meter box at a later date | Unknown | Don't Know | Don't Know |  | Building | Unknown | Unknown | No |  |  | Unknown
11268 | 400 E SANGER ST, HOBBS NM |  | No | No | Unknown - Unlikely Lead | Don't Know |  |  |  | No | Other |  | Will Inspect meter box at a later date | Unknown - Unlikely Lead |  |  |  | No | Other |  | Will Inspect meter box at a later date | Unknown | Don't Know | Don't Know |  | Building | Unknown | Unknown | No |  |  | Unknown
10569 | 1213 S PERRY DR, HOBBS NM |  | No | No | Unknown - Unlikely Lead | Don't Know |  |  |  | No | Other |  | Will Inspect meter box at a later date | Unknown - Unlikely Lead |  |  |  | No | Other |  | Will Inspect meter box at a later date | Unknown | Don't Know | Don't Know |  | Building | Unknown | Unknown | No |  |  | Unknown
11275 | 1118 E SANGER ST, HOBBS NM |  | No | No | Unknown - Unlikely Lead | Don't Know |  |  |  | No | Other |  | Will Inspect meter box at a later date | Unknown - Unlikely Lead |  |  |  | No | Other |  | Will Inspect meter box at a later date | Unknown | Don't Know | Don't Know |  | Building | Unknown | Unknown | No |  |  | Unknown
11230 | 915 W SANGER ST, HOBBS NM |  | No | No | Unknown - Unlikely Lead | Don't Know |  |  |  | No | Other |  | Will Inspect meter box at a later date | Unknown - Unlikely Lead |  |  |  | No | Other |  | Will Inspect meter box at a later date | Unknown | Don't Know | Don't Know |  | Building | Unknown | Unknown | No |  |  | Unknown
10972 | 401 W ROXANA ST, HOBBS NM |  | No | No | Unknown - Unlikely Lead | Don't Know |  |  |  | No | Other |  | Will Inspect meter box at a later date | Unknown - Unlikely Lead |  |  |  | No | Other |  | Will Inspect meter box at a later date | Unknown | Don't Know | Don't Know |  | Building | Unknown | Unknown | No |  |  | Unknown
11098 | 3 REGENCY SQ, HOBBS NM |  | No | No | Unknown - Unlikely Lead | Don't Know |  |  |  | No | Other |  | Will Inspect meter box at a later date | Unknown - Unlikely Lead |  |  |  | No | Other |  | Will Inspect meter box at a later date | Unknown | Don't Know | Don't Know |  | Building | Unknown | Unknown | No |  |  | Unknown
10966 | 501 W ROXANA ST, HOBBS NM |  | No | No | Unknown - Unlikely Lead | Don't Know |  |  |  | No | Other |  | Will Inspect meter box at a later date | Unknown - Unlikely Lead |  |  |  | No | Other |  | Will Inspect meter box at a later date | Unknown | Don't Know | Don't Know |  | Building | Unknown | Unknown | No |  |  | Unknown
10783 | 1105 W PRINCESS JEANNE, HOBBS NM |  | No | No | Unknown - Unlikely Lead | Don't Know |  |  |  | No | Other |  | Will Inspect meter box at a later date | Unknown - Unlikely Lead |  |  |  | No | Other |  | Will Inspect meter box at a later date | Unknown | Don't Know | Don't Know |  | Building | Unknown | Unknown | No |  |  | Unknown
11176 | 1909 E ROSE LN, HOBBS NM |  | No | No | Non-Lead - Plastic | No | 2019 | 1 | Field inspection only with no records | No | Visual inspection at the meter pit | 09/02/2024 00:00:00 |  | Non-Lead - Plastic | 2019 | 1 | Installation date after lead ban | No | Visual inspection at the meter pit | 09/02/2024 00:00:00 |  | Non-Lead | No | No |  | Single Family Residence |  | No | No |  |  | Non-Lead
10604 | 602 E PERMIAN DR, HOBBS NM |  | No | No | Unknown - Unlikely Lead | Don't Know |  |  |  | No | Other |  | Will Inspect meter box at a later date | Unknown - Unlikely Lead |  |  |  | No | Other |  | Will Inspect meter box at a later date | Unknown | Don't Know | Don't Know |  | Building | Unknown | Unknown | No |  |  | Unknown
10754 | 1300 W PRINCESS JEANNE, HOBBS NM |  | No | No | Unknown - Unlikely Lead | Don't Know |  |  |  | No | Other |  | Will Inspect meter box at a later date | Unknown - Unlikely Lead |  |  |  | No | Other |  | Will Inspect meter box at a later date | Unknown | Don't Know | Don't Know |  | Building | Unknown | Unknown | No |  |  | Unknown
10801 | 1008 W PRINCESS JEANNE, HOBBS NM |  | No | No | Unknown - Unlikely Lead | Don't Know |  |  |  | No | Other |  | Will Inspect meter box at a later date | Unknown - Unlikely Lead |  |  |  | No | Other |  | Will Inspect meter box at a later date | Unknown | Don't Know | Don't Know |  | Building | Unknown | Unknown | No |  |  | Unknown
10943 | 209 E ROXANA ST, HOBBS NM |  | No | No | Unknown - Unlikely Lead | Don't Know |  |  |  | No | Other |  | Will Inspect meter box at a later date | Unknown - Unlikely Lead |  |  |  | No | Other |  | Will Inspect meter box at a later date | Unknown | Don't Know | Don't Know |  | Building | Unknown | Unknown | No |  |  | Unknown
11418 | 4813 W STEEL DRIVER RD, HOBBS NM |  | No | No | Non-Lead - Plastic | No | 2016 | 1 | Field inspection only with no records | Yes | Visual inspection at the meter pit | 09/30/2024 00:00:00 |  | Non-Lead - Plastic | 2016 | 3/4 | Field inspection only with no records | Yes | Visual inspection at the meter pit | 09/30/2024 00:00:00 |  | Non-Lead | No | No |  | Single Family Residence |  | No | No |  |  | Non-Lead
11099 | 26 REGENCY SQ, HOBBS NM |  | No | No | Unknown - Unlikely Lead | Don't Know |  |  |  | No | Other |  | Will Inspect meter box at a later date | Unknown - Unlikely Lead |  |  |  | No | Other |  | Will Inspect meter box at a later date | Unknown | Don't Know | Don't Know |  | Building | Unknown | Unknown | No |  |  | Unknown
11521 | 204 E SCHARBAUER ST, HOBBS NM |  | No | No | Unknown - Unlikely Lead | Don't Know |  |  |  | No | Other |  | Will Inspect meter box at a later date | Unknown - Unlikely Lead |  |  |  | No | Other |  | Will Inspect meter box at a later date | Unknown | Don't Know | Don't Know |  | Building | Unknown | Unknown | No |  |  | Unknown
10582 | 1011 N PECAN DR, HOBBS NM |  | No | No | Unknown - Unlikely Lead | Don't Know |  |  |  | No | Other |  | Will Inspect meter box at a later date | Unknown - Unlikely Lead |  |  |  | No | Other |  | Will Inspect meter box at a later date | Unknown | Don't Know | Don't Know |  | Building | Unknown | Unknown | No |  |  | Unknown
11554 | 222 W SCHARBAUER ST, HOBBS NM |  | No | No | Unknown - Unlikely Lead | Don't Know |  |  |  | No | Other |  | Will Inspect meter box at a later date | Unknown - Unlikely Lead |  |  |  | No | Other |  | Will Inspect meter box at a later date | Unknown | Don't Know | Don't Know |  | Building | Unknown | Unknown | No |  |  | Unknown
10611 | 614 E PERMIAN DR, HOBBS NM |  | No | No | Unknown - Unlikely Lead | Don't Know |  |  |  | No | Other |  | Will Inspect meter box at a later date | Unknown - Unlikely Lead |  |  |  | No | Other |  | Will Inspect meter box at a later date | Unknown | Don't Know | Don't Know |  | Building | Unknown | Unknown | No |  |  | Unknown
10883 | 307 W RAINBOW DR, HOBBS NM |  | No | No | Unknown - Unlikely Lead | Don't Know |  |  |  | No | Other |  | Will Inspect meter box at a later date | Unknown - Unlikely Lead |  |  |  | No | Other |  | Will Inspect meter box at a later date | Unknown | Don't Know | Don't Know |  | Building | Unknown | Unknown | No |  |  | Unknown
11041 | 1933 N ROJO DR, HOBBS NM |  | No | No | Unknown - Unlikely Lead | Don't Know |  |  |  | No | Other |  | Will Inspect meter box at a later date | Unknown - Unlikely Lead |  |  |  | No | Other |  | Will Inspect meter box at a later date | Unknown | Don't Know | Don't Know |  | Building | Unknown | Unknown | No |  |  | Unknown
11203 | 2429 N ROUNDUP DR, HOBBS NM |  | No | No | Unknown - Unlikely Lead | Don't Know |  |  |  | No | Other |  | Will Inspect meter box at a later date | Unknown - Unlikely Lead |  |  |  | No | Other |  | Will Inspect meter box at a later date | Unknown | Don't Know | Don't Know |  | Building | Unknown | Unknown | No |  |  | Unknown
11340 | 828 E SANGER ST, HOBBS NM |  | No | No | Unknown - Unlikely Lead | Don't Know |  |  |  | No | Other |  | Will Inspect meter box at a later date | Unknown - Unlikely Lead |  |  |  | No | Other |  | Will Inspect meter box at a later date | Unknown | Don't Know | Don't Know |  | Building | Unknown | Unknown | No |  |  | Unknown
1109 | 5114 W BIG RED RD, HOBBS NM |  | No | No | Non-Lead - Plastic | No | 2015 | 3/4 | Field inspection only with no records | Yes | Visual inspection at the meter pit | 05/26/2024 00:00:00 |  | Non-Lead - Plastic | 2015 | 3/4 | Installation date after lead ban | Yes | Visual inspection at the meter pit | 05/26/2024 00:00:00 |  | Non-Lead | No | No |  | Single Family Residence |  | No | No |  |  | Non-Lead
10887 | 101 W RAINBOW DR, HOBBS NM |  | No | No | Unknown - Unlikely Lead | Don't Know |  |  |  | No | Other |  | Will Inspect meter box at a later date | Unknown - Unlikely Lead |  |  |  | No | Other |  | Will Inspect meter box at a later date | Unknown | Don't Know | Don't Know |  | Building | Unknown | Unknown | No |  |  | Unknown
10989 | 525 W ROXANA ST, HOBBS NM |  | No | No | Unknown - Unlikely Lead | Don't Know |  |  |  | No | Other |  | Will Inspect meter box at a later date | Unknown - Unlikely Lead |  |  |  | No | Other |  | Will Inspect meter box at a later date | Unknown | Don't Know | Don't Know |  | Building | Unknown | Unknown | No |  |  | Unknown
10921 | 913 E ROXANA ST, HOBBS NM |  | No | No | Unknown - Unlikely Lead | Don't Know |  |  |  | No | Other |  | Will Inspect meter box at a later date | Unknown - Unlikely Lead |  |  |  | No | Other |  | Will Inspect meter box at a later date | Unknown | Don't Know | Don't Know |  | Building | Unknown | Unknown | No |  |  | Unknown
11156 | 1727 E ROSE LN, HOBBS NM |  | No | No | Unknown - Unlikely Lead | Don't Know |  |  |  | No | Other |  | Will Inspect meter box at a later date | Unknown - Unlikely Lead |  |  |  | No | Other |  | Will Inspect meter box at a later date | Unknown | Don't Know | Don't Know |  | Building | Unknown | Unknown | No |  |  | Unknown
10982 | 1007 W ROXANA ST, HOBBS NM |  | No | No | Unknown - Unlikely Lead | Don't Know |  |  |  | No | Other |  | Will Inspect meter box at a later date | Unknown - Unlikely Lead |  |  |  | No | Other |  | Will Inspect meter box at a later date | Unknown | Don't Know | Don't Know |  | Building | Unknown | Unknown | No |  |  | Unknown
1113 | 5013 W BIG RED RD, HOBBS NM |  | No | No | Non-Lead - Plastic | No | 2015 | 3/4 | Field inspection only with no records | Yes | Visual inspection at the meter pit | 05/26/2024 00:00:00 |  | Non-Lead - Plastic | 2015 | 3/4 | Installation date after lead ban | Yes | Visual inspection at the meter pit | 05/26/2024 00:00:00 |  | Non-Lead | No | No |  | Single Family Residence |  | No | No |  |  | Non-Lead
11432 | 5103 W STEEL DRIVER RD, HOBBS NM |  | No | No | Non-Lead - Plastic | No | 2016 | 1 | Field inspection only with no records | Yes | Visual inspection at the meter pit | 09/30/2024 00:00:00 |  | Non-Lead - Plastic | 2016 | 3/4 | Field inspection only with no records | Yes | Visual inspection at the meter pit | 09/30/2024 00:00:00 |  | Non-Lead | No | No |  | Single Family Residence |  | No | No |  |  | Non-Lead
1092 | 5025 W BIG RED RD, HOBBS NM |  | No | No | Non-Lead - Plastic | No | 2015 | 3/4 | Field inspection only with no records | Yes | Visual inspection at the meter pit | 05/26/2024 00:00:00 |  | Non-Lead - Plastic | 2015 | 3/4 | Installation date after lead ban | Yes | Visual inspection at the meter pit | 05/26/2024 00:00:00 |  | Non-Lead | No | No |  | Single Family Residence |  | No | No |  |  | Non-Lead
108 | 2 ACOMA CT, HOBBS NM |  | No | No | Unknown - Unlikely Lead | Don't Know |  |  |  | No | Other |  | Will Inspect meter box at a later date | Unknown - Unlikely Lead |  |  |  | No | Other |  | Will Inspect meter box at a later date | Unknown | Don't Know | Don't Know |  | Building | Unknown | Unknown | No |  |  | Unknown
11549 | 1515 E SCHARBAUER ST, HOBBS NM |  | No | No | Unknown - Unlikely Lead | Don't Know |  |  |  | No | Other |  | Will Inspect meter box at a later date | Unknown - Unlikely Lead |  |  |  | No | Other |  | Will Inspect meter box at a later date | Unknown | Don't Know | Don't Know |  | Building | Unknown | Unknown | No |  |  | Unknown
1057 | 4508 N BACKSTRETCH RD, HOBBS NM |  | No | No | Non-Lead - Plastic | No | 2015 | 3/4 | Field inspection only with no records | Yes | Visual inspection at the meter pit | 05/26/2024 00:00:00 |  | Non-Lead - Plastic | 2015 | 3/4 | Installation date after lead ban | Yes | Visual inspection at the meter pit | 05/26/2024 00:00:00 |  | Non-Lead | No | No |  | Single Family Residence |  | No | No |  |  | Non-Lead
11369 | 1401 E SANGER ST, HOBBS NM |  | No | No | Unknown - Unlikely Lead | Don't Know |  |  |  | No | Other |  | Will Inspect meter box at a later date | Unknown - Unlikely Lead |  |  |  | No | Other |  | Will Inspect meter box at a later date | Unknown | Don't Know | Don't Know |  | Building | Unknown | Unknown | No |  |  | Unknown
10537 | 1224 S PARKWAY ST, HOBBS NM |  | No | No | Unknown - Unlikely Lead | Don't Know |  |  |  | No | Other |  | Will Inspect meter box at a later date | Unknown - Unlikely Lead |  |  |  | No | Other |  | Will Inspect meter box at a later date | Unknown | Don't Know | Don't Know |  | Building | Unknown | Unknown | No |  |  | Unknown
11262 | 2916 E SANGER ST, HOBBS NM |  | No | No | Unknown - Unlikely Lead | Don't Know |  |  |  | No | Other |  | Will Inspect meter box at a later date | Unknown - Unlikely Lead |  |  |  | No | Other |  | Will Inspect meter box at a later date | Unknown | Don't Know | Don't Know |  | Building | Unknown | Unknown | No |  |  | Unknown
11520 | 416 E SCHARBAUER ST, HOBBS NM |  | No | No | Unknown - Unlikely Lead | Don't Know |  |  |  | No | Other |  | Will Inspect meter box at a later date | Unknown - Unlikely Lead |  |  |  | No | Other |  | Will Inspect meter box at a later date | Unknown | Don't Know | Don't Know |  | Building | Unknown | Unknown | No |  |  | Unknown
1151 | 5102 W BIG RED RD, HOBBS NM |  | No | No | Non-Lead - Plastic | No | 2015 | 3/4 | Field inspection only with no records | Yes | Visual inspection at the meter pit | 05/26/2024 00:00:00 |  | Non-Lead - Plastic | 2015 | 3/4 | Installation date after lead ban | Yes | Visual inspection at the meter pit | 05/26/2024 00:00:00 |  | Non-Lead | No | No |  | Single Family Residence |  | No | No |  |  | Non-Lead
11479 | 2116 E SADDLE CLUB DR, HOBBS NM |  | No | No | Non-Lead - Copper | No | 2007 | 3/4 | Field inspection only with no records | Yes | Visual inspection at the meter pit | 05/26/2024 00:00:00 |  | Non-Lead - Copper | 2007 | 3/4 | Installation date after lead ban | Yes | Visual inspection at the meter pit | 05/26/2024 00:00:00 |  | Non-Lead | No | No |  | Single Family Residence |  | No | No |  |  | Non-Lead
11457 | 805 W SAYERS DR, HOBBS NM |  | No | No | Unknown - Unlikely Lead | Don't Know |  |  |  | No | Other |  | Will Inspect meter box at a later date | Unknown - Unlikely Lead |  |  |  | No | Other |  | Will Inspect meter box at a later date | Unknown | Don't Know | Don't Know |  | Building | Unknown | Unknown | No |  |  | Unknown
11550 | 300 E SCHARBAUER ST, HOBBS NM |  | No | No | Unknown - Unlikely Lead | Don't Know |  |  |  | No | Other |  | Will Inspect meter box at a later date | Unknown - Unlikely Lead |  |  |  | No | Other |  | Will Inspect meter box at a later date | Unknown | Don't Know | Don't Know |  | Building | Unknown | Unknown | No |  |  | Unknown
10828 | 2603 PROPPS DR, HOBBS NM |  | No | No | Unknown - Unlikely Lead | Don't Know |  |  |  | No | Other |  | Will Inspect meter box at a later date | Unknown - Unlikely Lead |  |  |  | No | Other |  | Will Inspect meter box at a later date | Unknown | Don't Know | Don't Know |  | Building | Unknown | Unknown | No |  |  | Unknown
11235 | 1612 W SANGER ST, HOBBS NM |  | No | No | Unknown - Unlikely Lead | Don't Know |  |  |  | No | Other |  | Will Inspect meter box at a later date | Unknown - Unlikely Lead |  |  |  | No | Other |  | Will Inspect meter box at a later date | Unknown | Don't Know | Don't Know |  | Building | Unknown | Unknown | No |  |  | Unknown
1072 | 4830 BIG CY RD, HOBBS NM |  | No | No | Non-Lead - Plastic | No | 2015 | 3/4 | Field inspection only with no records | Yes | Visual inspection at the meter pit | 05/26/2024 00:00:00 |  | Non-Lead - Plastic | 2015 | 3/4 | Installation date after lead ban | Yes | Visual inspection at the meter pit | 05/26/2024 00:00:00 |  | Non-Lead | No | No |  | Single Family Residence |  | No | No |  |  | Non-Lead
10705 | 1423 W PONDEROSA DR, HOBBS NM |  | No | No | Non-Lead - Plastic | No | 2020 | 1 | Installation date after lead ban | No | Other |  | GIS verfied because of being built after ban | Non-Lead - Plastic | 2020 | 1 | Installation date after lead ban | No | Other |  | Newer Construction, verified by GIS Mapping |  | No | No |  | Single Family Residence | Unknown | No | No |  |  | Non-Lead
11489 | 111 E SCHARBAUER ST, HOBBS NM |  | No | No | Unknown - Unlikely Lead | Don't Know |  |  |  | No | Other |  | Will Inspect meter box at a later date | Unknown - Unlikely Lead |  |  |  | No | Other |  | Will Inspect meter box at a later date | Unknown | Don't Know | Don't Know |  | Building | Unknown | Unknown | No |  |  | Unknown
1127 | 4902 W BIG RED RD, HOBBS NM |  | No | No | Non-Lead - Plastic | No | 2015 | 3/4 | Field inspection only with no records | Yes | Visual inspection at the meter pit | 05/26/2024 00:00:00 |  | Non-Lead - Plastic | 2015 | 3/4 | Installation date after lead ban | Yes | Visual inspection at the meter pit | 05/26/2024 00:00:00 |  | Non-Lead | No | No |  | Single Family Residence |  | No | No |  |  | Non-Lead
10532 | 1231 S PARKWAY DR, HOBBS NM |  | No | No | Unknown - Unlikely Lead | Don't Know |  |  |  | No | Other |  | Will Inspect meter box at a later date | Unknown - Unlikely Lead |  |  |  | No | Other |  | Will Inspect meter box at a later date | Unknown | Don't Know | Don't Know |  | Building | Unknown | Unknown | No |  |  | Unknown
11233 | 1612B W SANGER ST, HOBBS NM |  | No | No | Unknown - Unlikely Lead | Don't Know |  |  |  | No | Other |  | Will Inspect meter box at a later date | Unknown - Unlikely Lead |  |  |  | No | Other |  | Will Inspect meter box at a later date | Unknown | Don't Know | Don't Know |  | Building | Unknown | Unknown | No |  |  | Unknown
11305 | 2930 E SANGER ST, HOBBS NM |  | No | No | Unknown - Unlikely Lead | Don't Know |  |  |  | No | Other |  | Will Inspect meter box at a later date | Unknown - Unlikely Lead |  |  |  | No | Other |  | Will Inspect meter box at a later date | Unknown | Don't Know | Don't Know |  | Building | Unknown | Unknown | No |  |  | Unknown
10822 | 2718 PROPPS DR, HOBBS NM |  | No | No | Unknown - Unlikely Lead | Don't Know |  |  |  | No | Other |  | Will Inspect meter box at a later date | Unknown - Unlikely Lead |  |  |  | No | Other |  | Will Inspect meter box at a later date | Unknown | Don't Know | Don't Know |  | Building | Unknown | Unknown | No |  |  | Unknown
10691 | 927 W PUEBLO AVE, HOBBS NM |  | No | No | Unknown - Unlikely Lead | Don't Know |  |  |  | No | Other |  | Will Inspect meter box at a later date | Unknown - Unlikely Lead |  |  |  | No | Other |  | Will Inspect meter box at a later date | Unknown | Don't Know | Don't Know |  | Building | Unknown | Unknown | No |  |  | Unknown
10827 | 2625 PROPPS DR, HOBBS NM |  | No | No | Unknown - Unlikely Lead | Don't Know |  |  |  | No | Other |  | Will Inspect meter box at a later date | Unknown - Unlikely Lead |  |  |  | No | Other |  | Will Inspect meter box at a later date | Unknown | Don't Know | Don't Know |  | Building | Unknown | Unknown | No |  |  | Unknown
11498 | 200 E SCHARBAUER ST, HOBBS NM |  | No | No | Unknown - Unlikely Lead | Don't Know |  |  |  | No | Other |  | Will Inspect meter box at a later date | Unknown - Unlikely Lead |  |  |  | No | Other |  | Will Inspect meter box at a later date | Unknown | Don't Know | Don't Know |  | Building | Unknown | Unknown | No |  |  | Unknown
10925 | 309 E ROXANA ST, HOBBS NM |  | No | No | Unknown - Unlikely Lead | Don't Know |  |  |  | No | Other |  | Will Inspect meter box at a later date | Unknown - Unlikely Lead |  |  |  | No | Other |  | Will Inspect meter box at a later date | Unknown | Don't Know | Don't Know |  | Building | Unknown | Unknown | No |  |  | Unknown
10935 | 417 E ROXANA ST, HOBBS NM |  | No | No | Unknown - Unlikely Lead | Don't Know |  |  |  | No | Other |  | Will Inspect meter box at a later date | Unknown - Unlikely Lead |  |  |  | No | Other |  | Will Inspect meter box at a later date | Unknown | Don't Know | Don't Know |  | Building | Unknown | Unknown | No |  |  | Unknown
10897 | 406 W RAINBOW DR, HOBBS NM |  | No | No | Unknown - Unlikely Lead | Don't Know |  |  |  | No | Other |  | Will Inspect meter box at a later date | Unknown - Unlikely Lead |  |  |  | No | Other |  | Will Inspect meter box at a later date | Unknown | Don't Know | Don't Know |  | Building | Unknown | Unknown | No |  |  | Unknown
1131 | 4726 W BIG RED RD, HOBBS NM |  | No | No | Non-Lead - Plastic | No | 2015 | 3/4 | Field inspection only with no records | Yes | Visual inspection at the meter pit | 05/26/2024 00:00:00 |  | Non-Lead - Plastic | 2015 | 3/4 | Installation date after lead ban | Yes | Visual inspection at the meter pit | 05/26/2024 00:00:00 |  | Non-Lead | No | No |  | Single Family Residence |  | No | No |  |  | Non-Lead
10530 | 1226 S PARKWAY DR, HOBBS NM |  | No | No | Unknown - Unlikely Lead | Don't Know |  |  |  | No | Other |  | Will Inspect meter box at a later date | Unknown - Unlikely Lead |  |  |  | No | Other |  | Will Inspect meter box at a later date | Unknown | Don't Know | Don't Know |  | Building | Unknown | Unknown | No |  |  | Unknown
11364 | 1938 E SANGER ST, HOBBS NM |  | No | No | Unknown - Unlikely Lead | Don't Know |  |  |  | No | Other |  | Will Inspect meter box at a later date | Unknown - Unlikely Lead |  |  |  | No | Other |  | Will Inspect meter box at a later date | Unknown | Don't Know | Don't Know |  | Building | Unknown | Unknown | No |  |  | Unknown
10915 | 821 E ROXANA ST, HOBBS NM |  | No | No | Unknown - Unlikely Lead | Don't Know |  |  |  | No | Other |  | Will Inspect meter box at a later date | Unknown - Unlikely Lead |  |  |  | No | Other |  | Will Inspect meter box at a later date | Unknown | Don't Know | Don't Know |  | Building | Unknown | Unknown | No |  |  | Unknown
11170 | 1419 E ROSE LN, HOBBS NM |  | No | No | Unknown - Unlikely Lead | Don't Know |  |  |  | No | Other |  | Will Inspect meter box at a later date | Unknown - Unlikely Lead |  |  |  | No | Other |  | Will Inspect meter box at a later date | Unknown | Don't Know | Don't Know |  | Building | Unknown | Unknown | No |  |  | Unknown
1148 | 5307 W BIG RED RD, HOBBS NM |  | No | No | Non-Lead - Plastic | No | 2015 | 3/4 | Field inspection only with no records | Yes | Visual inspection at the meter pit | 05/26/2024 00:00:00 |  | Non-Lead - Plastic | 2015 | 3/4 | Installation date after lead ban | Yes | Visual inspection at the meter pit | 05/26/2024 00:00:00 |  | Non-Lead | No | No |  | Single Family Residence |  | No | No |  |  | Non-Lead
1073 | 4813 BIG CY RD, HOBBS NM |  | No | No | Non-Lead - Plastic | No | 2015 | 3/4 | Field inspection only with no records | Yes | Visual inspection at the meter pit | 05/26/2024 00:00:00 |  | Non-Lead - Plastic | 2015 | 3/4 | Installation date after lead ban | Yes | Visual inspection at the meter pit | 05/26/2024 00:00:00 |  | Non-Lead | No | No |  | Single Family Residence |  | No | No |  |  | Non-Lead
1153 | 5212 W BIG RED RD, HOBBS NM |  | No | No | Non-Lead - Plastic | No | 2015 | 3/4 | Field inspection only with no records | Yes | Visual inspection at the meter pit | 05/26/2024 00:00:00 |  | Non-Lead - Plastic | 2015 | 3/4 | Installation date after lead ban | Yes | Visual inspection at the meter pit | 05/26/2024 00:00:00 |  | Non-Lead | No | No |  | Single Family Residence |  | No | No |  |  | Non-Lead
10600 | 625 E PERMIAN DR, HOBBS NM |  | No | No | Unknown - Unlikely Lead | Don't Know |  |  |  | No | Other |  | Will Inspect meter box at a later date | Unknown - Unlikely Lead |  |  |  | No | Other |  | Will Inspect meter box at a later date | Unknown | Don't Know | Don't Know |  | Building | Unknown | Unknown | No |  |  | Unknown
10836 | 1318 W PAIGE DR, HOBBS NM |  | No | No | Unknown - Unlikely Lead | Don't Know |  |  |  | No | Other |  | Will Inspect meter box at a later date | Unknown - Unlikely Lead |  |  |  | No | Other |  | Will Inspect meter box at a later date | Unknown | Don't Know | Don't Know |  | Building | Unknown | Unknown | No |  |  | Unknown
11131 | 1105 N RALPH CT, HOBBS NM |  | No | No | Unknown - Unlikely Lead | Don't Know |  |  |  | No | Other |  | Will Inspect meter box at a later date | Unknown - Unlikely Lead |  |  |  | No | Other |  | Will Inspect meter box at a later date | Unknown | Don't Know | Don't Know |  | Building | Unknown | Unknown | No |  |  | Unknown
10714 | 1427 W PONDEROSA DR, HOBBS NM |  | No | No | Non-Lead - Plastic | No | 2020 | 1 | Installation date after lead ban | No | Other |  | GIS verfied because of being built after ban | Non-Lead - Plastic | 2020 | 1 | Installation date after lead ban | No | Other |  | Newer Construction, verified by GIS Mapping |  | No | No |  | Single Family Residence | Unknown | No | No |  |  | Non-Lead
10964 | 1001 W ROXANA ST, HOBBS NM |  | No | No | Unknown - Unlikely Lead | Don't Know |  |  |  | No | Other |  | Will Inspect meter box at a later date | Unknown - Unlikely Lead |  |  |  | No | Other |  | Will Inspect meter box at a later date | Unknown | Don't Know | Don't Know |  | Building | Unknown | Unknown | No |  |  | Unknown
11490 | 207 E SCHARBAUER ST, HOBBS NM |  | No | No | Unknown - Unlikely Lead | Don't Know |  |  |  | No | Other |  | Will Inspect meter box at a later date | Unknown - Unlikely Lead |  |  |  | No | Other |  | Will Inspect meter box at a later date | Unknown | Don't Know | Don't Know |  | Building | Unknown | Unknown | No |  |  | Unknown
1056 | 4223 N BACKSTRETCH RD, HOBBS NM |  | No | No | Non-Lead - Plastic | No | 2015 | 3/4 | Field inspection only with no records | Yes | Visual inspection at the meter pit | 05/26/2024 00:00:00 |  | Non-Lead - Plastic | 2015 | 3/4 | Installation date after lead ban | Yes | Visual inspection at the meter pit | 05/26/2024 00:00:00 |  | Non-Lead | No | No |  | Single Family Residence |  | No | No |  |  | Non-Lead
10578 | 915 N PECAN DR, HOBBS NM |  | No | No | Unknown - Unlikely Lead | Don't Know |  |  |  | No | Other |  | Will Inspect meter box at a later date | Unknown - Unlikely Lead |  |  |  | No | Other |  | Will Inspect meter box at a later date | Unknown | Don't Know | Don't Know |  | Building | Unknown | Unknown | No |  |  | Unknown
11458 | 900 W SAYERS DR, HOBBS NM |  | No | No | Unknown - Unlikely Lead | Don't Know |  |  |  | No | Other |  | Will Inspect meter box at a later date | Unknown - Unlikely Lead |  |  |  | No | Other |  | Will Inspect meter box at a later date | Unknown | Don't Know | Don't Know |  | Building | Unknown | Unknown | No |  |  | Unknown
10759 | 805 W PRINCESS JEANNE, HOBBS NM |  | No | No | Unknown - Unlikely Lead | Don't Know |  |  |  | No | Other |  | Will Inspect meter box at a later date | Unknown - Unlikely Lead |  |  |  | No | Other |  | Will Inspect meter box at a later date | Unknown | Don't Know | Don't Know |  | Building | Unknown | Unknown | No |  |  | Unknown
10638 | 406 E PERMIAN DR, HOBBS NM |  | No | No | Unknown - Unlikely Lead | Don't Know |  |  |  | No | Other |  | Will Inspect meter box at a later date | Unknown - Unlikely Lead |  |  |  | No | Other |  | Will Inspect meter box at a later date | Unknown | Don't Know | Don't Know |  | Building | Unknown | Unknown | No |  |  | Unknown
11528 | 612 E SCHARBAUER ST, HOBBS NM |  | No | No | Unknown - Unlikely Lead | Don't Know |  |  |  | No | Other |  | Will Inspect meter box at a later date | Unknown - Unlikely Lead |  |  |  | No | Other |  | Will Inspect meter box at a later date | Unknown | Don't Know | Don't Know |  | Building | Unknown | Unknown | No |  |  | Unknown
1141 | 5209 W BIG RED RD, HOBBS NM |  | No | No | Non-Lead - Plastic | No | 2015 | 3/4 | Field inspection only with no records | Yes | Visual inspection at the meter pit | 05/26/2024 00:00:00 |  | Non-Lead - Plastic | 2015 | 3/4 | Installation date after lead ban | Yes | Visual inspection at the meter pit | 05/26/2024 00:00:00 |  | Non-Lead | No | No |  | Single Family Residence |  | No | No |  |  | Non-Lead
10850 | 1424 W PAIGE DR, HOBBS NM |  | No | No | Unknown - Unlikely Lead | Don't Know |  |  |  | No | Other |  | Will Inspect meter box at a later date | Unknown - Unlikely Lead |  |  |  | No | Other |  | Will Inspect meter box at a later date | Unknown | Don't Know | Don't Know |  | Building | Unknown | Unknown | No |  |  | Unknown
11166 | 1416 E ROSE LN, HOBBS NM |  | No | No | Unknown - Unlikely Lead | Don't Know |  |  |  | No | Other |  | Will Inspect meter box at a later date | Unknown - Unlikely Lead |  |  |  | No | Other |  | Will Inspect meter box at a later date | Unknown | Don't Know | Don't Know |  | Building | Unknown | Unknown | No |  |  | Unknown
1093 | 4719 W BIG RED RD, HOBBS NM |  | No | No | Non-Lead - Plastic | No | 2015 | 3/4 | Field inspection only with no records | Yes | Visual inspection at the meter pit | 05/26/2024 00:00:00 |  | Non-Lead - Plastic | 2015 | 3/4 | Installation date after lead ban | Yes | Visual inspection at the meter pit | 05/26/2024 00:00:00 |  | Non-Lead | No | No |  | Single Family Residence |  | No | No |  |  | Non-Lead
10698 | 901 W PUEBLO AVE, HOBBS NM |  | No | No | Unknown - Unlikely Lead | Don't Know |  |  |  | No | Other |  | Will Inspect meter box at a later date | Unknown - Unlikely Lead |  |  |  | No | Other |  | Will Inspect meter box at a later date | Unknown | Don't Know | Don't Know |  | Building | Unknown | Unknown | No |  |  | Unknown
11394 | 4817 W STEEL DRIVER RD, HOBBS NM |  | No | No | Non-Lead - Plastic | No | 2016 | 1 | Field inspection only with no records | Yes | Visual inspection at the meter pit | 09/30/2024 00:00:00 |  | Non-Lead - Plastic | 2016 | 3/4 | Field inspection only with no records | Yes | Visual inspection at the meter pit | 09/30/2024 00:00:00 |  | Non-Lead | No | No |  | Single Family Residence |  | No | No |  |  | Non-Lead
10701 | 1023 W PUEBLO AVE, HOBBS NM |  | No | No | Unknown - Unlikely Lead | Don't Know |  |  |  | No | Other |  | Will Inspect meter box at a later date | Unknown - Unlikely Lead |  |  |  | No | Other |  | Will Inspect meter box at a later date | Unknown | Don't Know | Don't Know |  | Building | Unknown | Unknown | No |  |  | Unknown
10619 | 617 E PERMIAN DR, HOBBS NM |  | No | No | Unknown - Unlikely Lead | Don't Know |  |  |  | No | Other |  | Will Inspect meter box at a later date | Unknown - Unlikely Lead |  |  |  | No | Other |  | Will Inspect meter box at a later date | Unknown | Don't Know | Don't Know |  | Building | Unknown | Unknown | No |  |  | Unknown
11352 | 1224-A E SANGER ST, HOBBS NM |  | No | No | Unknown - Unlikely Lead | Don't Know |  |  |  | No | Other |  | Will Inspect meter box at a later date | Unknown - Unlikely Lead |  |  |  | No | Other |  | Will Inspect meter box at a later date | Unknown | Don't Know | Don't Know |  | Building | Unknown | Unknown | No |  |  | Unknown
10995 | 1928 N ROJO DR, HOBBS NM |  | No | No | Unknown - Unlikely Lead | Don't Know |  |  |  | No | Other |  | Will Inspect meter box at a later date | Unknown - Unlikely Lead |  |  |  | No | Other |  | Will Inspect meter box at a later date | Unknown | Don't Know | Don't Know |  | Building | Unknown | Unknown | No |  |  | Unknown
11217 | 419 W SANGER ST, HOBBS NM |  | No | No | Unknown - Unlikely Lead | Don't Know |  |  |  | No | Other |  | Will Inspect meter box at a later date | Unknown - Unlikely Lead |  |  |  | No | Other |  | Will Inspect meter box at a later date | Unknown | Don't Know | Don't Know |  | Building | Unknown | Unknown | No |  |  | Unknown
11033 | 2232 N ROJO DR, HOBBS NM |  | No | No | Unknown - Unlikely Lead | Don't Know |  |  |  | No | Other |  | Will Inspect meter box at a later date | Unknown - Unlikely Lead |  |  |  | No | Other |  | Will Inspect meter box at a later date | Unknown | Don't Know | Don't Know |  | Building | Unknown | Unknown | No |  |  | Unknown
11320 | 924 E SANGER ST, HOBBS NM |  | No | No | Unknown - Unlikely Lead | Don't Know |  |  |  | No | Other |  | Will Inspect meter box at a later date | Unknown - Unlikely Lead |  |  |  | No | Other |  | Will Inspect meter box at a later date | Unknown | Don't Know | Don't Know |  | Building | Unknown | Unknown | No |  |  | Unknown
11034 | 1808 N ROJO DR, HOBBS NM |  | No | No | Unknown - Unlikely Lead | Don't Know |  |  |  | No | Other |  | Will Inspect meter box at a later date | Unknown - Unlikely Lead |  |  |  | No | Other |  | Will Inspect meter box at a later date | Unknown | Don't Know | Don't Know |  | Building | Unknown | Unknown | No |  |  | Unknown
11525 | 701 E SCHARBAUER ST, HOBBS NM |  | No | No | Unknown - Unlikely Lead | Don't Know |  |  |  | No | Other |  | Will Inspect meter box at a later date | Unknown - Unlikely Lead |  |  |  | No | Other |  | Will Inspect meter box at a later date | Unknown | Don't Know | Don't Know |  | Building | Unknown | Unknown | No |  |  | Unknown
11555 | 408 W SCHARBAUER ST, HOBBS NM |  | No | No | Unknown - Unlikely Lead | Don't Know |  |  |  | No | Other |  | Will Inspect meter box at a later date | Unknown - Unlikely Lead |  |  |  | No | Other |  | Will Inspect meter box at a later date | Unknown | Don't Know | Don't Know |  | Building | Unknown | Unknown | No |  |  | Unknown
11265 | 510 E SANGER ST, HOBBS NM |  | No | No | Unknown - Unlikely Lead | Don't Know |  |  |  | No | Other |  | Will Inspect meter box at a later date | Unknown - Unlikely Lead |  |  |  | No | Other |  | Will Inspect meter box at a later date | Unknown | Don't Know | Don't Know |  | Building | Unknown | Unknown | No |  |  | Unknown
11169 | 1513 E ROSE LN, HOBBS NM |  | No | No | Unknown - Unlikely Lead | Don't Know |  |  |  | No | Other |  | Will Inspect meter box at a later date | Unknown - Unlikely Lead |  |  |  | No | Other |  | Will Inspect meter box at a later date | Unknown | Don't Know | Don't Know |  | Building | Unknown | Unknown | No |  |  | Unknown
10587 | 819 PINON DR, HOBBS NM |  | No | No | Unknown - Unlikely Lead | Don't Know |  |  |  | No | Other |  | Will Inspect meter box at a later date | Unknown - Unlikely Lead |  |  |  | No | Other |  | Will Inspect meter box at a later date | Unknown | Don't Know | Don't Know |  | Building | Unknown | Unknown | No |  |  | Unknown
11501 | 1307 E SCHARBAUER ST, HOBBS NM |  | No | No | Unknown - Unlikely Lead | Don't Know |  |  |  | No | Other |  | Will Inspect meter box at a later date | Unknown - Unlikely Lead |  |  |  | No | Other |  | Will Inspect meter box at a later date | Unknown | Don't Know | Don't Know |  | Building | Unknown | Unknown | No |  |  | Unknown
11436 | 4727 W STEEL DRIVER RD, HOBBS NM |  | No | No | Non-Lead - Plastic | No | 2016 | 1 | Field inspection only with no records | Yes | Visual inspection at the meter pit | 09/30/2024 00:00:00 |  | Non-Lead - Plastic | 2016 | 3/4 | Field inspection only with no records | Yes | Visual inspection at the meter pit | 09/30/2024 00:00:00 |  | Non-Lead | No | No |  | Single Family Residence |  | No | No |  |  | Non-Lead
10598 | 725 E PERMIAN DR, HOBBS NM |  | No | No | Unknown - Unlikely Lead | Don't Know |  |  |  | No | Other |  | Will Inspect meter box at a later date | Unknown - Unlikely Lead |  |  |  | No | Other |  | Will Inspect meter box at a later date | Unknown | Don't Know | Don't Know |  | Building | Unknown | Unknown | No |  |  | Unknown
1058 | 4430 N BACKSTRETCH RD, HOBBS NM |  | No | No | Non-Lead - Plastic | No | 2015 | 3/4 | Field inspection only with no records | Yes | Visual inspection at the meter pit | 05/26/2024 00:00:00 |  | Non-Lead - Plastic | 2015 | 3/4 | Installation date after lead ban | Yes | Visual inspection at the meter pit | 05/26/2024 00:00:00 |  | Non-Lead | No | No |  | Single Family Residence |  | No | No |  |  | Non-Lead
10823 | 2728 PROPPS DR, HOBBS NM |  | No | No | Unknown - Unlikely Lead | Don't Know |  |  |  | No | Other |  | Will Inspect meter box at a later date | Unknown - Unlikely Lead |  |  |  | No | Other |  | Will Inspect meter box at a later date | Unknown | Don't Know | Don't Know |  | Building | Unknown | Unknown | No |  |  | Unknown
1085 | 4915 W BIG RED RD, HOBBS NM |  | No | No | Non-Lead - Plastic | No | 2015 | 3/4 | Field inspection only with no records | Yes | Visual inspection at the meter pit | 05/26/2024 00:00:00 |  | Non-Lead - Plastic | 2015 | 3/4 | Installation date after lead ban | Yes | Visual inspection at the meter pit | 05/26/2024 00:00:00 |  | Non-Lead | No | No |  | Single Family Residence |  | No | No |  |  | Non-Lead
11302 | 3228 E SANGER ST, HOBBS NM |  | No | No | Unknown - Unlikely Lead | Don't Know |  |  |  | No | Other |  | Will Inspect meter box at a later date | Unknown - Unlikely Lead |  |  |  | No | Other |  | Will Inspect meter box at a later date | Unknown | Don't Know | Don't Know |  | Building | Unknown | Unknown | No |  |  | Unknown
10564 | 1406 S PERRY DR, HOBBS NM |  | No | No | Unknown - Unlikely Lead | Don't Know |  |  |  | No | Other |  | Will Inspect meter box at a later date | Unknown - Unlikely Lead |  |  |  | No | Other |  | Will Inspect meter box at a later date | Unknown | Don't Know | Don't Know |  | Building | Unknown | Unknown | No |  |  | Unknown
10702 | 1219 W PUEBLO AVE, HOBBS NM |  | No | No | Unknown - Unlikely Lead | Don't Know |  |  |  | No | Other |  | Will Inspect meter box at a later date | Unknown - Unlikely Lead |  |  |  | No | Other |  | Will Inspect meter box at a later date | Unknown | Don't Know | Don't Know |  | Building | Unknown | Unknown | No |  |  | Unknown
10670 | 915 W PUEBLO AVE, HOBBS NM |  | No | No | Unknown - Unlikely Lead | Don't Know |  |  |  | No | Other |  | Will Inspect meter box at a later date | Unknown - Unlikely Lead |  |  |  | No | Other |  | Will Inspect meter box at a later date | Unknown | Don't Know | Don't Know |  | Building | Unknown | Unknown | No |  |  | Unknown
10692 | 1008 W PUEBLO AVE, HOBBS NM |  | No | No | Unknown - Unlikely Lead | Don't Know |  |  |  | No | Other |  | Will Inspect meter box at a later date | Unknown - Unlikely Lead |  |  |  | No | Other |  | Will Inspect meter box at a later date | Unknown | Don't Know | Don't Know |  | Building | Unknown | Unknown | No |  |  | Unknown
10749 | 1104 W PRINCESS JEANNE, HOBBS NM |  | No | No | Unknown - Unlikely Lead | Don't Know |  |  |  | No | Other |  | Will Inspect meter box at a later date | Unknown - Unlikely Lead |  |  |  | No | Other |  | Will Inspect meter box at a later date | Unknown | Don't Know | Don't Know |  | Building | Unknown | Unknown | No |  |  | Unknown
11514 | 1421 E SCHARBAUER ST, HOBBS NM |  | No | No | Unknown - Unlikely Lead | Don't Know |  |  |  | No | Other |  | Will Inspect meter box at a later date | Unknown - Unlikely Lead |  |  |  | No | Other |  | Will Inspect meter box at a later date | Unknown | Don't Know | Don't Know |  | Building | Unknown | Unknown | No |  |  | Unknown
11482 | 2122 E SADDLE CLUB DR, HOBBS NM |  | No | No | Non-Lead - Copper | No | 2007 | 3/4 | Field inspection only with no records | Yes | Visual inspection at the meter pit | 05/26/2024 00:00:00 |  | Non-Lead - Copper | 2007 | 3/4 | Installation date after lead ban | Yes | Visual inspection at the meter pit | 05/26/2024 00:00:00 |  | Non-Lead | No | No |  | Single Family Residence |  | No | No |  |  | Non-Lead
10839 | 1330 W PAIGE DR, HOBBS NM |  | No | No | Unknown - Unlikely Lead | Don't Know |  |  |  | No | Other |  | Will Inspect meter box at a later date | Unknown - Unlikely Lead |  |  |  | No | Other |  | Will Inspect meter box at a later date | Unknown | Don't Know | Don't Know |  | Building | Unknown | Unknown | No |  |  | Unknown
11153 | 1401 E ROSE LN, HOBBS NM |  | No | No | Unknown - Unlikely Lead | Don't Know |  |  |  | No | Other |  | Will Inspect meter box at a later date | Unknown - Unlikely Lead |  |  |  | No | Other |  | Will Inspect meter box at a later date | Unknown | Don't Know | Don't Know |  | Building | Unknown | Unknown | No |  |  | Unknown
11421 | 5020 W STEEL DRIVER RD, HOBBS NM |  | No | No | Non-Lead - Plastic | No | 2016 | 1 | Field inspection only with no records | Yes | Visual inspection at the meter pit | 09/30/2024 00:00:00 |  | Non-Lead - Plastic | 2016 | 3/4 | Field inspection only with no records | Yes | Visual inspection at the meter pit | 09/30/2024 00:00:00 |  | Non-Lead | No | No |  | Single Family Residence |  | No | No |  |  | Non-Lead
1088 | 5016 W BIG RED RD, HOBBS NM |  | No | No | Non-Lead - Plastic | No | 2015 | 3/4 | Field inspection only with no records | Yes | Visual inspection at the meter pit | 05/26/2024 00:00:00 |  | Non-Lead - Plastic | 2015 | 3/4 | Installation date after lead ban | Yes | Visual inspection at the meter pit | 05/26/2024 00:00:00 |  | Non-Lead | No | No |  | Single Family Residence |  | No | No |  |  | Non-Lead
11507 | 1303 E SCHARBAUER ST, HOBBS NM |  | No | No | Unknown - Unlikely Lead | Don't Know |  |  |  | No | Other |  | Will Inspect meter box at a later date | Unknown - Unlikely Lead |  |  |  | No | Other |  | Will Inspect meter box at a later date | Unknown | Don't Know | Don't Know |  | Building | Unknown | Unknown | No |  |  | Unknown
10913 | 1125 E ROXANA ST, HOBBS NM |  | No | No | Unknown - Unlikely Lead | Don't Know |  |  |  | No | Other |  | Will Inspect meter box at a later date | Unknown - Unlikely Lead |  |  |  | No | Other |  | Will Inspect meter box at a later date | Unknown | Don't Know | Don't Know |  | Building | Unknown | Unknown | No |  |  | Unknown
11027 | 1901 N ROJO DR, HOBBS NM |  | No | No | Unknown - Unlikely Lead | Don't Know |  |  |  | No | Other |  | Will Inspect meter box at a later date | Unknown - Unlikely Lead |  |  |  | No | Other |  | Will Inspect meter box at a later date | Unknown | Don't Know | Don't Know |  | Building | Unknown | Unknown | No |  |  | Unknown
10988 | 807 W ROXANA ST, HOBBS NM |  | No | No | Unknown - Unlikely Lead | Don't Know |  |  |  | No | Other |  | Will Inspect meter box at a later date | Unknown - Unlikely Lead |  |  |  | No | Other |  | Will Inspect meter box at a later date | Unknown | Don't Know | Don't Know |  | Building | Unknown | Unknown | No |  |  | Unknown
11182 | 1905 E ROSE LN, HOBBS NM |  | No | No | Non-Lead - Plastic | No | 2019 | 1 | Field inspection only with no records | Yes | Visual inspection at the meter pit | 09/02/2024 00:00:00 |  | Non-Lead - Plastic | 2019 | 1 | Installation date after lead ban | No | Visual inspection at the meter pit | 09/02/2024 00:00:00 |  | Non-Lead | No | No |  | Single Family Residence |  | No | No |  |  | Non-Lead
10643 | 400 E PERMIAN DR, HOBBS NM |  | No | No | Unknown - Unlikely Lead | Don't Know |  |  |  | No | Other |  | Will Inspect meter box at a later date | Unknown - Unlikely Lead |  |  |  | No | Other |  | Will Inspect meter box at a later date | Unknown | Don't Know | Don't Know |  | Building | Unknown | Unknown | No |  |  | Unknown
10842 | 1412 W PAIGE DR, HOBBS NM |  | No | No | Unknown - Unlikely Lead | Don't Know |  |  |  | No | Other |  | Will Inspect meter box at a later date | Unknown - Unlikely Lead |  |  |  | No | Other |  | Will Inspect meter box at a later date | Unknown | Don't Know | Don't Know |  | Building | Unknown | Unknown | No |  |  | Unknown
11325 | 701 E SANGER ST, HOBBS NM |  | No | No | Unknown - Unlikely Lead | Don't Know |  |  |  | No | Other |  | Will Inspect meter box at a later date | Unknown - Unlikely Lead |  |  |  | No | Other |  | Will Inspect meter box at a later date | Unknown | Don't Know | Don't Know |  | Building | Unknown | Unknown | No |  |  | Unknown
11513 | 509 E SCHARBAUER ST, HOBBS NM |  | No | No | Unknown - Unlikely Lead | Don't Know |  |  |  | No | Other |  | Will Inspect meter box at a later date | Unknown - Unlikely Lead |  |  |  | No | Other |  | Will Inspect meter box at a later date | Unknown | Don't Know | Don't Know |  | Building | Unknown | Unknown | No |  |  | Unknown
10575 | 924 N PECAN DR, HOBBS NM |  | No | No | Unknown - Unlikely Lead | Don't Know |  |  |  | No | Other |  | Will Inspect meter box at a later date | Unknown - Unlikely Lead |  |  |  | No | Other |  | Will Inspect meter box at a later date | Unknown | Don't Know | Don't Know |  | Building | Unknown | Unknown | No |  |  | Unknown
11051 | 314 W ROJO DR, HOBBS NM |  | No | No | Unknown - Unlikely Lead | Don't Know |  |  |  | No | Other |  | Will Inspect meter box at a later date | Unknown - Unlikely Lead |  |  |  | No | Other |  | Will Inspect meter box at a later date | Unknown | Don't Know | Don't Know |  | Building | Unknown | Unknown | No |  |  | Unknown
10987 | 112 W ROXANA ST, HOBBS NM |  | No | No | Unknown - Unlikely Lead | Don't Know |  |  |  | No | Other |  | Will Inspect meter box at a later date | Unknown - Unlikely Lead |  |  |  | No | Other |  | Will Inspect meter box at a later date | Unknown | Don't Know | Don't Know |  | Building | Unknown | Unknown | No |  |  | Unknown
11202 | 2420 N ROUNDUP DR, HOBBS NM |  | No | No | Unknown - Unlikely Lead | Don't Know |  |  |  | No | Other |  | Will Inspect meter box at a later date | Unknown - Unlikely Lead |  |  |  | No | Other |  | Will Inspect meter box at a later date | Unknown | Don't Know | Don't Know |  | Building | Unknown | Unknown | No |  |  | Unknown
11551 | 209 W SCHARBAUER ST, HOBBS NM |  | No | No | Non-Lead - Plastic | Don't Know |  | 1 | Field inspection only with no records | Yes | Visual inspection at the meter pit | 07/23/2024 00:00:00 |  | Galvanized | 1955 | 3/4 | Field inspection only with no records | Yes | Visual inspection at the meter pit | 07/23/2024 00:00:00 |  | Non-Lead | No | Don't Know |  | Single Family Residence |  | No | No |  |  | Non-Lead
11047 | 329 W ROJO DR, HOBBS NM |  | No | No | Unknown - Unlikely Lead | Don't Know |  |  |  | No | Other |  | Will Inspect meter box at a later date | Unknown - Unlikely Lead |  |  |  | No | Other |  | Will Inspect meter box at a later date | Unknown | Don't Know | Don't Know |  | Building | Unknown | Unknown | No |  |  | Unknown
10711 | 1424 W PONDEROSA DR, HOBBS NM |  | No | No | Non-Lead - Plastic | No | 2020 | 1 | Installation date after lead ban | No | Other |  | GIS verfied because of being built after ban | Non-Lead - Plastic | 2020 | 1 | Installation date after lead ban | No | Other |  | Newer Construction, verified by GIS Mapping |  | No | No |  | Single Family Residence | Unknown | No | No |  |  | Non-Lead
11130 | 1100 N RALPH CT, HOBBS NM |  | No | No | Unknown - Unlikely Lead | Don't Know |  |  |  | No | Other |  | Will Inspect meter box at a later date | Unknown - Unlikely Lead |  |  |  | No | Other |  | Will Inspect meter box at a later date | Unknown | Don't Know | Don't Know |  | Building | Unknown | Unknown | No |  |  | Unknown
10953 | 710 E ROXANA ST, HOBBS NM |  | No | No | Unknown - Unlikely Lead | Don't Know |  |  |  | No | Other |  | Will Inspect meter box at a later date | Unknown - Unlikely Lead |  |  |  | No | Other |  | Will Inspect meter box at a later date | Unknown | Don't Know | Don't Know |  | Building | Unknown | Unknown | No |  |  | Unknown
10792 | 1108 W PRINCESS JEANNE, HOBBS NM |  | No | No | Unknown - Unlikely Lead | Don't Know |  |  |  | No | Other |  | Will Inspect meter box at a later date | Unknown - Unlikely Lead |  |  |  | No | Other |  | Will Inspect meter box at a later date | Unknown | Don't Know | Don't Know |  | Building | Unknown | Unknown | No |  |  | Unknown
11184 | 1802 E ROSE LN, HOBBS NM |  | No | No | Unknown - Unlikely Lead | Don't Know |  |  |  | No | Other |  | Will Inspect meter box at a later date | Unknown - Unlikely Lead |  |  |  | No | Other |  | Will Inspect meter box at a later date | Unknown | Don't Know | Don't Know |  | Building | Unknown | Unknown | No |  |  | Unknown
10993 | 2721 N ROJO DR, HOBBS NM |  | No | No | Unknown - Unlikely Lead | Don't Know |  |  |  | No | Other |  | Will Inspect meter box at a later date | Unknown - Unlikely Lead |  |  |  | No | Other |  | Will Inspect meter box at a later date | Unknown | Don't Know | Don't Know |  | Building | Unknown | Unknown | No |  |  | Unknown
11066 | 208 W ROJO DR, HOBBS NM |  | No | No | Unknown - Unlikely Lead | Don't Know |  |  |  | No | Other |  | Will Inspect meter box at a later date | Unknown - Unlikely Lead |  |  |  | No | Other |  | Will Inspect meter box at a later date | Unknown | Don't Know | Don't Know |  | Building | Unknown | Unknown | No |  |  | Unknown
11295 | 832 E SANGER ST, HOBBS NM |  | No | No | Unknown - Unlikely Lead | Don't Know |  |  |  | No | Other |  | Will Inspect meter box at a later date | Unknown - Unlikely Lead |  |  |  | No | Other |  | Will Inspect meter box at a later date | Unknown | Don't Know | Don't Know |  | Building | Unknown | Unknown | No |  |  | Unknown
11250 | 615 E SANGER ST, HOBBS NM |  | No | No | Unknown - Unlikely Lead | Don't Know |  |  |  | No | Other |  | Will Inspect meter box at a later date | Unknown - Unlikely Lead |  |  |  | No | Other |  | Will Inspect meter box at a later date | Unknown | Don't Know | Don't Know |  | Building | Unknown | Unknown | No |  |  | Unknown
10662 | 2029 E PARKWOOD AVE, HOBBS NM |  | No | No | Non-Lead - Plastic | Don't Know | 2019 | 1 | Field inspection only with no records | Yes | Visual inspection at the meter pit | 08/19/2024 00:00:00 |  | Non-Lead - Plastic | 2019 | 1 | Field inspection only with no records | Yes | Visual inspection at the meter pit | 08/19/2024 00:00:00 |  | Non-Lead | No | Don't Know |  | Single Family Residence |  | No | No |  |  | Non-Lead
11125 | 1601 W RAIN ST, HOBBS NM |  | No | No | Non-Lead - Plastic | No | 2023 | 3/4 | Field inspection only with no records | Yes | Visual inspection at the meter pit | 05/26/2024 00:00:00 |  | Non-Lead - Plastic |  | 3/4 | Installation date after lead ban | Yes | Visual inspection at the meter pit | 05/26/2024 00:00:00 |  | Non-Lead | No | No |  | Single Family Residence |  | No | No |  |  | Non-Lead
10859 | 2412 N QUIROZ DR, HOBBS NM |  | No | No | Unknown - Unlikely Lead | Don't Know |  |  |  | No | Other |  | Will Inspect meter box at a later date | Unknown - Unlikely Lead |  |  |  | No | Other |  | Will Inspect meter box at a later date | Unknown | Don't Know | Don't Know |  | Building | Unknown | Unknown | No |  |  | Unknown
11473 | 2128 E SADDLE CLUB DR, HOBBS NM |  | No | No | Non-Lead - Copper | No | 2007 | 3/4 | Field inspection only with no records | Yes | Visual inspection at the meter pit | 05/26/2024 00:00:00 |  | Non-Lead - Copper | 2007 | 3/4 | Installation date after lead ban | Yes | Visual inspection at the meter pit | 05/26/2024 00:00:00 |  | Non-Lead | No | No |  | Single Family Residence |  | No | No |  |  | Non-Lead
1142 | 5004 W BIG RED RD, HOBBS NM |  | No | No | Non-Lead - Plastic | No | 2015 | 3/4 | Field inspection only with no records | Yes | Visual inspection at the meter pit | 05/26/2024 00:00:00 |  | Non-Lead - Plastic | 2015 | 3/4 | Installation date after lead ban | Yes | Visual inspection at the meter pit | 05/26/2024 00:00:00 |  | Non-Lead | No | No |  | Single Family Residence |  | No | No |  |  | Non-Lead
11091 | 4 REGENCY SQ, HOBBS NM |  | No | No | Unknown - Unlikely Lead | Don't Know |  |  |  | No | Other |  | Will Inspect meter box at a later date | Unknown - Unlikely Lead |  |  |  | No | Other |  | Will Inspect meter box at a later date | Unknown | Don't Know | Don't Know |  | Building | Unknown | Unknown | No |  |  | Unknown
10595 | 804 PINON DR, HOBBS NM |  | No | No | Unknown - Unlikely Lead | Don't Know |  |  |  | No | Other |  | Will Inspect meter box at a later date | Unknown - Unlikely Lead |  |  |  | No | Other |  | Will Inspect meter box at a later date | Unknown | Don't Know | Don't Know |  | Building | Unknown | Unknown | No |  |  | Unknown
11511 | 1207 E SCHARBAUER ST, HOBBS NM |  | No | No | Unknown - Unlikely Lead | Don't Know |  |  |  | No | Other |  | Will Inspect meter box at a later date | Unknown - Unlikely Lead |  |  |  | No | Other |  | Will Inspect meter box at a later date | Unknown | Don't Know | Don't Know |  | Building | Unknown | Unknown | No |  |  | Unknown
10976 | 901 W ROXANA ST, HOBBS NM |  | No | No | Unknown - Unlikely Lead | Don't Know |  |  |  | No | Other |  | Will Inspect meter box at a later date | Unknown - Unlikely Lead |  |  |  | No | Other |  | Will Inspect meter box at a later date | Unknown | Don't Know | Don't Know |  | Building | Unknown | Unknown | No |  |  | Unknown
11546 | 1201 E SCHARBAUER ST, HOBBS NM |  | No | No | Unknown - Unlikely Lead | Don't Know |  |  |  | No | Other |  | Will Inspect meter box at a later date | Unknown - Unlikely Lead |  |  |  | No | Other |  | Will Inspect meter box at a later date | Unknown | Don't Know | Don't Know |  | Building | Unknown | Unknown | No |  |  | Unknown
11306 | 3002 E SANGER ST, HOBBS NM |  | No | No | Unknown - Unlikely Lead | Don't Know |  |  |  | No | Other |  | Will Inspect meter box at a later date | Unknown - Unlikely Lead |  |  |  | No | Other |  | Will Inspect meter box at a later date | Unknown | Don't Know | Don't Know |  | Building | Unknown | Unknown | No |  |  | Unknown
1100 | 5008 W BIG RED RD, HOBBS NM |  | No | No | Non-Lead - Plastic | No | 2015 | 3/4 | Field inspection only with no records | Yes | Visual inspection at the meter pit | 05/26/2024 00:00:00 |  | Non-Lead - Plastic | 2015 | 3/4 | Installation date after lead ban | Yes | Visual inspection at the meter pit | 05/26/2024 00:00:00 |  | Non-Lead | No | No |  | Single Family Residence |  | No | No |  |  | Non-Lead
11057 | 315 W ROJO DR, HOBBS NM |  | No | No | Unknown - Unlikely Lead | Don't Know |  |  |  | No | Other |  | Will Inspect meter box at a later date | Unknown - Unlikely Lead |  |  |  | No | Other |  | Will Inspect meter box at a later date | Unknown | Don't Know | Don't Know |  | Building | Unknown | Unknown | No |  |  | Unknown
10917 | 307-B E ROXANA ST, HOBBS NM |  | No | No | Unknown - Unlikely Lead | Don't Know |  |  |  | No | Other |  | Will Inspect meter box at a later date | Unknown - Unlikely Lead |  |  |  | No | Other |  | Will Inspect meter box at a later date | Unknown | Don't Know | Don't Know |  | Building | Unknown | Unknown | No |  |  | Unknown
11374 | 1106 N SANGER PL, HOBBS NM |  | No | No | Unknown - Unlikely Lead | Don't Know |  |  |  | No | Other |  | Will Inspect meter box at a later date | Unknown - Unlikely Lead |  |  |  | No | Other |  | Will Inspect meter box at a later date | Unknown | Don't Know | Don't Know |  | Building | Unknown | Unknown | No |  |  | Unknown
10621 | 207 E PERMIAN DR, HOBBS NM |  | No | No | Unknown - Unlikely Lead | Don't Know |  |  |  | No | Other |  | Will Inspect meter box at a later date | Unknown - Unlikely Lead |  |  |  | No | Other |  | Will Inspect meter box at a later date | Unknown | Don't Know | Don't Know |  | Building | Unknown | Unknown | No |  |  | Unknown
10723 | 1716 W PONDEROSA DR, HOBBS NM |  | No | No | Non-Lead - Plastic | No | 2020 | 1 | Installation date after lead ban | No | Other |  | GIS verfied because of being built after ban | Non-Lead - Plastic | 2020 | 1 | Installation date after lead ban | No | Other |  | Newer Construction, verified by GIS Mapping |  | No | No |  | Single Family Residence | Unknown | No | No |  |  | Non-Lead
10635 | 308 E PERMIAN DR, HOBBS NM |  | No | No | Unknown - Unlikely Lead | Don't Know |  |  |  | No | Other |  | Will Inspect meter box at a later date | Unknown - Unlikely Lead |  |  |  | No | Other |  | Will Inspect meter box at a later date | Unknown | Don't Know | Don't Know |  | Building | Unknown | Unknown | No |  |  | Unknown
10657 | 2023 E PARKWOOD AVE, HOBBS NM |  | No | No | Non-Lead - Plastic | Don't Know | 2019 | 1 | Field inspection only with no records | Yes | Visual inspection at the meter pit | 08/19/2024 00:00:00 |  | Non-Lead - Plastic | 2019 | 1 | Field inspection only with no records | Yes | Visual inspection at the meter pit | 08/19/2024 00:00:00 |  | Non-Lead | No | Don't Know |  | Single Family Residence |  | No | No |  |  | Non-Lead
10778 | 1201 W PRINCESS JEANNE, HOBBS NM |  | No | No | Unknown - Unlikely Lead | Don't Know |  |  |  | No | Other |  | Will Inspect meter box at a later date | Unknown - Unlikely Lead |  |  |  | No | Other |  | Will Inspect meter box at a later date | Unknown | Don't Know | Don't Know |  | Building | Unknown | Unknown | No |  |  | Unknown
11109 | 16 REGENCY SQ, HOBBS NM |  | No | No | Unknown - Unlikely Lead | Don't Know |  |  |  | No | Other |  | Will Inspect meter box at a later date | Unknown - Unlikely Lead |  |  |  | No | Other |  | Will Inspect meter box at a later date | Unknown | Don't Know | Don't Know |  | Building | Unknown | Unknown | No |  |  | Unknown
11328 | 818 E SANGER ST, HOBBS NM |  | No | No | Unknown - Unlikely Lead | Don't Know |  |  |  | No | Other |  | Will Inspect meter box at a later date | Unknown - Unlikely Lead |  |  |  | No | Other |  | Will Inspect meter box at a later date | Unknown | Don't Know | Don't Know |  | Building | Unknown | Unknown | No |  |  | Unknown
11121 | 1530 W RAIN ST, HOBBS NM |  | No | No | Non-Lead - Plastic | No | 2023 | 3/4 | Field inspection only with no records | Yes | Visual inspection at the meter pit | 05/26/2024 00:00:00 |  | Non-Lead - Plastic |  | 3/4 | Installation date after lead ban | Yes | Visual inspection at the meter pit | 05/26/2024 00:00:00 |  | Non-Lead | No | No |  | Single Family Residence |  | No | No |  |  | Non-Lead
10870 | 722 N QUIROZ DR, HOBBS NM |  | No | No | Unknown - Unlikely Lead | Don't Know |  |  |  | No | Other |  | Will Inspect meter box at a later date | Unknown - Unlikely Lead |  |  |  | No | Other |  | Will Inspect meter box at a later date | Unknown | Don't Know | Don't Know |  | Building | Unknown | Unknown | No |  |  | Unknown
1086 | 5017 W BIG RED RD, HOBBS NM |  | No | No | Non-Lead - Plastic | No | 2015 | 3/4 | Field inspection only with no records | Yes | Visual inspection at the meter pit | 05/26/2024 00:00:00 |  | Non-Lead - Plastic | 2015 | 3/4 | Installation date after lead ban | Yes | Visual inspection at the meter pit | 05/26/2024 00:00:00 |  | Non-Lead | No | No |  | Single Family Residence |  | No | No |  |  | Non-Lead
10650 | 112 W PERMIAN DR, HOBBS NM |  | No | No | Unknown - Unlikely Lead | Don't Know |  |  |  | No | Other |  | Will Inspect meter box at a later date | Unknown - Unlikely Lead |  |  |  | No | Other |  | Will Inspect meter box at a later date | Unknown | Don't Know | Don't Know |  | Building | Unknown | Unknown | No |  |  | Unknown
11284 | 2920 E SANGER ST, HOBBS NM |  | No | No | Unknown - Unlikely Lead | Don't Know |  |  |  | No | Other |  | Will Inspect meter box at a later date | Unknown - Unlikely Lead |  |  |  | No | Other |  | Will Inspect meter box at a later date | Unknown | Don't Know | Don't Know |  | Building | Unknown | Unknown | No |  |  | Unknown
1145 | 5303 W BIG RED RD, HOBBS NM |  | No | No | Non-Lead - Plastic | No | 2015 | 3/4 | Field inspection only with no records | Yes | Visual inspection at the meter pit | 05/26/2024 00:00:00 |  | Non-Lead - Plastic | 2015 | 3/4 | Installation date after lead ban | Yes | Visual inspection at the meter pit | 05/26/2024 00:00:00 |  | Non-Lead | No | No |  | Single Family Residence |  | No | No |  |  | Non-Lead
11193 | 1726 E ROSE LN, HOBBS NM |  | No | No | Unknown - Unlikely Lead | Don't Know |  |  |  | No | Other |  | Will Inspect meter box at a later date | Unknown - Unlikely Lead |  |  |  | No | Other |  | Will Inspect meter box at a later date | Unknown | Don't Know | Don't Know |  | Building | Unknown | Unknown | No |  |  | Unknown
1121 | 5111 W BIG RED RD, HOBBS NM |  | No | No | Non-Lead - Plastic | No | 2015 | 3/4 | Field inspection only with no records | Yes | Visual inspection at the meter pit | 05/26/2024 00:00:00 |  | Non-Lead - Plastic | 2015 | 3/4 | Installation date after lead ban | Yes | Visual inspection at the meter pit | 05/26/2024 00:00:00 |  | Non-Lead | No | No |  | Single Family Residence |  | No | No |  |  | Non-Lead
11013 | 1825 N ROJO DR, HOBBS NM |  | No | No | Unknown - Unlikely Lead | Don't Know |  |  |  | No | Other |  | Will Inspect meter box at a later date | Unknown - Unlikely Lead |  |  |  | No | Other |  | Will Inspect meter box at a later date | Unknown | Don't Know | Don't Know |  | Building | Unknown | Unknown | No |  |  | Unknown
10730 | 1620 W PONDEROSA DR, HOBBS NM |  | No | No | Non-Lead - Plastic | No | 2020 | 1 | Installation date after lead ban | No | Other |  | GIS verfied because of being built after ban | Non-Lead - Plastic | 2020 | 1 | Installation date after lead ban | No | Other |  | Newer Construction, verified by GIS Mapping |  | No | No |  | Single Family Residence | Unknown | No | No |  |  | Non-Lead
10909 | 916 E ROXANA ST, HOBBS NM |  | No | No | Unknown - Unlikely Lead | Don't Know |  |  |  | No | Other |  | Will Inspect meter box at a later date | Unknown - Unlikely Lead |  |  |  | No | Other |  | Will Inspect meter box at a later date | Unknown | Don't Know | Don't Know |  | Building | Unknown | Unknown | No |  |  | Unknown
10880 | 411 W RAINBOW DR, HOBBS NM |  | No | No | Unknown - Unlikely Lead | Don't Know |  |  |  | No | Other |  | Will Inspect meter box at a later date | Unknown - Unlikely Lead |  |  |  | No | Other |  | Will Inspect meter box at a later date | Unknown | Don't Know | Don't Know |  | Building | Unknown | Unknown | No |  |  | Unknown
11088 | 11 REGENCY SQ, HOBBS NM |  | No | No | Unknown - Unlikely Lead | Don't Know |  |  |  | No | Other |  | Will Inspect meter box at a later date | Unknown - Unlikely Lead |  |  |  | No | Other |  | Will Inspect meter box at a later date | Unknown | Don't Know | Don't Know |  | Building | Unknown | Unknown | No |  |  | Unknown
10927 | 305-D E ROXANA ST, HOBBS NM |  | No | No | Unknown - Unlikely Lead | Don't Know |  |  |  | No | Other |  | Will Inspect meter box at a later date | Unknown - Unlikely Lead |  |  |  | No | Other |  | Will Inspect meter box at a later date | Unknown | Don't Know | Don't Know |  | Building | Unknown | Unknown | No |  |  | Unknown
11314 | 1523 E SANGER ST, HOBBS NM |  | No | No | Unknown - Unlikely Lead | Don't Know |  |  |  | No | Other |  | Will Inspect meter box at a later date | Unknown - Unlikely Lead |  |  |  | No | Other |  | Will Inspect meter box at a later date | Unknown | Don't Know | Don't Know |  | Building | Unknown | Unknown | No |  |  | Unknown
11179 | 1101 E ROSE LN, HOBBS NM |  | No | No | Unknown - Unlikely Lead | Don't Know |  |  |  | No | Other |  | Will Inspect meter box at a later date | Unknown - Unlikely Lead |  |  |  | No | Other |  | Will Inspect meter box at a later date | Unknown | Don't Know | Don't Know |  | Building | Unknown | Unknown | No |  |  | Unknown
11447 | 5221 W STEEL DRIVER RD, HOBBS NM |  | No | No | Non-Lead - Plastic | No | 2016 | 1 | Field inspection only with no records | Yes | Visual inspection at the meter pit | 09/30/2024 00:00:00 |  | Non-Lead - Plastic | 2016 | 3/4 | Field inspection only with no records | Yes | Visual inspection at the meter pit | 09/30/2024 00:00:00 |  | Non-Lead | No | No |  | Single Family Residence |  | No | No |  |  | Non-Lead
11278 | 508 E SANGER ST, HOBBS NM |  | No | No | Unknown - Unlikely Lead | Don't Know |  |  |  | No | Other |  | Will Inspect meter box at a later date | Unknown - Unlikely Lead |  |  |  | No | Other |  | Will Inspect meter box at a later date | Unknown | Don't Know | Don't Know |  | Building | Unknown | Unknown | No |  |  | Unknown
1106 | 4903 W BIG RED RD, HOBBS NM |  | No | No | Non-Lead - Plastic | No | 2015 | 3/4 | Field inspection only with no records | Yes | Visual inspection at the meter pit | 05/26/2024 00:00:00 |  | Non-Lead - Plastic | 2015 | 3/4 | Installation date after lead ban | Yes | Visual inspection at the meter pit | 05/26/2024 00:00:00 |  | Non-Lead | No | No |  | Single Family Residence |  | No | No |  |  | Non-Lead
10804 | 1440 W PRINCESS JEANNE, HOBBS NM |  | No | No | Unknown - Unlikely Lead | Don't Know |  |  |  | No | Other |  | Will Inspect meter box at a later date | Unknown - Unlikely Lead |  |  |  | No | Other |  | Will Inspect meter box at a later date | Unknown | Don't Know | Don't Know |  | Building | Unknown | Unknown | No |  |  | Unknown
11011 | 2727 N ROJO DR, HOBBS NM |  | No | No | Unknown - Unlikely Lead | Don't Know |  |  |  | No | Other |  | Will Inspect meter box at a later date | Unknown - Unlikely Lead |  |  |  | No | Other |  | Will Inspect meter box at a later date | Unknown | Don't Know | Don't Know |  | Building | Unknown | Unknown | No |  |  | Unknown
10944 | 213 E ROXANA ST, HOBBS NM |  | No | No | Unknown - Unlikely Lead | Don't Know |  |  |  | No | Other |  | Will Inspect meter box at a later date | Unknown - Unlikely Lead |  |  |  | No | Other |  | Will Inspect meter box at a later date | Unknown | Don't Know | Don't Know |  | Building | Unknown | Unknown | No |  |  | Unknown
11499 | 508 E SCHARBAUER ST, HOBBS NM |  | No | No | Unknown - Unlikely Lead | Don't Know |  |  |  | No | Other |  | Will Inspect meter box at a later date | Unknown - Unlikely Lead |  |  |  | No | Other |  | Will Inspect meter box at a later date | Unknown | Don't Know | Don't Know |  | Building | Unknown | Unknown | No |  |  | Unknown
11487 | 2109 E SADDLE CLUB DR, HOBBS NM |  | No | No | Non-Lead - Copper | No | 2007 | 3/4 | Field inspection only with no records | Yes | Visual inspection at the meter pit | 05/26/2024 00:00:00 |  | Non-Lead - Copper | 2007 | 3/4 | Installation date after lead ban | Yes | Visual inspection at the meter pit | 05/26/2024 00:00:00 |  | Non-Lead | No | No |  | Single Family Residence |  | No | No |  |  | Non-Lead
11335 | 112 E SANGER ST, HOBBS NM |  | No | No | Unknown - Unlikely Lead | Don't Know |  |  |  | No | Other |  | Will Inspect meter box at a later date | Unknown - Unlikely Lead |  |  |  | No | Other |  | Will Inspect meter box at a later date | Unknown | Don't Know | Don't Know |  | Building | Unknown | Unknown | No |  |  | Unknown
11294 | 304 E SANGER ST, HOBBS NM |  | No | No | Unknown - Unlikely Lead | Don't Know |  |  |  | No | Other |  | Will Inspect meter box at a later date | Unknown - Unlikely Lead |  |  |  | No | Other |  | Will Inspect meter box at a later date | Unknown | Don't Know | Don't Know |  | Building | Unknown | Unknown | No |  |  | Unknown
11212 | 2601 REDBUD ST, HOBBS NM |  | No | No | Unknown - Unlikely Lead | Don't Know |  |  |  | No | Other |  | Will Inspect meter box at a later date | Unknown - Unlikely Lead |  |  |  | No | Other |  | Will Inspect meter box at a later date | Unknown | Don't Know | Don't Know |  | Building | Unknown | Unknown | No |  |  | Unknown
10798 | 801 W PRINCESS JEANNE, HOBBS NM |  | No | No | Unknown - Unlikely Lead | Don't Know |  |  |  | No | Other |  | Will Inspect meter box at a later date | Unknown - Unlikely Lead |  |  |  | No | Other |  | Will Inspect meter box at a later date | Unknown | Don't Know | Don't Know |  | Building | Unknown | Unknown | No |  |  | Unknown
10667 | 2114 E PARKWOOD AVE, HOBBS NM |  | No | No | Non-Lead - Plastic | Don't Know | 2019 | 1 | Field inspection only with no records | Yes | Visual inspection at the meter pit | 08/19/2024 00:00:00 |  | Non-Lead - Plastic | 2019 | 1 | Field inspection only with no records | Yes | Visual inspection at the meter pit | 08/19/2024 00:00:00 |  | Non-Lead | No | Don't Know |  | Single Family Residence |  | No | No |  |  | Non-Lead
1074 | 4726 BIG CY RD, HOBBS NM |  | No | No | Non-Lead - Plastic | No | 2015 | 3/4 | Field inspection only with no records | Yes | Visual inspection at the meter pit | 05/26/2024 00:00:00 |  | Non-Lead - Plastic | 2015 | 3/4 | Installation date after lead ban | Yes | Visual inspection at the meter pit | 05/26/2024 00:00:00 |  | Non-Lead | No | No |  | Single Family Residence |  | No | No |  |  | Non-Lead
10704 | 1102 W PUEBLO AVE, HOBBS NM |  | No | No | Unknown - Unlikely Lead | Don't Know |  |  |  | No | Other |  | Will Inspect meter box at a later date | Unknown - Unlikely Lead |  |  |  | No | Other |  | Will Inspect meter box at a later date | Unknown | Don't Know | Don't Know |  | Building | Unknown | Unknown | No |  |  | Unknown
11103 | 14 REGENCY SQ, HOBBS NM |  | No | No | Unknown - Unlikely Lead | Don't Know |  |  |  | No | Other |  | Will Inspect meter box at a later date | Unknown - Unlikely Lead |  |  |  | No | Other |  | Will Inspect meter box at a later date | Unknown | Don't Know | Don't Know |  | Building | Unknown | Unknown | No |  |  | Unknown
10882 | 201 W RAINBOW DR, HOBBS NM |  | No | No | Unknown - Unlikely Lead | Don't Know |  |  |  | No | Other |  | Will Inspect meter box at a later date | Unknown - Unlikely Lead |  |  |  | No | Other |  | Will Inspect meter box at a later date | Unknown | Don't Know | Don't Know |  | Building | Unknown | Unknown | No |  |  | Unknown
10641 | 302 E PERMIAN DR, HOBBS NM |  | No | No | Unknown - Unlikely Lead | Don't Know |  |  |  | No | Other |  | Will Inspect meter box at a later date | Unknown - Unlikely Lead |  |  |  | No | Other |  | Will Inspect meter box at a later date | Unknown | Don't Know | Don't Know |  | Building | Unknown | Unknown | No |  |  | Unknown
11175 | 1326 E ROSE LN, HOBBS NM |  | No | No | Unknown - Unlikely Lead | Don't Know |  |  |  | No | Other |  | Will Inspect meter box at a later date | Unknown - Unlikely Lead |  |  |  | No | Other |  | Will Inspect meter box at a later date | Unknown | Don't Know | Don't Know |  | Building | Unknown | Unknown | No |  |  | Unknown
11114 | 1610 W RAIN ST, HOBBS NM |  | No | No | Non-Lead - Plastic | No | 2023 | 3/4 | Field inspection only with no records | Yes | Visual inspection at the meter pit | 05/26/2024 00:00:00 |  | Non-Lead - Plastic |  | 3/4 | Installation date after lead ban | Yes | Visual inspection at the meter pit | 05/26/2024 00:00:00 |  | Non-Lead | No | No |  | Single Family Residence |  | No | No |  |  | Non-Lead
11365 | 2110 E SANGER ST, HOBBS NM |  | No | No | Unknown - Unlikely Lead | Don't Know |  |  |  | No | Other |  | Will Inspect meter box at a later date | Unknown - Unlikely Lead |  |  |  | No | Other |  | Will Inspect meter box at a later date | Unknown | Don't Know | Don't Know |  | Building | Unknown | Unknown | No |  |  | Unknown
11430 | 5200 W STEEL DRIVER RD, HOBBS NM |  | No | No | Non-Lead - Plastic | No | 2016 | 1 | Field inspection only with no records | Yes | Visual inspection at the meter pit | 09/30/2024 00:00:00 |  | Non-Lead - Plastic | 2016 | 3/4 | Field inspection only with no records | Yes | Visual inspection at the meter pit | 09/30/2024 00:00:00 |  | Non-Lead | No | No |  | Single Family Residence |  | No | No |  |  | Non-Lead
10685 | 1122 W PUEBLO AVE, HOBBS NM |  | No | No | Unknown - Unlikely Lead | Don't Know |  |  |  | No | Other |  | Will Inspect meter box at a later date | Unknown - Unlikely Lead |  |  |  | No | Other |  | Will Inspect meter box at a later date | Unknown | Don't Know | Don't Know |  | Building | Unknown | Unknown | No |  |  | Unknown
11301 | 3224 E SANGER ST, HOBBS NM |  | No | No | Unknown - Unlikely Lead | Don't Know |  |  |  | No | Other |  | Will Inspect meter box at a later date | Unknown - Unlikely Lead |  |  |  | No | Other |  | Will Inspect meter box at a later date | Unknown | Don't Know | Don't Know |  | Building | Unknown | Unknown | No |  |  | Unknown
11300 | 3220 E SANGER ST, HOBBS NM |  | No | No | Unknown - Unlikely Lead | Don't Know |  |  |  | No | Other |  | Will Inspect meter box at a later date | Unknown - Unlikely Lead |  |  |  | No | Other |  | Will Inspect meter box at a later date | Unknown | Don't Know | Don't Know |  | Building | Unknown | Unknown | No |  |  | Unknown
10905 | 308 E ROXANA ST, HOBBS NM |  | No | No | Unknown - Unlikely Lead | Don't Know |  |  |  | No | Other |  | Will Inspect meter box at a later date | Unknown - Unlikely Lead |  |  |  | No | Other |  | Will Inspect meter box at a later date | Unknown | Don't Know | Don't Know |  | Building | Unknown | Unknown | No |  |  | Unknown
11180 | 1901 E ROSE LN, HOBBS NM |  | No | No | Non-Lead - Plastic | No | 2019 | 1 | Field inspection only with no records | Yes | Visual inspection at the meter pit | 09/02/2024 00:00:00 |  | Non-Lead - Plastic | 2019 | 1 | Installation date after lead ban | No | Visual inspection at the meter pit | 09/02/2024 00:00:00 |  | Non-Lead | No | No |  | Single Family Residence |  | No | No |  |  | Non-Lead
11010 | 1914 N ROJO DR, HOBBS NM |  | No | No | Unknown - Unlikely Lead | Don't Know |  |  |  | No | Other |  | Will Inspect meter box at a later date | Unknown - Unlikely Lead |  |  |  | No | Other |  | Will Inspect meter box at a later date | Unknown | Don't Know | Don't Know |  | Building | Unknown | Unknown | No |  |  | Unknown
10688 | 907 W PUEBLO AVE, HOBBS NM |  | No | No | Unknown - Unlikely Lead | Don't Know |  |  |  | No | Other |  | Will Inspect meter box at a later date | Unknown - Unlikely Lead |  |  |  | No | Other |  | Will Inspect meter box at a later date | Unknown | Don't Know | Don't Know |  | Building | Unknown | Unknown | No |  |  | Unknown
1094 | 4801 W BIG RED RD, HOBBS NM |  | No | No | Non-Lead - Plastic | No | 2015 | 3/4 | Field inspection only with no records | Yes | Visual inspection at the meter pit | 05/26/2024 00:00:00 |  | Non-Lead - Plastic | 2015 | 3/4 | Installation date after lead ban | Yes | Visual inspection at the meter pit | 05/26/2024 00:00:00 |  | Non-Lead | No | No |  | Single Family Residence |  | No | No |  |  | Non-Lead
10637 | 413 E PERMIAN DR, HOBBS NM |  | No | No | Unknown - Unlikely Lead | Don't Know |  |  |  | No | Other |  | Will Inspect meter box at a later date | Unknown - Unlikely Lead |  |  |  | No | Other |  | Will Inspect meter box at a later date | Unknown | Don't Know | Don't Know |  | Building | Unknown | Unknown | No |  |  | Unknown
11 | 1214 S 14TH ST, HOBBS NM |  | No | No | Unknown - Unlikely Lead | Don't Know |  |  |  | No | Other |  | Will Inspect meter box at a later date | Unknown - Unlikely Lead |  |  |  | No | Other |  | Will Inspect meter box at a later date | Unknown | Don't Know | Don't Know |  | Building | Unknown | Unknown | No |  |  | Unknown
1126 | 4808 W BIG RED RD, HOBBS NM |  | No | No | Non-Lead - Plastic | No | 2015 | 3/4 | Field inspection only with no records | Yes | Visual inspection at the meter pit | 05/26/2024 00:00:00 |  | Non-Lead - Plastic | 2015 | 3/4 | Installation date after lead ban | Yes | Visual inspection at the meter pit | 05/26/2024 00:00:00 |  | Non-Lead | No | No |  | Single Family Residence |  | No | No |  |  | Non-Lead
11061 | 216 W ROJO DR, HOBBS NM |  | No | No | Unknown - Unlikely Lead | Don't Know |  |  |  | No | Other |  | Will Inspect meter box at a later date | Unknown - Unlikely Lead |  |  |  | No | Other |  | Will Inspect meter box at a later date | Unknown | Don't Know | Don't Know |  | Building | Unknown | Unknown | No |  |  | Unknown
10552 | 1214 S PERRY DR, HOBBS NM |  | No | No | Unknown - Unlikely Lead | Don't Know |  |  |  | No | Other |  | Will Inspect meter box at a later date | Unknown - Unlikely Lead |  |  |  | No | Other |  | Will Inspect meter box at a later date | Unknown | Don't Know | Don't Know |  | Building | Unknown | Unknown | No |  |  | Unknown
10813 | 1009 W PRINCESS JEANNE, HOBBS NM |  | No | No | Unknown - Unlikely Lead | Don't Know |  |  |  | No | Other |  | Will Inspect meter box at a later date | Unknown - Unlikely Lead |  |  |  | No | Other |  | Will Inspect meter box at a later date | Unknown | Don't Know | Don't Know |  | Building | Unknown | Unknown | No |  |  | Unknown
11382 | 4914 W STEEL DRIVER RD, HOBBS NM |  | No | No | Non-Lead - Plastic | No | 2016 | 1 | Field inspection only with no records | Yes | Visual inspection at the meter pit | 09/30/2024 00:00:00 |  | Non-Lead - Plastic | 2016 | 3/4 | Field inspection only with no records | Yes | Visual inspection at the meter pit | 09/30/2024 00:00:00 |  | Non-Lead | No | No |  | Single Family Residence |  | No | No |  |  | Non-Lead
11518 | 600 E SCHARBAUER ST, HOBBS NM |  | No | No | Unknown - Unlikely Lead | Don't Know |  |  |  | No | Other |  | Will Inspect meter box at a later date | Unknown - Unlikely Lead |  |  |  | No | Other |  | Will Inspect meter box at a later date | Unknown | Don't Know | Don't Know |  | Building | Unknown | Unknown | No |  |  | Unknown
10764 | 1413 W PRINCESS JEANNE, HOBBS NM |  | No | No | Unknown - Unlikely Lead | Don't Know |  |  |  | No | Other |  | Will Inspect meter box at a later date | Unknown - Unlikely Lead |  |  |  | No | Other |  | Will Inspect meter box at a later date | Unknown | Don't Know | Don't Know |  | Building | Unknown | Unknown | No |  |  | Unknown
11537 | 605 E SCHARBAUER ST, HOBBS NM |  | No | No | Unknown - Unlikely Lead | Don't Know |  |  |  | No | Other |  | Will Inspect meter box at a later date | Unknown - Unlikely Lead |  |  |  | No | Other |  | Will Inspect meter box at a later date | Unknown | Don't Know | Don't Know |  | Building | Unknown | Unknown | No |  |  | Unknown
10771 | 1304 W PRINCESS JEANNE, HOBBS NM |  | No | No | Unknown - Unlikely Lead | Don't Know |  |  |  | No | Other |  | Will Inspect meter box at a later date | Unknown - Unlikely Lead |  |  |  | No | Other |  | Will Inspect meter box at a later date | Unknown | Don't Know | Don't Know |  | Building | Unknown | Unknown | No |  |  | Unknown
1089 | 5110 W BIG RED RD, HOBBS NM |  | No | No | Non-Lead - Plastic | No | 2015 | 3/4 | Field inspection only with no records | Yes | Visual inspection at the meter pit | 05/26/2024 00:00:00 |  | Non-Lead - Plastic | 2015 | 3/4 | Installation date after lead ban | Yes | Visual inspection at the meter pit | 05/26/2024 00:00:00 |  | Non-Lead | No | No |  | Single Family Residence |  | No | No |  |  | Non-Lead
11462 | 913 W SAYERS DR, HOBBS NM |  | No | No | Unknown - Unlikely Lead | Don't Know |  |  |  | No | Other |  | Will Inspect meter box at a later date | Unknown - Unlikely Lead |  |  |  | No | Other |  | Will Inspect meter box at a later date | Unknown | Don't Know | Don't Know |  | Building | Unknown | Unknown | No |  |  | Unknown
10520 | 1501 E PECOS DR, HOBBS NM |  | No | No | Unknown - Unlikely Lead | Don't Know |  |  |  | No | Other |  | Will Inspect meter box at a later date | Unknown - Unlikely Lead |  |  |  | No | Other |  | Will Inspect meter box at a later date | Unknown | Don't Know | Don't Know |  | Building | Unknown | Unknown | No |  |  | Unknown
11402 | 4808 W STEEL DRIVER RD, HOBBS NM |  | No | No | Non-Lead - Plastic | No | 2016 | 1 | Field inspection only with no records | Yes | Visual inspection at the meter pit | 09/30/2024 00:00:00 |  | Non-Lead - Plastic | 2016 | 3/4 | Field inspection only with no records | Yes | Visual inspection at the meter pit | 09/30/2024 00:00:00 |  | Non-Lead | No | No |  | Single Family Residence |  | No | No |  |  | Non-Lead
10894 | 404 W RAINBOW DR, HOBBS NM |  | No | No | Unknown - Unlikely Lead | Don't Know |  |  |  | No | Other |  | Will Inspect meter box at a later date | Unknown - Unlikely Lead |  |  |  | No | Other |  | Will Inspect meter box at a later date | Unknown | Don't Know | Don't Know |  | Building | Unknown | Unknown | No |  |  | Unknown
11343 | 816 E SANGER ST, HOBBS NM |  | No | No | Unknown - Unlikely Lead | Don't Know |  |  |  | No | Other |  | Will Inspect meter box at a later date | Unknown - Unlikely Lead |  |  |  | No | Other |  | Will Inspect meter box at a later date | Unknown | Don't Know | Don't Know |  | Building | Unknown | Unknown | No |  |  | Unknown
10837 | 1324 W PAIGE DR, HOBBS NM |  | No | No | Unknown - Unlikely Lead | Don't Know |  |  |  | No | Other |  | Will Inspect meter box at a later date | Unknown - Unlikely Lead |  |  |  | No | Other |  | Will Inspect meter box at a later date | Unknown | Don't Know | Don't Know |  | Building | Unknown | Unknown | No |  |  | Unknown
11214 | 503 W SANGER ST, HOBBS NM |  | No | No | Unknown - Unlikely Lead | Don't Know |  |  |  | No | Other |  | Will Inspect meter box at a later date | Unknown - Unlikely Lead |  |  |  | No | Other |  | Will Inspect meter box at a later date | Unknown | Don't Know | Don't Know |  | Building | Unknown | Unknown | No |  |  | Unknown
11207 | 2423-B N ROUNDUP DR, HOBBS NM |  | No | No | Unknown - Unlikely Lead | Don't Know |  |  |  | No | Other |  | Will Inspect meter box at a later date | Unknown - Unlikely Lead |  |  |  | No | Other |  | Will Inspect meter box at a later date | Unknown | Don't Know | Don't Know |  | Building | Unknown | Unknown | No |  |  | Unknown
11512 | 405 E SCHARBAUER ST, HOBBS NM |  | No | No | Unknown - Unlikely Lead | Don't Know |  |  |  | No | Other |  | Will Inspect meter box at a later date | Unknown - Unlikely Lead |  |  |  | No | Other |  | Will Inspect meter box at a later date | Unknown | Don't Know | Don't Know |  | Building | Unknown | Unknown | No |  |  | Unknown
10868 | 620 N QUIROZ DR, HOBBS NM |  | No | No | Unknown - Unlikely Lead | Don't Know |  |  |  | No | Other |  | Will Inspect meter box at a later date | Unknown - Unlikely Lead |  |  |  | No | Other |  | Will Inspect meter box at a later date | Unknown | Don't Know | Don't Know |  | Building | Unknown | Unknown | No |  |  | Unknown
10753 | 1216 W PRINCESS JEANNE, HOBBS NM |  | No | No | Unknown - Unlikely Lead | Don't Know |  |  |  | No | Other |  | Will Inspect meter box at a later date | Unknown - Unlikely Lead |  |  |  | No | Other |  | Will Inspect meter box at a later date | Unknown | Don't Know | Don't Know |  | Building | Unknown | Unknown | No |  |  | Unknown
10818 | 2624 PROPPS DR, HOBBS NM |  | No | No | Unknown - Unlikely Lead | Don't Know |  |  |  | No | Other |  | Will Inspect meter box at a later date | Unknown - Unlikely Lead |  |  |  | No | Other |  | Will Inspect meter box at a later date | Unknown | Don't Know | Don't Know |  | Building | Unknown | Unknown | No |  |  | Unknown
1055 | 4214 N BACKSTRETCH RD, HOBBS NM |  | No | No | Non-Lead - Plastic | No | 2015 | 3/4 | Field inspection only with no records | Yes | Visual inspection at the meter pit | 05/26/2024 00:00:00 |  | Non-Lead - Plastic | 2015 | 3/4 | Installation date after lead ban | Yes | Visual inspection at the meter pit | 05/26/2024 00:00:00 |  | Non-Lead | No | No |  | Single Family Residence |  | No | No |  |  | Non-Lead
11379 | 1101 N SANGER PL, HOBBS NM |  | No | No | Unknown - Unlikely Lead | Don't Know |  |  |  | No | Other |  | Will Inspect meter box at a later date | Unknown - Unlikely Lead |  |  |  | No | Other |  | Will Inspect meter box at a later date | Unknown | Don't Know | Don't Know |  | Building | Unknown | Unknown | No |  |  | Unknown
10812 | 817 W PRINCESS JEANNE, HOBBS NM |  | No | No | Unknown - Unlikely Lead | Don't Know |  |  |  | No | Other |  | Will Inspect meter box at a later date | Unknown - Unlikely Lead |  |  |  | No | Other |  | Will Inspect meter box at a later date | Unknown | Don't Know | Don't Know |  | Building | Unknown | Unknown | No |  |  | Unknown
10632 | 108 E PERMIAN DR, HOBBS NM |  | No | No | Unknown - Unlikely Lead | Don't Know |  |  |  | No | Other |  | Will Inspect meter box at a later date | Unknown - Unlikely Lead |  |  |  | No | Other |  | Will Inspect meter box at a later date | Unknown | Don't Know | Don't Know |  | Building | Unknown | Unknown | No |  |  | Unknown
10936 | 211 E ROXANA ST, HOBBS NM |  | No | No | Unknown - Unlikely Lead | Don't Know |  |  |  | No | Other |  | Will Inspect meter box at a later date | Unknown - Unlikely Lead |  |  |  | No | Other |  | Will Inspect meter box at a later date | Unknown | Don't Know | Don't Know |  | Building | Unknown | Unknown | No |  |  | Unknown
11461 | 917 W SAYERS DR, HOBBS NM |  | No | No | Unknown - Unlikely Lead | Don't Know |  |  |  | No | Other |  | Will Inspect meter box at a later date | Unknown - Unlikely Lead |  |  |  | No | Other |  | Will Inspect meter box at a later date | Unknown | Don't Know | Don't Know |  | Building | Unknown | Unknown | No |  |  | Unknown
11452 | 4915 W STEEL DRIVER RD, HOBBS NM |  | No | No | Non-Lead - Plastic | No | 2016 | 1 | Field inspection only with no records | Yes | Visual inspection at the meter pit | 09/30/2024 00:00:00 |  | Non-Lead - Plastic | 2016 | 3/4 | Field inspection only with no records | Yes | Visual inspection at the meter pit | 09/30/2024 00:00:00 |  | Non-Lead | No | No |  | Single Family Residence |  | No | No |  |  | Non-Lead
11286 | 2938 E SANGER ST, HOBBS NM |  | No | No | Unknown - Unlikely Lead | Don't Know |  |  |  | No | Other |  | Will Inspect meter box at a later date | Unknown - Unlikely Lead |  |  |  | No | Other |  | Will Inspect meter box at a later date | Unknown | Don't Know | Don't Know |  | Building | Unknown | Unknown | No |  |  | Unknown
10717 | 1416 W PONDEROSA DR, HOBBS NM |  | No | No | Non-Lead - Plastic | No | 2020 | 1 | Installation date after lead ban | No | Other |  | GIS verfied because of being built after ban | Non-Lead - Plastic | 2020 | 1 | Installation date after lead ban | No | Other |  | Newer Construction, verified by GIS Mapping |  | No | No |  | Single Family Residence | Unknown | No | No |  |  | Non-Lead
10629 | 200 E PERMIAN DR, HOBBS NM |  | No | No | Unknown - Unlikely Lead | Don't Know |  |  |  | No | Other |  | Will Inspect meter box at a later date | Unknown - Unlikely Lead |  |  |  | No | Other |  | Will Inspect meter box at a later date | Unknown | Don't Know | Don't Know |  | Building | Unknown | Unknown | No |  |  | Unknown
11161 | 1301 E ROSE LN, HOBBS NM |  | No | No | Unknown - Unlikely Lead | Don't Know |  |  |  | No | Other |  | Will Inspect meter box at a later date | Unknown - Unlikely Lead |  |  |  | No | Other |  | Will Inspect meter box at a later date | Unknown | Don't Know | Don't Know |  | Building | Unknown | Unknown | No |  |  | Unknown
11115 | 1707 W RAIN, HOBBS NM |  | No | No | Non-Lead - Plastic | No | 2023 | 3/4 | Field inspection only with no records | Yes | Visual inspection at the meter pit | 05/26/2024 00:00:00 |  | Non-Lead - Plastic |  | 3/4 | Installation date after lead ban | Yes | Visual inspection at the meter pit | 05/26/2024 00:00:00 |  | Non-Lead | No | No |  | Single Family Residence |  | No | No |  |  | Non-Lead
10930 | 1120 E ROXANA ST, HOBBS NM |  | No | No | Unknown - Unlikely Lead | Don't Know |  |  |  | No | Other |  | Will Inspect meter box at a later date | Unknown - Unlikely Lead |  |  |  | No | Other |  | Will Inspect meter box at a later date | Unknown | Don't Know | Don't Know |  | Building | Unknown | Unknown | No |  |  | Unknown
10910 | 1000 E ROXANA ST, HOBBS NM |  | No | No | Unknown - Unlikely Lead | Don't Know |  |  |  | No | Other |  | Will Inspect meter box at a later date | Unknown - Unlikely Lead |  |  |  | No | Other |  | Will Inspect meter box at a later date | Unknown | Don't Know | Don't Know |  | Building | Unknown | Unknown | No |  |  | Unknown
10919 | 513 E ROXANA ST, HOBBS NM |  | No | No | Unknown - Unlikely Lead | Don't Know |  |  |  | No | Other |  | Will Inspect meter box at a later date | Unknown - Unlikely Lead |  |  |  | No | Other |  | Will Inspect meter box at a later date | Unknown | Don't Know | Don't Know |  | Building | Unknown | Unknown | No |  |  | Unknown
11191 | 1213 E ROSE LN, HOBBS NM |  | No | No | Unknown - Unlikely Lead | Don't Know |  |  |  | No | Other |  | Will Inspect meter box at a later date | Unknown - Unlikely Lead |  |  |  | No | Other |  | Will Inspect meter box at a later date | Unknown | Don't Know | Don't Know |  | Building | Unknown | Unknown | No |  |  | Unknown
10895 | 403 W RAINBOW DR, HOBBS NM |  | No | No | Unknown - Unlikely Lead | Don't Know |  |  |  | No | Other |  | Will Inspect meter box at a later date | Unknown - Unlikely Lead |  |  |  | No | Other |  | Will Inspect meter box at a later date | Unknown | Don't Know | Don't Know |  | Building | Unknown | Unknown | No |  |  | Unknown
10554 | 1341 S PERRY DR, HOBBS NM |  | No | No | Unknown - Unlikely Lead | Don't Know |  |  |  | No | Other |  | Will Inspect meter box at a later date | Unknown - Unlikely Lead |  |  |  | No | Other |  | Will Inspect meter box at a later date | Unknown | Don't Know | Don't Know |  | Building | Unknown | Unknown | No |  |  | Unknown
10834 | 1413 W PAIGE DR, HOBBS NM |  | No | No | Unknown - Unlikely Lead | Don't Know |  |  |  | No | Other |  | Will Inspect meter box at a later date | Unknown - Unlikely Lead |  |  |  | No | Other |  | Will Inspect meter box at a later date | Unknown | Don't Know | Don't Know |  | Building | Unknown | Unknown | No |  |  | Unknown
11238 | 417 E SANGER ST, HOBBS NM |  | No | No | Unknown - Unlikely Lead | Don't Know |  |  |  | No | Other |  | Will Inspect meter box at a later date | Unknown - Unlikely Lead |  |  |  | No | Other |  | Will Inspect meter box at a later date | Unknown | Don't Know | Don't Know |  | Building | Unknown | Unknown | No |  |  | Unknown
10663 | 2024 E PARKWOOD AVE, HOBBS NM |  | No | No | Non-Lead - Plastic | Don't Know | 2019 | 1 | Field inspection only with no records | Yes | Visual inspection at the meter pit | 08/19/2024 00:00:00 |  | Non-Lead - Plastic | 2019 | 1 | Field inspection only with no records | Yes | Visual inspection at the meter pit | 08/19/2024 00:00:00 |  | Non-Lead | No | Don't Know |  | Single Family Residence |  | No | No |  |  | Non-Lead
10708 | 1510 W PONDEROSA DR, HOBBS NM |  | No | No | Non-Lead - Plastic | No | 2020 | 1 | Installation date after lead ban | No | Other |  | GIS verfied because of being built after ban | Non-Lead - Plastic | 2020 | 1 | Installation date after lead ban | No | Other |  | Newer Construction, verified by GIS Mapping |  | No | No |  | Single Family Residence | Unknown | No | No |  |  | Non-Lead
1091 | 4911 W BIG RED RD, HOBBS NM |  | No | No | Non-Lead - Plastic | No | 2015 | 3/4 | Field inspection only with no records | Yes | Visual inspection at the meter pit | 05/26/2024 00:00:00 |  | Non-Lead - Plastic | 2015 | 3/4 | Installation date after lead ban | Yes | Visual inspection at the meter pit | 05/26/2024 00:00:00 |  | Non-Lead | No | No |  | Single Family Residence |  | No | No |  |  | Non-Lead
1115 | 5107 W BIG RED RD, HOBBS NM |  | No | No | Non-Lead - Plastic | No | 2015 | 3/4 | Field inspection only with no records | Yes | Visual inspection at the meter pit | 05/26/2024 00:00:00 |  | Non-Lead - Plastic | 2015 | 3/4 | Installation date after lead ban | Yes | Visual inspection at the meter pit | 05/26/2024 00:00:00 |  | Non-Lead | No | No |  | Single Family Residence |  | No | No |  |  | Non-Lead
10918 | 402 E ROXANA ST, HOBBS NM |  | No | No | Unknown - Unlikely Lead | Don't Know |  |  |  | No | Other |  | Will Inspect meter box at a later date | Unknown - Unlikely Lead |  |  |  | No | Other |  | Will Inspect meter box at a later date | Unknown | Don't Know | Don't Know |  | Building | Unknown | Unknown | No |  |  | Unknown
10596 | 805 PINON DR, HOBBS NM |  | No | No | Non-Lead - Copper | Don't Know |  | 3/4 | Field inspection only with no records | Yes | Visual inspection at the meter pit | 09/10/2024 00:00:00 |  | Non-Lead - Plastic |  | 3/4 | Field inspection only with no records | Yes | Visual inspection at the meter pit | 09/10/2024 00:00:00 |  | Non-Lead | No | Don't Know |  | Building |  | No | No |  |  | Non-Lead
10877 | 308 W RAINBOW DR, HOBBS NM |  | No | No | Unknown - Unlikely Lead | Don't Know |  |  |  | No | Other |  | Will Inspect meter box at a later date | Unknown - Unlikely Lead |  |  |  | No | Other |  | Will Inspect meter box at a later date | Unknown | Don't Know | Don't Know |  | Building | Unknown | Unknown | No |  |  | Unknown
10802 | 1112 W PRINCESS JEANNE, HOBBS NM |  | No | No | Unknown - Unlikely Lead | Don't Know |  |  |  | No | Other |  | Will Inspect meter box at a later date | Unknown - Unlikely Lead |  |  |  | No | Other |  | Will Inspect meter box at a later date | Unknown | Don't Know | Don't Know |  | Building | Unknown | Unknown | No |  |  | Unknown
1140 | 5302 W BIG RED RD, HOBBS NM |  | No | No | Non-Lead - Plastic | No | 2015 | 3/4 | Field inspection only with no records | Yes | Visual inspection at the meter pit | 05/26/2024 00:00:00 |  | Non-Lead - Plastic | 2015 | 3/4 | Installation date after lead ban | Yes | Visual inspection at the meter pit | 05/26/2024 00:00:00 |  | Non-Lead | No | No |  | Single Family Residence |  | No | No |  |  | Non-Lead
11440 | 5216 W STEEL DRIVER RD, HOBBS NM |  | No | No | Non-Lead - Plastic | No | 2016 | 1 | Field inspection only with no records | Yes | Visual inspection at the meter pit | 09/30/2024 00:00:00 |  | Non-Lead - Plastic | 2016 | 3/4 | Field inspection only with no records | Yes | Visual inspection at the meter pit | 09/30/2024 00:00:00 |  | Non-Lead | No | No |  | Single Family Residence |  | No | No |  |  | Non-Lead
10979 | 1003 W ROXANA ST, HOBBS NM |  | No | No | Unknown - Unlikely Lead | Don't Know |  |  |  | No | Other |  | Will Inspect meter box at a later date | Unknown - Unlikely Lead |  |  |  | No | Other |  | Will Inspect meter box at a later date | Unknown | Don't Know | Don't Know |  | Building | Unknown | Unknown | No |  |  | Unknown
10750 | 1124 W PRINCESS JEANNE, HOBBS NM |  | No | No | Unknown - Unlikely Lead | Don't Know |  |  |  | No | Other |  | Will Inspect meter box at a later date | Unknown - Unlikely Lead |  |  |  | No | Other |  | Will Inspect meter box at a later date | Unknown | Don't Know | Don't Know |  | Building | Unknown | Unknown | No |  |  | Unknown
11392 | 5001 W STEEL DRIVER RD, HOBBS NM |  | No | No | Non-Lead - Plastic | No | 2016 | 1 | Field inspection only with no records | Yes | Visual inspection at the meter pit | 09/30/2024 00:00:00 |  | Non-Lead - Plastic | 2016 | 3/4 | Field inspection only with no records | Yes | Visual inspection at the meter pit | 09/30/2024 00:00:00 |  | Non-Lead | No | No |  | Single Family Residence |  | No | No |  |  | Non-Lead
11105 | 2 REGENCY SQ, HOBBS NM |  | No | No | Unknown - Unlikely Lead | Don't Know |  |  |  | No | Other |  | Will Inspect meter box at a later date | Unknown - Unlikely Lead |  |  |  | No | Other |  | Will Inspect meter box at a later date | Unknown | Don't Know | Don't Know |  | Building | Unknown | Unknown | No |  |  | Unknown
11385 | 5107 W STEEL DRIVER RD, HOBBS NM |  | No | No | Non-Lead - Plastic | No | 2016 | 1 | Field inspection only with no records | Yes | Visual inspection at the meter pit | 09/30/2024 00:00:00 |  | Non-Lead - Plastic | 2016 | 3/4 | Field inspection only with no records | Yes | Visual inspection at the meter pit | 09/30/2024 00:00:00 |  | Non-Lead | No | No |  | Single Family Residence |  | No | No |  |  | Non-Lead
10525 | 1515 E PECOS DR, HOBBS NM |  | No | No | Unknown - Unlikely Lead | Don't Know |  |  |  | No | Other |  | Will Inspect meter box at a later date | Unknown - Unlikely Lead |  |  |  | No | Other |  | Will Inspect meter box at a later date | Unknown | Don't Know | Don't Know |  | Building | Unknown | Unknown | No |  |  | Unknown
11143 | 1303 E ROSE LN, HOBBS NM |  | No | No | Unknown - Unlikely Lead | Don't Know |  |  |  | No | Other |  | Will Inspect meter box at a later date | Unknown - Unlikely Lead |  |  |  | No | Other |  | Will Inspect meter box at a later date | Unknown | Don't Know | Don't Know |  | Building | Unknown | Unknown | No |  |  | Unknown
10743 | 1215 W PRINCESS JEANNE, HOBBS NM |  | No | No | Unknown - Unlikely Lead | Don't Know |  |  |  | No | Other |  | Will Inspect meter box at a later date | Unknown - Unlikely Lead |  |  |  | No | Other |  | Will Inspect meter box at a later date | Unknown | Don't Know | Don't Know |  | Building | Unknown | Unknown | No |  |  | Unknown
11181 | 1318 E ROSE LN, HOBBS NM |  | No | No | Unknown - Unlikely Lead | Don't Know |  |  |  | No | Other |  | Will Inspect meter box at a later date | Unknown - Unlikely Lead |  |  |  | No | Other |  | Will Inspect meter box at a later date | Unknown | Don't Know | Don't Know |  | Building | Unknown | Unknown | No |  |  | Unknown
10589 | 700 PINON DR, HOBBS NM |  | No | No | Unknown - Unlikely Lead | Don't Know |  |  |  | No | Other |  | Will Inspect meter box at a later date | Unknown - Unlikely Lead |  |  |  | No | Other |  | Will Inspect meter box at a later date | Unknown | Don't Know | Don't Know |  | Building | Unknown | Unknown | No |  |  | Unknown
10924 | 303 E ROXANA ST, HOBBS NM |  | No | No | Unknown - Unlikely Lead | Don't Know |  |  |  | No | Other |  | Will Inspect meter box at a later date | Unknown - Unlikely Lead |  |  |  | No | Other |  | Will Inspect meter box at a later date | Unknown | Don't Know | Don't Know |  | Building | Unknown | Unknown | No |  |  | Unknown
10997 | 1801 N ROJO DR, HOBBS NM |  | No | No | Unknown - Unlikely Lead | Don't Know |  |  |  | No | Other |  | Will Inspect meter box at a later date | Unknown - Unlikely Lead |  |  |  | No | Other |  | Will Inspect meter box at a later date | Unknown | Don't Know | Don't Know |  | Building | Unknown | Unknown | No |  |  | Unknown
11089 | 32 REGENCY SQ, HOBBS NM |  | No | No | Unknown - Unlikely Lead | Don't Know |  |  |  | No | Other |  | Will Inspect meter box at a later date | Unknown - Unlikely Lead |  |  |  | No | Other |  | Will Inspect meter box at a later date | Unknown | Don't Know | Don't Know |  | Building | Unknown | Unknown | No |  |  | Unknown
11112 | 1707 W RAIN, HOBBS NM |  | No | No | Non-Lead - Plastic | No | 2023 | 3/4 | Field inspection only with no records | Yes | Visual inspection at the meter pit | 05/26/2024 00:00:00 |  | Non-Lead - Plastic |  | 3/4 | Installation date after lead ban | Yes | Visual inspection at the meter pit | 05/26/2024 00:00:00 |  | Non-Lead | No | No |  | Single Family Residence |  | No | No |  |  | Non-Lead
11409 | 4805 W STEEL DRIVER RD, HOBBS NM |  | No | No | Non-Lead - Plastic | No | 2016 | 1 | Field inspection only with no records | Yes | Visual inspection at the meter pit | 09/30/2024 00:00:00 |  | Non-Lead - Plastic | 2016 | 3/4 | Field inspection only with no records | Yes | Visual inspection at the meter pit | 09/30/2024 00:00:00 |  | Non-Lead | No | No |  | Single Family Residence |  | No | No |  |  | Non-Lead
11345 | 826 E SANGER ST, HOBBS NM |  | No | No | Unknown - Unlikely Lead | Don't Know |  |  |  | No | Other |  | Will Inspect meter box at a later date | Unknown - Unlikely Lead |  |  |  | No | Other |  | Will Inspect meter box at a later date | Unknown | Don't Know | Don't Know |  | Building | Unknown | Unknown | No |  |  | Unknown
11288 | 2924 E SANGER ST, HOBBS NM |  | No | No | Unknown - Unlikely Lead | Don't Know |  |  |  | No | Other |  | Will Inspect meter box at a later date | Unknown - Unlikely Lead |  |  |  | No | Other |  | Will Inspect meter box at a later date | Unknown | Don't Know | Don't Know |  | Building | Unknown | Unknown | No |  |  | Unknown
11390 | 5208 W STEEL DRIVER RD, HOBBS NM |  | No | No | Non-Lead - Plastic | No | 2016 | 1 | Field inspection only with no records | Yes | Visual inspection at the meter pit | 09/30/2024 00:00:00 |  | Non-Lead - Plastic | 2016 | 3/4 | Field inspection only with no records | Yes | Visual inspection at the meter pit | 09/30/2024 00:00:00 |  | Non-Lead | No | No |  | Single Family Residence |  | No | No |  |  | Non-Lead
11021 | 2101 N ROJO DR, HOBBS NM |  | No | No | Unknown - Unlikely Lead | Don't Know |  |  |  | No | Other |  | Will Inspect meter box at a later date | Unknown - Unlikely Lead |  |  |  | No | Other |  | Will Inspect meter box at a later date | Unknown | Don't Know | Don't Know |  | Building | Unknown | Unknown | No |  |  | Unknown
11477 | 2036 E SADDLE CLUB DR, HOBBS NM |  | No | No | Non-Lead - Copper | No | 2007 | 3/4 | Field inspection only with no records | Yes | Visual inspection at the meter pit | 05/26/2024 00:00:00 |  | Non-Lead - Copper | 2007 | 3/4 | Installation date after lead ban | Yes | Visual inspection at the meter pit | 05/26/2024 00:00:00 |  | Non-Lead | No | No |  | Single Family Residence |  | No | No |  |  | Non-Lead
11243 | 704 E SANGER ST, HOBBS NM |  | No | No | Unknown - Unlikely Lead | Don't Know |  |  |  | No | Other |  | Will Inspect meter box at a later date | Unknown - Unlikely Lead |  |  |  | No | Other |  | Will Inspect meter box at a later date | Unknown | Don't Know | Don't Know |  | Building | Unknown | Unknown | No |  |  | Unknown
11110 | 19 REGENCY SQ, HOBBS NM |  | No | No | Unknown - Unlikely Lead | Don't Know |  |  |  | No | Other |  | Will Inspect meter box at a later date | Unknown - Unlikely Lead |  |  |  | No | Other |  | Will Inspect meter box at a later date | Unknown | Don't Know | Don't Know |  | Building | Unknown | Unknown | No |  |  | Unknown
11018 | 1909 N ROJO DR, HOBBS NM |  | No | No | Unknown - Unlikely Lead | Don't Know |  |  |  | No | Other |  | Will Inspect meter box at a later date | Unknown - Unlikely Lead |  |  |  | No | Other |  | Will Inspect meter box at a later date | Unknown | Don't Know | Don't Know |  | Building | Unknown | Unknown | No |  |  | Unknown
10990 | 2701 N ROJO DR, HOBBS NM |  | No | No | Unknown - Unlikely Lead | Don't Know |  |  |  | No | Other |  | Will Inspect meter box at a later date | Unknown - Unlikely Lead |  |  |  | No | Other |  | Will Inspect meter box at a later date | Unknown | Don't Know | Don't Know |  | Building | Unknown | Unknown | No |  |  | Unknown
1136 | 5201 W BIG RED RD, HOBBS NM |  | No | No | Non-Lead - Plastic | No | 2015 | 3/4 | Field inspection only with no records | Yes | Visual inspection at the meter pit | 05/26/2024 00:00:00 |  | Non-Lead - Plastic | 2015 | 3/4 | Installation date after lead ban | Yes | Visual inspection at the meter pit | 05/26/2024 00:00:00 |  | Non-Lead | No | No |  | Single Family Residence |  | No | No |  |  | Non-Lead
11542 | 208 1/2 E SCHARBAUER ST, HOBBS NM |  | No | No | Unknown - Unlikely Lead | Don't Know |  |  |  | No | Other |  | Will Inspect meter box at a later date | Unknown - Unlikely Lead |  |  |  | No | Other |  | Will Inspect meter box at a later date | Unknown | Don't Know | Don't Know |  | Building | Unknown | Unknown | No |  |  | Unknown
10644 | 109 E PERMIAN DR, HOBBS NM |  | No | No | Unknown - Unlikely Lead | Don't Know |  |  |  | No | Other |  | Will Inspect meter box at a later date | Unknown - Unlikely Lead |  |  |  | No | Other |  | Will Inspect meter box at a later date | Unknown | Don't Know | Don't Know |  | Building | Unknown | Unknown | No |  |  | Unknown
1070 | 4916 BIG CY RD, HOBBS NM |  | No | No | Non-Lead - Plastic | No | 2015 | 3/4 | Field inspection only with no records | Yes | Visual inspection at the meter pit | 05/26/2024 00:00:00 |  | Non-Lead - Plastic | 2015 | 3/4 | Installation date after lead ban | Yes | Visual inspection at the meter pit | 05/26/2024 00:00:00 |  | Non-Lead | No | No |  | Single Family Residence |  | No | No |  |  | Non-Lead
11273 | 846 E SANGER ST, HOBBS NM |  | No | No | Unknown - Unlikely Lead | Don't Know |  |  |  | No | Other |  | Will Inspect meter box at a later date | Unknown - Unlikely Lead |  |  |  | No | Other |  | Will Inspect meter box at a later date | Unknown | Don't Know | Don't Know |  | Building | Unknown | Unknown | No |  |  | Unknown
10676 | 1027 W PUEBLO AVE, HOBBS NM |  | No | No | Unknown - Unlikely Lead | Don't Know |  |  |  | No | Other |  | Will Inspect meter box at a later date | Unknown - Unlikely Lead |  |  |  | No | Other |  | Will Inspect meter box at a later date | Unknown | Don't Know | Don't Know |  | Building | Unknown | Unknown | No |  |  | Unknown
10748 | 1000 W PRINCESS JEANNE, HOBBS NM |  | No | No | Unknown - Unlikely Lead | Don't Know |  |  |  | No | Other |  | Will Inspect meter box at a later date | Unknown - Unlikely Lead |  |  |  | No | Other |  | Will Inspect meter box at a later date | Unknown | Don't Know | Don't Know |  | Building | Unknown | Unknown | No |  |  | Unknown
1117 | 5024 W BIG RED RD, HOBBS NM |  | No | No | Non-Lead - Plastic | No | 2015 | 3/4 | Field inspection only with no records | Yes | Visual inspection at the meter pit | 05/26/2024 00:00:00 |  | Non-Lead - Plastic | 2015 | 3/4 | Installation date after lead ban | Yes | Visual inspection at the meter pit | 05/26/2024 00:00:00 |  | Non-Lead | No | No |  | Single Family Residence |  | No | No |  |  | Non-Lead
11023 | 2121 N ROJO DR, HOBBS NM |  | No | No | Unknown - Unlikely Lead | Don't Know |  |  |  | No | Other |  | Will Inspect meter box at a later date | Unknown - Unlikely Lead |  |  |  | No | Other |  | Will Inspect meter box at a later date | Unknown | Don't Know | Don't Know |  | Building | Unknown | Unknown | No |  |  | Unknown
10858 | 2500 N QUIROZ DR, HOBBS NM |  | No | No | Unknown - Unlikely Lead | Don't Know |  |  |  | No | Other |  | Will Inspect meter box at a later date | Unknown - Unlikely Lead |  |  |  | No | Other |  | Will Inspect meter box at a later date | Unknown | Don't Know | Don't Know |  | Building | Unknown | Unknown | No |  |  | Unknown
11454 | 809 W SAYERS DR, HOBBS NM |  | No | No | Unknown - Unlikely Lead | Don't Know |  |  |  | No | Other |  | Will Inspect meter box at a later date | Unknown - Unlikely Lead |  |  |  | No | Other |  | Will Inspect meter box at a later date | Unknown | Don't Know | Don't Know |  | Building | Unknown | Unknown | No |  |  | Unknown
10826 | 2621 PROPPS DR, HOBBS NM |  | No | No | Unknown - Unlikely Lead | Don't Know |  |  |  | No | Other |  | Will Inspect meter box at a later date | Unknown - Unlikely Lead |  |  |  | No | Other |  | Will Inspect meter box at a later date | Unknown | Don't Know | Don't Know |  | Building | Unknown | Unknown | No |  |  | Unknown
10719 | 1518 W PONDEROSA DR, HOBBS NM |  | No | No | Non-Lead - Plastic | No | 2020 | 1 | Installation date after lead ban | No | Other |  | GIS verfied because of being built after ban | Non-Lead - Plastic | 2020 | 1 | Installation date after lead ban | No | Other |  | Newer Construction, verified by GIS Mapping |  | No | No |  | Single Family Residence | Unknown | No | No |  |  | Non-Lead
11495 | 520 E SCHARBAUER ST, HOBBS NM |  | No | No | Unknown - Unlikely Lead | Don't Know |  |  |  | No | Other |  | Will Inspect meter box at a later date | Unknown - Unlikely Lead |  |  |  | No | Other |  | Will Inspect meter box at a later date | Unknown | Don't Know | Don't Know |  | Building | Unknown | Unknown | No |  |  | Unknown
11256 | 707 E SANGER ST, HOBBS NM |  | No | No | Unknown - Unlikely Lead | Don't Know |  |  |  | No | Other |  | Will Inspect meter box at a later date | Unknown - Unlikely Lead |  |  |  | No | Other |  | Will Inspect meter box at a later date | Unknown | Don't Know | Don't Know |  | Building | Unknown | Unknown | No |  |  | Unknown
10965 | 917 W ROXANA ST, HOBBS NM |  | No | No | Unknown - Unlikely Lead | Don't Know |  |  |  | No | Other |  | Will Inspect meter box at a later date | Unknown - Unlikely Lead |  |  |  | No | Other |  | Will Inspect meter box at a later date | Unknown | Don't Know | Don't Know |  | Building | Unknown | Unknown | No |  |  | Unknown
11274 | 1022 E SANGER ST, HOBBS NM |  | No | No | Unknown - Unlikely Lead | Don't Know |  |  |  | No | Other |  | Will Inspect meter box at a later date | Unknown - Unlikely Lead |  |  |  | No | Other |  | Will Inspect meter box at a later date | Unknown | Don't Know | Don't Know |  | Building | Unknown | Unknown | No |  |  | Unknown
11311 | 216 E SANGER ST, HOBBS NM |  | No | No | Unknown - Unlikely Lead | Don't Know |  |  |  | No | Other |  | Will Inspect meter box at a later date | Unknown - Unlikely Lead |  |  |  | No | Other |  | Will Inspect meter box at a later date | Unknown | Don't Know | Don't Know |  | Building | Unknown | Unknown | No |  |  | Unknown
10640 | 620 E PERMIAN DR, HOBBS NM |  | No | No | Unknown - Unlikely Lead | Don't Know |  |  |  | No | Other |  | Will Inspect meter box at a later date | Unknown - Unlikely Lead |  |  |  | No | Other |  | Will Inspect meter box at a later date | Unknown | Don't Know | Don't Know |  | Building | Unknown | Unknown | No |  |  | Unknown
11307 | 3018 E SANGER ST, HOBBS NM |  | No | No | Unknown - Unlikely Lead | Don't Know |  |  |  | No | Other |  | Will Inspect meter box at a later date | Unknown - Unlikely Lead |  |  |  | No | Other |  | Will Inspect meter box at a later date | Unknown | Don't Know | Don't Know |  | Building | Unknown | Unknown | No |  |  | Unknown
10908 | 904 E ROXANA ST, HOBBS NM |  | No | No | Unknown - Unlikely Lead | Don't Know |  |  |  | No | Other |  | Will Inspect meter box at a later date | Unknown - Unlikely Lead |  |  |  | No | Other |  | Will Inspect meter box at a later date | Unknown | Don't Know | Don't Know |  | Building | Unknown | Unknown | No |  |  | Unknown
11224 | 717 W SANGER ST, HOBBS NM |  | No | No | Unknown - Unlikely Lead | Don't Know |  |  |  | No | Other |  | Will Inspect meter box at a later date | Unknown - Unlikely Lead |  |  |  | No | Other |  | Will Inspect meter box at a later date | Unknown | Don't Know | Don't Know |  | Building | Unknown | Unknown | No |  |  | Unknown
10781 | 1100 W PRINCESS JEANNE, HOBBS NM |  | No | No | Unknown - Unlikely Lead | Don't Know |  |  |  | No | Other |  | Will Inspect meter box at a later date | Unknown - Unlikely Lead |  |  |  | No | Other |  | Will Inspect meter box at a later date | Unknown | Don't Know | Don't Know |  | Building | Unknown | Unknown | No |  |  | Unknown
10745 | 904 W PRINCESS JEANNE, HOBBS NM |  | No | No | Unknown - Unlikely Lead | Don't Know |  |  |  | No | Other |  | Will Inspect meter box at a later date | Unknown - Unlikely Lead |  |  |  | No | Other |  | Will Inspect meter box at a later date | Unknown | Don't Know | Don't Know |  | Building | Unknown | Unknown | No |  |  | Unknown
11383 | 5307 W STEEL DRIVER RD, HOBBS NM |  | No | No | Non-Lead - Plastic | No | 2016 | 1 | Field inspection only with no records | Yes | Visual inspection at the meter pit | 09/30/2024 00:00:00 |  | Non-Lead - Plastic | 2016 | 3/4 | Field inspection only with no records | Yes | Visual inspection at the meter pit | 09/30/2024 00:00:00 |  | Non-Lead | No | No |  | Single Family Residence |  | No | No |  |  | Non-Lead
10634 | 718 E PERMIAN DR, HOBBS NM |  | No | No | Unknown - Unlikely Lead | Don't Know |  |  |  | No | Other |  | Will Inspect meter box at a later date | Unknown - Unlikely Lead |  |  |  | No | Other |  | Will Inspect meter box at a later date | Unknown | Don't Know | Don't Know |  | Building | Unknown | Unknown | No |  |  | Unknown
10697 | 1110 W PUEBLO AVE, HOBBS NM |  | No | No | Unknown - Unlikely Lead | Don't Know |  |  |  | No | Other |  | Will Inspect meter box at a later date | Unknown - Unlikely Lead |  |  |  | No | Other |  | Will Inspect meter box at a later date | Unknown | Don't Know | Don't Know |  | Building | Unknown | Unknown | No |  |  | Unknown
11451 | 5212 W STEEL DRIVER RD, HOBBS NM |  | No | No | Non-Lead - Plastic | No | 2016 | 1 | Field inspection only with no records | Yes | Visual inspection at the meter pit | 09/30/2024 00:00:00 |  | Non-Lead - Plastic | 2016 | 3/4 | Field inspection only with no records | Yes | Visual inspection at the meter pit | 09/30/2024 00:00:00 |  | Non-Lead | No | No |  | Single Family Residence |  | No | No |  |  | Non-Lead
10528 | 1521 E PECOS DR, HOBBS NM |  | No | No | Unknown - Unlikely Lead | Don't Know |  |  |  | No | Other |  | Will Inspect meter box at a later date | Unknown - Unlikely Lead |  |  |  | No | Other |  | Will Inspect meter box at a later date | Unknown | Don't Know | Don't Know |  | Building | Unknown | Unknown | No |  |  | Unknown
10645 | 118 W PERMIAN DR, HOBBS NM |  | No | No | Unknown - Unlikely Lead | Don't Know |  |  |  | No | Other |  | Will Inspect meter box at a later date | Unknown - Unlikely Lead |  |  |  | No | Other |  | Will Inspect meter box at a later date | Unknown | Don't Know | Don't Know |  | Building | Unknown | Unknown | No |  |  | Unknown
10940 | 505 E ROXANA ST, HOBBS NM |  | No | No | Unknown - Unlikely Lead | Don't Know |  |  |  | No | Other |  | Will Inspect meter box at a later date | Unknown - Unlikely Lead |  |  |  | No | Other |  | Will Inspect meter box at a later date | Unknown | Don't Know | Don't Know |  | Building | Unknown | Unknown | No |  |  | Unknown
11107 | 13 REGENCY SQ, HOBBS NM |  | No | No | Unknown - Unlikely Lead | Don't Know |  |  |  | No | Other |  | Will Inspect meter box at a later date | Unknown - Unlikely Lead |  |  |  | No | Other |  | Will Inspect meter box at a later date | Unknown | Don't Know | Don't Know |  | Building | Unknown | Unknown | No |  |  | Unknown
10626 | 315 E PERMIAN DR, HOBBS NM |  | No | No | Unknown - Unlikely Lead | Don't Know |  |  |  | No | Other |  | Will Inspect meter box at a later date | Unknown - Unlikely Lead |  |  |  | No | Other |  | Will Inspect meter box at a later date | Unknown | Don't Know | Don't Know |  | Building | Unknown | Unknown | No |  |  | Unknown
1076 | 4824 BIG CY RD, HOBBS NM |  | No | No | Non-Lead - Plastic | No | 2015 | 3/4 | Field inspection only with no records | Yes | Visual inspection at the meter pit | 05/26/2024 00:00:00 |  | Non-Lead - Plastic | 2015 | 3/4 | Installation date after lead ban | Yes | Visual inspection at the meter pit | 05/26/2024 00:00:00 |  | Non-Lead | No | No |  | Single Family Residence |  | No | No |  |  | Non-Lead
11483 | 2025 E SADDLE CLUB DR, HOBBS NM |  | No | No | Non-Lead - Copper | No | 2007 | 3/4 | Field inspection only with no records | Yes | Visual inspection at the meter pit | 05/26/2024 00:00:00 |  | Non-Lead - Copper | 2007 | 3/4 | Installation date after lead ban | Yes | Visual inspection at the meter pit | 05/26/2024 00:00:00 |  | Non-Lead | No | No |  | Single Family Residence |  | No | No |  |  | Non-Lead
11073 | 2318 N RED OAK DR, HOBBS NM |  | No | No | Non-Lead - Plastic | No | 2015 | 1 | Field inspection only with no records | Yes | Visual inspection at the meter pit | 07/23/2024 00:00:00 |  | Non-Lead - Plastic | 2015 | 1 | Field inspection only with no records | Yes | Visual inspection at the meter pit | 07/23/2024 00:00:00 |  | Non-Lead | No | No |  | Single Family Residence | Unknown | No | No |  |  | Non-Lead
10796 | 905 W PRINCESS JEANNE, HOBBS NM |  | No | No | Unknown - Unlikely Lead | Don't Know |  |  |  | No | Other |  | Will Inspect meter box at a later date | Unknown - Unlikely Lead |  |  |  | No | Other |  | Will Inspect meter box at a later date | Unknown | Don't Know | Don't Know |  | Building | Unknown | Unknown | No |  |  | Unknown
11539 | 601 E SCHARBAUER ST, HOBBS NM |  | No | No | Unknown - Unlikely Lead | Don't Know |  |  |  | No | Other |  | Will Inspect meter box at a later date | Unknown - Unlikely Lead |  |  |  | No | Other |  | Will Inspect meter box at a later date | Unknown | Don't Know | Don't Know |  | Building | Unknown | Unknown | No |  |  | Unknown
10666 | 2035 E PARKWOOD AVE, HOBBS NM |  | No | No | Non-Lead - Plastic | Don't Know | 2019 | 1 | Field inspection only with no records | Yes | Visual inspection at the meter pit | 08/19/2024 00:00:00 |  | Non-Lead - Plastic | 2019 | 1 | Field inspection only with no records | Yes | Visual inspection at the meter pit | 08/19/2024 00:00:00 |  | Non-Lead | No | Don't Know |  | Single Family Residence |  | No | No |  |  | Non-Lead
11466 | 904 W SAYERS DR, HOBBS NM |  | No | No | Unknown - Unlikely Lead | Don't Know |  |  |  | No | Other |  | Will Inspect meter box at a later date | Unknown - Unlikely Lead |  |  |  | No | Other |  | Will Inspect meter box at a later date | Unknown | Don't Know | Don't Know |  | Building | Unknown | Unknown | No |  |  | Unknown
10674 | 1103 W PUEBLO AVE, HOBBS NM |  | No | No | Unknown - Unlikely Lead | Don't Know |  |  |  | No | Other |  | Will Inspect meter box at a later date | Unknown - Unlikely Lead |  |  |  | No | Other |  | Will Inspect meter box at a later date | Unknown | Don't Know | Don't Know |  | Building | Unknown | Unknown | No |  |  | Unknown
11308 | 108 E SANGER ST, HOBBS NM |  | No | No | Unknown - Unlikely Lead | Don't Know |  |  |  | No | Other |  | Will Inspect meter box at a later date | Unknown - Unlikely Lead |  |  |  | No | Other |  | Will Inspect meter box at a later date | Unknown | Don't Know | Don't Know |  | Building | Unknown | Unknown | No |  |  | Unknown
10738 | 703 N PADDOCK LN, HOBBS NM |  | No | No | Non-Lead - Plastic | No | 2016 | 1 | Field inspection only with no records | Yes | Visual inspection at the meter pit | 09/30/2024 00:00:00 |  | Non-Lead - Plastic | 2016 | 3/4 | Field inspection only with no records | Yes | Visual inspection at the meter pit | 09/30/2024 00:00:00 |  | Non-Lead | No | No |  | Single Family Residence | Unknown | No | No |  |  | Non-Lead
11327 | 900 E SANGER ST, HOBBS NM |  | No | No | Unknown - Unlikely Lead | Don't Know |  |  |  | No | Other |  | Will Inspect meter box at a later date | Unknown - Unlikely Lead |  |  |  | No | Other |  | Will Inspect meter box at a later date | Unknown | Don't Know | Don't Know |  | Building | Unknown | Unknown | No |  |  | Unknown
10980 | 909 W ROXANA ST, HOBBS NM |  | No | No | Unknown - Unlikely Lead | Don't Know |  |  |  | No | Other |  | Will Inspect meter box at a later date | Unknown - Unlikely Lead |  |  |  | No | Other |  | Will Inspect meter box at a later date | Unknown | Don't Know | Don't Know |  | Building | Unknown | Unknown | No |  |  | Unknown
1116 | 5012 W BIG RED RD, HOBBS NM |  | No | No | Non-Lead - Plastic | No | 2015 | 3/4 | Field inspection only with no records | Yes | Visual inspection at the meter pit | 05/26/2024 00:00:00 |  | Non-Lead - Plastic | 2015 | 3/4 | Installation date after lead ban | Yes | Visual inspection at the meter pit | 05/26/2024 00:00:00 |  | Non-Lead | No | No |  | Single Family Residence |  | No | No |  |  | Non-Lead
10955 | 202 E ROXANA ST, HOBBS NM |  | No | No | Unknown - Unlikely Lead | Don't Know |  |  |  | No | Other |  | Will Inspect meter box at a later date | Unknown - Unlikely Lead |  |  |  | No | Other |  | Will Inspect meter box at a later date | Unknown | Don't Know | Don't Know |  | Building | Unknown | Unknown | No |  |  | Unknown
11389 | 5106 W STEEL DRIVER RD, HOBBS NM |  | No | No | Non-Lead - Plastic | No | 2016 | 1 | Field inspection only with no records | Yes | Visual inspection at the meter pit | 09/30/2024 00:00:00 |  | Non-Lead - Plastic | 2016 | 3/4 | Field inspection only with no records | Yes | Visual inspection at the meter pit | 09/30/2024 00:00:00 |  | Non-Lead | No | No |  | Single Family Residence |  | No | No |  |  | Non-Lead
1134 | 5204 W BIG RED RD, HOBBS NM |  | No | No | Non-Lead - Plastic | No | 2015 | 3/4 | Field inspection only with no records | Yes | Visual inspection at the meter pit | 05/26/2024 00:00:00 |  | Non-Lead - Plastic | 2015 | 3/4 | Installation date after lead ban | Yes | Visual inspection at the meter pit | 05/26/2024 00:00:00 |  | Non-Lead | No | No |  | Single Family Residence |  | No | No |  |  | Non-Lead
10767 | 1209 W PRINCESS JEANNE, HOBBS NM |  | No | No | Unknown - Unlikely Lead | Don't Know |  |  |  | No | Other |  | Will Inspect meter box at a later date | Unknown - Unlikely Lead |  |  |  | No | Other |  | Will Inspect meter box at a later date | Unknown | Don't Know | Don't Know |  | Building | Unknown | Unknown | No |  |  | Unknown
115 | 2631 N ACOMA DR, HOBBS NM |  | No | No | Unknown - Unlikely Lead | Don't Know |  |  |  | No | Other |  | Will Inspect meter box at a later date | Unknown - Unlikely Lead |  |  |  | No | Other |  | Will Inspect meter box at a later date | Unknown | Don't Know | Don't Know |  | Building | Unknown | Unknown | No |  |  | Unknown
10722 | 1428 W PONDEROSA DR, HOBBS NM |  | No | No | Non-Lead - Plastic | No | 2020 | 1 | Installation date after lead ban | No | Other |  | GIS verfied because of being built after ban | Non-Lead - Plastic | 2020 | 1 | Installation date after lead ban | No | Other |  | Newer Construction, verified by GIS Mapping |  | No | No |  | Single Family Residence | Unknown | No | No |  |  | Non-Lead
11094 | 28 REGENCY SQ, HOBBS NM |  | No | No | Unknown - Unlikely Lead | Don't Know |  |  |  | No | Other |  | Will Inspect meter box at a later date | Unknown - Unlikely Lead |  |  |  | No | Other |  | Will Inspect meter box at a later date | Unknown | Don't Know | Don't Know |  | Building | Unknown | Unknown | No |  |  | Unknown
11059 | 408 W ROJO DR, HOBBS NM |  | No | No | Unknown - Unlikely Lead | Don't Know |  |  |  | No | Other |  | Will Inspect meter box at a later date | Unknown - Unlikely Lead |  |  |  | No | Other |  | Will Inspect meter box at a later date | Unknown | Don't Know | Don't Know |  | Building | Unknown | Unknown | No |  |  | Unknown
11029 | 2032 N ROJO DR, HOBBS NM |  | No | No | Unknown - Unlikely Lead | Don't Know |  |  |  | No | Other |  | Will Inspect meter box at a later date | Unknown - Unlikely Lead |  |  |  | No | Other |  | Will Inspect meter box at a later date | Unknown | Don't Know | Don't Know |  | Building | Unknown | Unknown | No |  |  | Unknown
11148 | 1212 E ROSE LN, HOBBS NM |  | No | No | Unknown - Unlikely Lead | Don't Know |  |  |  | No | Other |  | Will Inspect meter box at a later date | Unknown - Unlikely Lead |  |  |  | No | Other |  | Will Inspect meter box at a later date | Unknown | Don't Know | Don't Know |  | Building | Unknown | Unknown | No |  |  | Unknown
10855 | 107 PERMIAN PL, HOBBS NM |  | No | No | Unknown - Unlikely Lead | Don't Know |  |  |  | No | Other |  | Will Inspect meter box at a later date | Unknown - Unlikely Lead |  |  |  | No | Other |  | Will Inspect meter box at a later date | Unknown | Don't Know | Don't Know |  | Building | Unknown | Unknown | No |  |  | Unknown
11510 | 1301 E SCHARBAUER ST, HOBBS NM |  | No | No | Unknown - Unlikely Lead | Don't Know |  |  |  | No | Other |  | Will Inspect meter box at a later date | Unknown - Unlikely Lead |  |  |  | No | Other |  | Will Inspect meter box at a later date | Unknown | Don't Know | Don't Know |  | Building | Unknown | Unknown | No |  |  | Unknown
11101 | 34 REGENCY SQ, HOBBS NM |  | No | No | Unknown - Unlikely Lead | Don't Know |  |  |  | No | Other |  | Will Inspect meter box at a later date | Unknown - Unlikely Lead |  |  |  | No | Other |  | Will Inspect meter box at a later date | Unknown | Don't Know | Don't Know |  | Building | Unknown | Unknown | No |  |  | Unknown
10833 | 1309 W PAIGE DR, HOBBS NM |  | No | No | Unknown - Unlikely Lead | Don't Know |  |  |  | No | Other |  | Will Inspect meter box at a later date | Unknown - Unlikely Lead |  |  |  | No | Other |  | Will Inspect meter box at a later date | Unknown | Don't Know | Don't Know |  | Building | Unknown | Unknown | No |  |  | Unknown
10916 | 917 E ROXANA ST, HOBBS NM |  | No | No | Unknown - Unlikely Lead | Don't Know |  |  |  | No | Other |  | Will Inspect meter box at a later date | Unknown - Unlikely Lead |  |  |  | No | Other |  | Will Inspect meter box at a later date | Unknown | Don't Know | Don't Know |  | Building | Unknown | Unknown | No |  |  | Unknown
11304 | 3008 E SANGER ST, HOBBS NM |  | No | No | Unknown - Unlikely Lead | Don't Know |  |  |  | No | Other |  | Will Inspect meter box at a later date | Unknown - Unlikely Lead |  |  |  | No | Other |  | Will Inspect meter box at a later date | Unknown | Don't Know | Don't Know |  | Building | Unknown | Unknown | No |  |  | Unknown
11446 | 5224 W STEEL DRIVER RD, HOBBS NM |  | No | No | Non-Lead - Plastic | No | 2016 | 1 | Field inspection only with no records | Yes | Visual inspection at the meter pit | 09/30/2024 00:00:00 |  | Non-Lead - Plastic | 2016 | 3/4 | Field inspection only with no records | Yes | Visual inspection at the meter pit | 09/30/2024 00:00:00 |  | Non-Lead | No | No |  | Single Family Residence |  | No | No |  |  | Non-Lead
10846 | 1329 W PAIGE DR, HOBBS NM |  | No | No | Unknown - Unlikely Lead | Don't Know |  |  |  | No | Other |  | Will Inspect meter box at a later date | Unknown - Unlikely Lead |  |  |  | No | Other |  | Will Inspect meter box at a later date | Unknown | Don't Know | Don't Know |  | Building | Unknown | Unknown | No |  |  | Unknown
10593 | 800 PINON DR, HOBBS NM |  | No | No | Unknown - Unlikely Lead | Don't Know |  |  |  | No | Other |  | Will Inspect meter box at a later date | Unknown - Unlikely Lead |  |  |  | No | Other |  | Will Inspect meter box at a later date | Unknown | Don't Know | Don't Know |  | Building | Unknown | Unknown | No |  |  | Unknown
11401 | 4809 W STEEL DRIVER RD, HOBBS NM |  | No | No | Non-Lead - Plastic | No | 2016 | 1 | Field inspection only with no records | Yes | Visual inspection at the meter pit | 09/30/2024 00:00:00 |  | Non-Lead - Plastic | 2016 | 3/4 | Field inspection only with no records | Yes | Visual inspection at the meter pit | 09/30/2024 00:00:00 |  | Non-Lead | No | No |  | Single Family Residence |  | No | No |  |  | Non-Lead
10656 | 2013 E PARKWOOD AVE, HOBBS NM |  | No | No | Non-Lead - Plastic | Don't Know | 2019 | 1 | Field inspection only with no records | Yes | Visual inspection at the meter pit | 08/19/2024 00:00:00 |  | Non-Lead - Plastic | 2019 | 1 | Field inspection only with no records | Yes | Visual inspection at the meter pit | 08/19/2024 00:00:00 |  | Non-Lead | No | Don't Know |  | Single Family Residence |  | No | No |  |  | Non-Lead
11220 | 221 W SANGER ST, HOBBS NM |  | No | No | Unknown - Unlikely Lead | Don't Know |  |  |  | No | Other |  | Will Inspect meter box at a later date | Unknown - Unlikely Lead |  |  |  | No | Other |  | Will Inspect meter box at a later date | Unknown | Don't Know | Don't Know |  | Building | Unknown | Unknown | No |  |  | Unknown
11393 | 4719 W STEEL DRIVER RD, HOBBS NM |  | No | No | Non-Lead - Plastic | No | 2016 | 1 | Field inspection only with no records | Yes | Visual inspection at the meter pit | 09/30/2024 00:00:00 |  | Non-Lead - Plastic | 2016 | 3/4 | Field inspection only with no records | Yes | Visual inspection at the meter pit | 09/30/2024 00:00:00 |  | Non-Lead | No | No |  | Single Family Residence |  | No | No |  |  | Non-Lead
11322 | 840 E SANGER ST, HOBBS NM |  | No | No | Unknown - Unlikely Lead | Don't Know |  |  |  | No | Other |  | Will Inspect meter box at a later date | Unknown - Unlikely Lead |  |  |  | No | Other |  | Will Inspect meter box at a later date | Unknown | Don't Know | Don't Know |  | Building | Unknown | Unknown | No |  |  | Unknown
11174 | 1310 E ROSE LN, HOBBS NM |  | No | No | Unknown - Unlikely Lead | Don't Know |  |  |  | No | Other |  | Will Inspect meter box at a later date | Unknown - Unlikely Lead |  |  |  | No | Other |  | Will Inspect meter box at a later date | Unknown | Don't Know | Don't Know |  | Building | Unknown | Unknown | No |  |  | Unknown
11035 | 1814 N ROJO DR, HOBBS NM |  | No | No | Unknown - Unlikely Lead | Don't Know |  |  |  | No | Other |  | Will Inspect meter box at a later date | Unknown - Unlikely Lead |  |  |  | No | Other |  | Will Inspect meter box at a later date | Unknown | Don't Know | Don't Know |  | Building | Unknown | Unknown | No |  |  | Unknown
10557 | 1402 S PERRY DR, HOBBS NM |  | No | No | Unknown - Unlikely Lead | Don't Know |  |  |  | No | Other |  | Will Inspect meter box at a later date | Unknown - Unlikely Lead |  |  |  | No | Other |  | Will Inspect meter box at a later date | Unknown | Don't Know | Don't Know |  | Building | Unknown | Unknown | No |  |  | Unknown
11213 | 2517 REDBUD ST, HOBBS NM |  | No | No | Unknown - Unlikely Lead | Don't Know |  |  |  | No | Other |  | Will Inspect meter box at a later date | Unknown - Unlikely Lead |  |  |  | No | Other |  | Will Inspect meter box at a later date | Unknown | Don't Know | Don't Know |  | Building | Unknown | Unknown | No |  |  | Unknown
10857 | 109 PERMIAN PL, HOBBS NM |  | No | No | Unknown - Unlikely Lead | Don't Know |  |  |  | No | Other |  | Will Inspect meter box at a later date | Unknown - Unlikely Lead |  |  |  | No | Other |  | Will Inspect meter box at a later date | Unknown | Don't Know | Don't Know |  | Building | Unknown | Unknown | No |  |  | Unknown
10959 | 1011 W ROXANA ST, HOBBS NM |  | No | No | Unknown - Unlikely Lead | Don't Know |  |  |  | No | Other |  | Will Inspect meter box at a later date | Unknown - Unlikely Lead |  |  |  | No | Other |  | Will Inspect meter box at a later date | Unknown | Don't Know | Don't Know |  | Building | Unknown | Unknown | No |  |  | Unknown
11472 | 916 W SAYERS DR, HOBBS NM |  | No | No | Unknown - Unlikely Lead | Don't Know |  |  |  | No | Other |  | Will Inspect meter box at a later date | Unknown - Unlikely Lead |  |  |  | No | Other |  | Will Inspect meter box at a later date | Unknown | Don't Know | Don't Know |  | Building | Unknown | Unknown | No |  |  | Unknown
10624 | 717 E PERMIAN DR, HOBBS NM |  | No | No | Unknown - Unlikely Lead | Don't Know |  |  |  | No | Other |  | Will Inspect meter box at a later date | Unknown - Unlikely Lead |  |  |  | No | Other |  | Will Inspect meter box at a later date | Unknown | Don't Know | Don't Know |  | Building | Unknown | Unknown | No |  |  | Unknown
11204 | 2401 N ROUNDUP DR, HOBBS NM |  | No | No | Unknown - Unlikely Lead | Don't Know |  |  |  | No | Other |  | Will Inspect meter box at a later date | Unknown - Unlikely Lead |  |  |  | No | Other |  | Will Inspect meter box at a later date | Unknown | Don't Know | Don't Know |  | Building | Unknown | Unknown | No |  |  | Unknown
10622 | 114 E PERMIAN DR, HOBBS NM |  | No | No | Unknown - Unlikely Lead | Don't Know |  |  |  | No | Other |  | Will Inspect meter box at a later date | Unknown - Unlikely Lead |  |  |  | No | Other |  | Will Inspect meter box at a later date | Unknown | Don't Know | Don't Know |  | Building | Unknown | Unknown | No |  |  | Unknown
10716 | 1710 W PONDEROSA DR, HOBBS NM |  | No | No | Non-Lead - Plastic | No | 2020 | 1 | Installation date after lead ban | No | Other |  | GIS verfied because of being built after ban | Non-Lead - Plastic | 2020 | 1 | Installation date after lead ban | No | Other |  | Newer Construction, verified by GIS Mapping |  | No | No |  | Single Family Residence | Unknown | No | No |  |  | Non-Lead
11380 | 1103 N SANGER PL, HOBBS NM |  | No | No | Unknown - Unlikely Lead | Don't Know |  |  |  | No | Other |  | Will Inspect meter box at a later date | Unknown - Unlikely Lead |  |  |  | No | Other |  | Will Inspect meter box at a later date | Unknown | Don't Know | Don't Know |  | Building | Unknown | Unknown | No |  |  | Unknown
10805 | 813 W PRINCESS JEANNE, HOBBS NM |  | No | No | Unknown - Unlikely Lead | Don't Know |  |  |  | No | Other |  | Will Inspect meter box at a later date | Unknown - Unlikely Lead |  |  |  | No | Other |  | Will Inspect meter box at a later date | Unknown | Don't Know | Don't Know |  | Building | Unknown | Unknown | No |  |  | Unknown
11553 | 504 W SCHARBAUER ST, HOBBS NM |  | No | No | Unknown - Unlikely Lead | Don't Know |  |  |  | No | Other |  | Will Inspect meter box at a later date | Unknown - Unlikely Lead |  |  |  | No | Other |  | Will Inspect meter box at a later date | Unknown | Don't Know | Don't Know |  | Building | Unknown | Unknown | No |  |  | Unknown
10687 | 920 W PUEBLO AVE, HOBBS NM |  | No | No | Unknown - Unlikely Lead | Don't Know |  |  |  | No | Other |  | Will Inspect meter box at a later date | Unknown - Unlikely Lead |  |  |  | No | Other |  | Will Inspect meter box at a later date | Unknown | Don't Know | Don't Know |  | Building | Unknown | Unknown | No |  |  | Unknown
1098 | 4809 W BIG RED RD, HOBBS NM |  | No | No | Non-Lead - Plastic | No | 2015 | 3/4 | Field inspection only with no records | Yes | Visual inspection at the meter pit | 05/26/2024 00:00:00 |  | Non-Lead - Plastic | 2015 | 3/4 | Installation date after lead ban | Yes | Visual inspection at the meter pit | 05/26/2024 00:00:00 |  | Non-Lead | No | No |  | Single Family Residence |  | No | No |  |  | Non-Lead
10875 | 100 W RAINBOW DR, HOBBS NM |  | No | No | Unknown - Unlikely Lead | Don't Know |  |  |  | No | Other |  | Will Inspect meter box at a later date | Unknown - Unlikely Lead |  |  |  | No | Other |  | Will Inspect meter box at a later date | Unknown | Don't Know | Don't Know |  | Building | Unknown | Unknown | No |  |  | Unknown
11331 | 808 E SANGER ST, HOBBS NM |  | No | No | Unknown - Unlikely Lead | Don't Know |  |  |  | No | Other |  | Will Inspect meter box at a later date | Unknown - Unlikely Lead |  |  |  | No | Other |  | Will Inspect meter box at a later date | Unknown | Don't Know | Don't Know |  | Building | Unknown | Unknown | No |  |  | Unknown
11146 | 1211 E ROSE LN, HOBBS NM |  | No | No | Unknown - Unlikely Lead | Don't Know |  |  |  | No | Other |  | Will Inspect meter box at a later date | Unknown - Unlikely Lead |  |  |  | No | Other |  | Will Inspect meter box at a later date | Unknown | Don't Know | Don't Know |  | Building | Unknown | Unknown | No |  |  | Unknown
10642 | 712 E PERMIAN DR, HOBBS NM |  | No | No | Unknown - Unlikely Lead | Don't Know |  |  |  | No | Other |  | Will Inspect meter box at a later date | Unknown - Unlikely Lead |  |  |  | No | Other |  | Will Inspect meter box at a later date | Unknown | Don't Know | Don't Know |  | Building | Unknown | Unknown | No |  |  | Unknown
10580 | 1005 N PECAN DR, HOBBS NM |  | No | No | Unknown - Unlikely Lead | Don't Know |  |  |  | No | Other |  | Will Inspect meter box at a later date | Unknown - Unlikely Lead |  |  |  | No | Other |  | Will Inspect meter box at a later date | Unknown | Don't Know | Don't Know |  | Building | Unknown | Unknown | No |  |  | Unknown
11558 | 412 W SCHARBAUER ST, HOBBS NM |  | No | No | Unknown - Unlikely Lead | Don't Know |  |  |  | No | Other |  | Will Inspect meter box at a later date | Unknown - Unlikely Lead |  |  |  | No | Other |  | Will Inspect meter box at a later date | Unknown | Don't Know | Don't Know |  | Building | Unknown | Unknown | No |  |  | Unknown
10912 | 1002 E ROXANA ST, HOBBS NM |  | No | No | Unknown - Unlikely Lead | Don't Know |  |  |  | No | Other |  | Will Inspect meter box at a later date | Unknown - Unlikely Lead |  |  |  | No | Other |  | Will Inspect meter box at a later date | Unknown | Don't Know | Don't Know |  | Building | Unknown | Unknown | No |  |  | Unknown
10721 | 1432 W PONDEROSA DR, HOBBS NM |  | No | No | Non-Lead - Plastic | No | 2020 | 1 | Installation date after lead ban | No | Other |  | GIS verfied because of being built after ban | Non-Lead - Plastic | 2020 | 1 | Installation date after lead ban | No | Other |  | Newer Construction, verified by GIS Mapping |  | No | No |  | Single Family Residence | Unknown | No | No |  |  | Non-Lead
11140 | 1115 E ROSE LN, HOBBS NM |  | No | No | Unknown - Unlikely Lead | Don't Know |  |  |  | No | Other |  | Will Inspect meter box at a later date | Unknown - Unlikely Lead |  |  |  | No | Other |  | Will Inspect meter box at a later date | Unknown | Don't Know | Don't Know |  | Building | Unknown | Unknown | No |  |  | Unknown
11020 | 2118 N ROJO DR, HOBBS NM |  | No | No | Unknown - Unlikely Lead | Don't Know |  |  |  | No | Other |  | Will Inspect meter box at a later date | Unknown - Unlikely Lead |  |  |  | No | Other |  | Will Inspect meter box at a later date | Unknown | Don't Know | Don't Know |  | Building | Unknown | Unknown | No |  |  | Unknown
11068 | 400 W ROJO DR, HOBBS NM |  | No | No | Unknown - Unlikely Lead | Don't Know |  |  |  | No | Other |  | Will Inspect meter box at a later date | Unknown - Unlikely Lead |  |  |  | No | Other |  | Will Inspect meter box at a later date | Unknown | Don't Know | Don't Know |  | Building | Unknown | Unknown | No |  |  | Unknown
11211 | 2424 N ROUNDUP DR, HOBBS NM |  | No | No | Unknown - Unlikely Lead | Don't Know |  |  |  | No | Other |  | Will Inspect meter box at a later date | Unknown - Unlikely Lead |  |  |  | No | Other |  | Will Inspect meter box at a later date | Unknown | Don't Know | Don't Know |  | Building | Unknown | Unknown | No |  |  | Unknown
1096 | 5115 W BIG RED RD, HOBBS NM |  | No | No | Non-Lead - Plastic | No | 2015 | 3/4 | Field inspection only with no records | Yes | Visual inspection at the meter pit | 05/26/2024 00:00:00 |  | Non-Lead - Plastic | 2015 | 3/4 | Installation date after lead ban | Yes | Visual inspection at the meter pit | 05/26/2024 00:00:00 |  | Non-Lead | No | No |  | Single Family Residence |  | No | No |  |  | Non-Lead
11055 | 209 W ROJO DR, HOBBS NM |  | No | No | Unknown - Unlikely Lead | Don't Know |  |  |  | No | Other |  | Will Inspect meter box at a later date | Unknown - Unlikely Lead |  |  |  | No | Other |  | Will Inspect meter box at a later date | Unknown | Don't Know | Don't Know |  | Building | Unknown | Unknown | No |  |  | Unknown
11001 | 1934 N ROJO DR, HOBBS NM |  | No | No | Unknown - Unlikely Lead | Don't Know |  |  |  | No | Other |  | Will Inspect meter box at a later date | Unknown - Unlikely Lead |  |  |  | No | Other |  | Will Inspect meter box at a later date | Unknown | Don't Know | Don't Know |  | Building | Unknown | Unknown | No |  |  | Unknown
11171 | 1408 E ROSE LN, HOBBS NM |  | No | No | Unknown - Unlikely Lead | Don't Know |  |  |  | No | Other |  | Will Inspect meter box at a later date | Unknown - Unlikely Lead |  |  |  | No | Other |  | Will Inspect meter box at a later date | Unknown | Don't Know | Don't Know |  | Building | Unknown | Unknown | No |  |  | Unknown
11120 | 1606 W RAIN ST, HOBBS NM |  | No | No | Non-Lead - Plastic | No | 2023 | 3/4 | Field inspection only with no records | Yes | Visual inspection at the meter pit | 05/26/2024 00:00:00 |  | Non-Lead - Plastic |  | 3/4 | Installation date after lead ban | Yes | Visual inspection at the meter pit | 05/26/2024 00:00:00 |  | Non-Lead | No | No |  | Single Family Residence |  | No | No |  |  | Non-Lead
1084 | 5220 W BIG RED RD, HOBBS NM |  | No | No | Non-Lead - Plastic | No | 2015 | 3/4 | Field inspection only with no records | Yes | Visual inspection at the meter pit | 05/26/2024 00:00:00 |  | Non-Lead - Plastic | 2015 | 3/4 | Installation date after lead ban | Yes | Visual inspection at the meter pit | 05/26/2024 00:00:00 |  | Non-Lead | No | No |  | Single Family Residence |  | No | No |  |  | Non-Lead
11159 | 1623 E ROSE LN, HOBBS NM |  | No | No | Unknown - Unlikely Lead | Don't Know |  |  |  | No | Other |  | Will Inspect meter box at a later date | Unknown - Unlikely Lead |  |  |  | No | Other |  | Will Inspect meter box at a later date | Unknown | Don't Know | Don't Know |  | Building | Unknown | Unknown | No |  |  | Unknown
11342 | 844 E SANGER ST, HOBBS NM |  | No | No | Unknown - Unlikely Lead | Don't Know |  |  |  | No | Other |  | Will Inspect meter box at a later date | Unknown - Unlikely Lead |  |  |  | No | Other |  | Will Inspect meter box at a later date | Unknown | Don't Know | Don't Know |  | Building | Unknown | Unknown | No |  |  | Unknown
11209 | 2413 N ROUNDUP DR, HOBBS NM |  | No | No | Unknown - Unlikely Lead | Don't Know |  |  |  | No | Other |  | Will Inspect meter box at a later date | Unknown - Unlikely Lead |  |  |  | No | Other |  | Will Inspect meter box at a later date | Unknown | Don't Know | Don't Know |  | Building | Unknown | Unknown | No |  |  | Unknown
10684 | 1116 W PUEBLO AVE, HOBBS NM |  | No | No | Unknown - Unlikely Lead | Don't Know |  |  |  | No | Other |  | Will Inspect meter box at a later date | Unknown - Unlikely Lead |  |  |  | No | Other |  | Will Inspect meter box at a later date | Unknown | Don't Know | Don't Know |  | Building | Unknown | Unknown | No |  |  | Unknown
11246 | 504 E SANGER ST, HOBBS NM |  | No | No | Unknown - Unlikely Lead | Don't Know |  |  |  | No | Other |  | Will Inspect meter box at a later date | Unknown - Unlikely Lead |  |  |  | No | Other |  | Will Inspect meter box at a later date | Unknown | Don't Know | Don't Know |  | Building | Unknown | Unknown | No |  |  | Unknown
11338 | 848 E SANGER ST, HOBBS NM |  | No | No | Unknown - Unlikely Lead | Don't Know |  |  |  | No | Other |  | Will Inspect meter box at a later date | Unknown - Unlikely Lead |  |  |  | No | Other |  | Will Inspect meter box at a later date | Unknown | Don't Know | Don't Know |  | Building | Unknown | Unknown | No |  |  | Unknown
11187 | 1703 E ROSE LN, HOBBS NM |  | No | No | Unknown - Unlikely Lead | Don't Know |  |  |  | No | Other |  | Will Inspect meter box at a later date | Unknown - Unlikely Lead |  |  |  | No | Other |  | Will Inspect meter box at a later date | Unknown | Don't Know | Don't Know |  | Building | Unknown | Unknown | No |  |  | Unknown
11067 | 309 W ROJO DR, HOBBS NM |  | No | No | Unknown - Unlikely Lead | Don't Know |  |  |  | No | Other |  | Will Inspect meter box at a later date | Unknown - Unlikely Lead |  |  |  | No | Other |  | Will Inspect meter box at a later date | Unknown | Don't Know | Don't Know |  | Building | Unknown | Unknown | No |  |  | Unknown
10581 | 923 N PECAN DR, HOBBS NM |  | No | No | Unknown - Unlikely Lead | Don't Know |  |  |  | No | Other |  | Will Inspect meter box at a later date | Unknown - Unlikely Lead |  |  |  | No | Other |  | Will Inspect meter box at a later date | Unknown | Don't Know | Don't Know |  | Building | Unknown | Unknown | No |  |  | Unknown
11530 | 704 E SCHARBAUER ST, HOBBS NM |  | No | No | Unknown - Unlikely Lead | Don't Know |  |  |  | No | Other |  | Will Inspect meter box at a later date | Unknown - Unlikely Lead |  |  |  | No | Other |  | Will Inspect meter box at a later date | Unknown | Don't Know | Don't Know |  | Building | Unknown | Unknown | No |  |  | Unknown
10555 | 1309 S PERRY DR, HOBBS NM |  | No | No | Unknown - Unlikely Lead | Don't Know |  |  |  | No | Other |  | Will Inspect meter box at a later date | Unknown - Unlikely Lead |  |  |  | No | Other |  | Will Inspect meter box at a later date | Unknown | Don't Know | Don't Know |  | Building | Unknown | Unknown | No |  |  | Unknown
10847 | 1317 W PAIGE DR, HOBBS NM |  | No | No | Unknown - Unlikely Lead | Don't Know |  |  |  | No | Other |  | Will Inspect meter box at a later date | Unknown - Unlikely Lead |  |  |  | No | Other |  | Will Inspect meter box at a later date | Unknown | Don't Know | Don't Know |  | Building | Unknown | Unknown | No |  |  | Unknown
11012 | 2124 N ROJO DR, HOBBS NM |  | No | No | Unknown - Unlikely Lead | Don't Know |  |  |  | No | Other |  | Will Inspect meter box at a later date | Unknown - Unlikely Lead |  |  |  | No | Other |  | Will Inspect meter box at a later date | Unknown | Don't Know | Don't Know |  | Building | Unknown | Unknown | No |  |  | Unknown
11351 | 1224 E SANGER ST, HOBBS NM |  | No | No | Unknown - Unlikely Lead | Don't Know |  |  |  | No | Other |  | Will Inspect meter box at a later date | Unknown - Unlikely Lead |  |  |  | No | Other |  | Will Inspect meter box at a later date | Unknown | Don't Know | Don't Know |  | Building | Unknown | Unknown | No |  |  | Unknown
11113 | 1621 W RAIN, HOBBS NM |  | No | No | Non-Lead - Plastic | No | 2023 | 3/4 | Field inspection only with no records | Yes | Visual inspection at the meter pit | 05/26/2024 00:00:00 |  | Non-Lead - Plastic |  | 3/4 | Installation date after lead ban | Yes | Visual inspection at the meter pit | 05/26/2024 00:00:00 |  | Non-Lead | No | No |  | Single Family Residence |  | No | No |  |  | Non-Lead
11387 | 4804 W STEEL DRIVER RD, HOBBS NM |  | No | No | Non-Lead - Plastic | No | 2016 | 1 | Field inspection only with no records | Yes | Visual inspection at the meter pit | 09/30/2024 00:00:00 |  | Non-Lead - Plastic | 2016 | 3/4 | Field inspection only with no records | Yes | Visual inspection at the meter pit | 09/30/2024 00:00:00 |  | Non-Lead | No | No |  | Single Family Residence |  | No | No |  |  | Non-Lead
11474 | 2030 E SADDLE CLUB DR, HOBBS NM |  | No | No | Non-Lead - Copper | No | 2007 | 3/4 | Field inspection only with no records | Yes | Visual inspection at the meter pit | 05/26/2024 00:00:00 |  | Non-Lead - Copper | 2007 | 3/4 | Installation date after lead ban | Yes | Visual inspection at the meter pit | 05/26/2024 00:00:00 |  | Non-Lead | No | No |  | Single Family Residence |  | No | No |  |  | Non-Lead
11069 | 226 W ROJO DR, HOBBS NM |  | No | No | Non-Lead - Copper | Don't Know | 1962 | 3/4 | Field inspection only with no records | Yes | Visual inspection at the meter pit | 08/19/2024 00:00:00 |  | Non-Lead - Plastic |  | 3/4 | Field inspection only with no records | Yes | Visual inspection at the meter pit | 08/19/2024 00:00:00 |  | Non-Lead | No | Don't Know |  | Single Family Residence |  | No | No |  |  | Non-Lead
11223 | 916 W SANGER ST, HOBBS NM |  | No | No | Unknown - Unlikely Lead | Don't Know |  |  |  | No | Other |  | Will Inspect meter box at a later date | Unknown - Unlikely Lead |  |  |  | No | Other |  | Will Inspect meter box at a later date | Unknown | Don't Know | Don't Know |  | Building | Unknown | Unknown | No |  |  | Unknown
11249 | 500 E SANGER ST, HOBBS NM |  | No | No | Unknown - Unlikely Lead | Don't Know |  |  |  | No | Other |  | Will Inspect meter box at a later date | Unknown - Unlikely Lead |  |  |  | No | Other |  | Will Inspect meter box at a later date | Unknown | Don't Know | Don't Know |  | Building | Unknown | Unknown | No |  |  | Unknown
1062 | 4720 BIG CY RD, HOBBS NM |  | No | No | Non-Lead - Plastic | No | 2015 | 3/4 | Field inspection only with no records | Yes | Visual inspection at the meter pit | 05/26/2024 00:00:00 |  | Non-Lead - Plastic | 2015 | 3/4 | Installation date after lead ban | Yes | Visual inspection at the meter pit | 05/26/2024 00:00:00 |  | Non-Lead | No | No |  | Single Family Residence |  | No | No |  |  | Non-Lead
1139 | 5314 W BIG RED RD, HOBBS NM |  | No | No | Non-Lead - Plastic | No | 2015 | 3/4 | Field inspection only with no records | Yes | Visual inspection at the meter pit | 05/26/2024 00:00:00 |  | Non-Lead - Plastic | 2015 | 3/4 | Installation date after lead ban | Yes | Visual inspection at the meter pit | 05/26/2024 00:00:00 |  | Non-Lead | No | No |  | Single Family Residence |  | No | No |  |  | Non-Lead
1097 | 4813 W BIG RED RD, HOBBS NM |  | No | No | Non-Lead - Plastic | No | 2015 | 3/4 | Field inspection only with no records | Yes | Visual inspection at the meter pit | 05/26/2024 00:00:00 |  | Non-Lead - Plastic | 2015 | 3/4 | Installation date after lead ban | Yes | Visual inspection at the meter pit | 05/26/2024 00:00:00 |  | Non-Lead | No | No |  | Single Family Residence |  | No | No |  |  | Non-Lead
11481 | 2121 E SADDLE CLUB DR, HOBBS NM |  | No | No | Non-Lead - Copper | No | 2007 | 3/4 | Field inspection only with no records | Yes | Visual inspection at the meter pit | 05/26/2024 00:00:00 |  | Non-Lead - Copper | 2007 | 3/4 | Installation date after lead ban | Yes | Visual inspection at the meter pit | 05/26/2024 00:00:00 |  | Non-Lead | No | No |  | Single Family Residence |  | No | No |  |  | Non-Lead
11419 | 5213 W STEEL DRIVER RD, HOBBS NM |  | No | No | Non-Lead - Plastic | No | 2016 | 1 | Field inspection only with no records | Yes | Visual inspection at the meter pit | 09/30/2024 00:00:00 |  | Non-Lead - Plastic | 2016 | 3/4 | Field inspection only with no records | Yes | Visual inspection at the meter pit | 09/30/2024 00:00:00 |  | Non-Lead | No | No |  | Single Family Residence |  | No | No |  |  | Non-Lead
11167 | 1801 E ROSE LN, HOBBS NM |  | No | No | Unknown - Unlikely Lead | Don't Know |  |  |  | No | Other |  | Will Inspect meter box at a later date | Unknown - Unlikely Lead |  |  |  | No | Other |  | Will Inspect meter box at a later date | Unknown | Don't Know | Don't Know |  | Building | Unknown | Unknown | No |  |  | Unknown
10653 | 200 W PERMIAN DR, HOBBS NM |  | No | No | Unknown - Unlikely Lead | Don't Know |  |  |  | No | Other |  | Will Inspect meter box at a later date | Unknown - Unlikely Lead |  |  |  | No | Other |  | Will Inspect meter box at a later date | Unknown | Don't Know | Don't Know |  | Building | Unknown | Unknown | No |  |  | Unknown
11093 | 8 REGENCY SQ, HOBBS NM |  | No | No | Unknown - Unlikely Lead | Don't Know |  |  |  | No | Other |  | Will Inspect meter box at a later date | Unknown - Unlikely Lead |  |  |  | No | Other |  | Will Inspect meter box at a later date | Unknown | Don't Know | Don't Know |  | Building | Unknown | Unknown | No |  |  | Unknown
10623 | 412 E PERMIAN DR, HOBBS NM |  | No | No | Unknown - Unlikely Lead | Don't Know |  |  |  | No | Other |  | Will Inspect meter box at a later date | Unknown - Unlikely Lead |  |  |  | No | Other |  | Will Inspect meter box at a later date | Unknown | Don't Know | Don't Know |  | Building | Unknown | Unknown | No |  |  | Unknown
10967 | 415 W ROXANA ST, HOBBS NM |  | No | No | Unknown - Unlikely Lead | Don't Know |  |  |  | No | Other |  | Will Inspect meter box at a later date | Unknown - Unlikely Lead |  |  |  | No | Other |  | Will Inspect meter box at a later date | Unknown | Don't Know | Don't Know |  | Building | Unknown | Unknown | No |  |  | Unknown
1059 | 4716 N BACKSTRETCH RD, HOBBS NM |  | No | No | Non-Lead - Plastic | No | 2015 | 3/4 | Field inspection only with no records | Yes | Visual inspection at the meter pit | 05/26/2024 00:00:00 |  | Non-Lead - Plastic | 2015 | 3/4 | Installation date after lead ban | Yes | Visual inspection at the meter pit | 05/26/2024 00:00:00 |  | Non-Lead | No | No |  | Single Family Residence |  | No | No |  |  | Non-Lead
10866 | 2424 N QUIROZ DR, HOBBS NM |  | No | No | Unknown - Unlikely Lead | Don't Know |  |  |  | No | Other |  | Will Inspect meter box at a later date | Unknown - Unlikely Lead |  |  |  | No | Other |  | Will Inspect meter box at a later date | Unknown | Don't Know | Don't Know |  | Building | Unknown | Unknown | No |  |  | Unknown
11079 | 2330 N RED OAK DR, HOBBS NM |  | No | No | Non-Lead - Plastic | No | 2015 | 1 | Field inspection only with no records | Yes | Visual inspection at the meter pit | 07/23/2024 00:00:00 |  | Non-Lead - Plastic | 2015 | 1 | Field inspection only with no records | Yes | Visual inspection at the meter pit | 07/23/2024 00:00:00 |  | Non-Lead | No | No |  | Single Family Residence | Unknown | No | No |  |  | Non-Lead
10992 | 2709 N ROJO DR, HOBBS NM |  | No | No | Unknown - Unlikely Lead | Don't Know |  |  |  | No | Other |  | Will Inspect meter box at a later date | Unknown - Unlikely Lead |  |  |  | No | Other |  | Will Inspect meter box at a later date | Unknown | Don't Know | Don't Know |  | Building | Unknown | Unknown | No |  |  | Unknown
1083 | 5200 W BIG RED RD, HOBBS NM |  | No | No | Non-Lead - Plastic | No | 2015 | 3/4 | Field inspection only with no records | Yes | Visual inspection at the meter pit | 05/26/2024 00:00:00 |  | Non-Lead - Plastic | 2015 | 3/4 | Installation date after lead ban | Yes | Visual inspection at the meter pit | 05/26/2024 00:00:00 |  | Non-Lead | No | No |  | Single Family Residence |  | No | No |  |  | Non-Lead
11332 | 116 E SANGER ST, HOBBS NM |  | No | No | Unknown - Unlikely Lead | Don't Know |  |  |  | No | Other |  | Will Inspect meter box at a later date | Unknown - Unlikely Lead |  |  |  | No | Other |  | Will Inspect meter box at a later date | Unknown | Don't Know | Don't Know |  | Building | Unknown | Unknown | No |  |  | Unknown
11279 | 312 E SANGER ST, HOBBS NM |  | No | No | Unknown - Unlikely Lead | Don't Know |  |  |  | No | Other |  | Will Inspect meter box at a later date | Unknown - Unlikely Lead |  |  |  | No | Other |  | Will Inspect meter box at a later date | Unknown | Don't Know | Don't Know |  | Building | Unknown | Unknown | No |  |  | Unknown
11324 | 1525 E SANGER ST, HOBBS NM |  | No | No | Unknown - Unlikely Lead | Don't Know |  |  |  | No | Other |  | Will Inspect meter box at a later date | Unknown - Unlikely Lead |  |  |  | No | Other |  | Will Inspect meter box at a later date | Unknown | Don't Know | Don't Know |  | Building | Unknown | Unknown | No |  |  | Unknown
11504 | 1403 E SCHARBAUER ST, HOBBS NM |  | No | No | Unknown - Unlikely Lead | Don't Know |  |  |  | No | Other |  | Will Inspect meter box at a later date | Unknown - Unlikely Lead |  |  |  | No | Other |  | Will Inspect meter box at a later date | Unknown | Don't Know | Don't Know |  | Building | Unknown | Unknown | No |  |  | Unknown
11429 | 4902 W STEEL DRIVER RD, HOBBS NM |  | No | No | Non-Lead - Plastic | No | 2016 | 1 | Field inspection only with no records | Yes | Visual inspection at the meter pit | 09/30/2024 00:00:00 |  | Non-Lead - Plastic | 2016 | 3/4 | Field inspection only with no records | Yes | Visual inspection at the meter pit | 09/30/2024 00:00:00 |  | Non-Lead | No | No |  | Single Family Residence |  | No | No |  |  | Non-Lead
10671 | 1202 W PUEBLO AVE, HOBBS NM |  | No | No | Unknown - Unlikely Lead | Don't Know |  |  |  | No | Other |  | Will Inspect meter box at a later date | Unknown - Unlikely Lead |  |  |  | No | Other |  | Will Inspect meter box at a later date | Unknown | Don't Know | Don't Know |  | Building | Unknown | Unknown | No |  |  | Unknown
10742 | 1504 W PRINCESS JEANNE, HOBBS NM |  | No | No | Unknown - Unlikely Lead | Don't Know |  |  |  | No | Other |  | Will Inspect meter box at a later date | Unknown - Unlikely Lead |  |  |  | No | Other |  | Will Inspect meter box at a later date | Unknown | Don't Know | Don't Know |  | Building | Unknown | Unknown | No |  |  | Unknown
11420 | 5025 W STEEL DRIVER RD, HOBBS NM |  | No | No | Non-Lead - Plastic | No | 2016 | 1 | Field inspection only with no records | Yes | Visual inspection at the meter pit | 09/30/2024 00:00:00 |  | Non-Lead - Plastic | 2016 | 3/4 | Field inspection only with no records | Yes | Visual inspection at the meter pit | 09/30/2024 00:00:00 |  | Non-Lead | No | No |  | Single Family Residence |  | No | No |  |  | Non-Lead
11355 | 205 E SANGER ST, HOBBS NM |  | No | No | Unknown - Unlikely Lead | Don't Know |  |  |  | No | Other |  | Will Inspect meter box at a later date | Unknown - Unlikely Lead |  |  |  | No | Other |  | Will Inspect meter box at a later date | Unknown | Don't Know | Don't Know |  | Building | Unknown | Unknown | No |  |  | Unknown
11255 | 418 E SANGER ST, HOBBS NM |  | No | No | Unknown - Unlikely Lead | Don't Know |  |  |  | No | Other |  | Will Inspect meter box at a later date | Unknown - Unlikely Lead |  |  |  | No | Other |  | Will Inspect meter box at a later date | Unknown | Don't Know | Don't Know |  | Building | Unknown | Unknown | No |  |  | Unknown
10613 | 706 E PERMIAN DR, HOBBS NM |  | No | No | Unknown - Unlikely Lead | Don't Know |  |  |  | No | Other |  | Will Inspect meter box at a later date | Unknown - Unlikely Lead |  |  |  | No | Other |  | Will Inspect meter box at a later date | Unknown | Don't Know | Don't Know |  | Building | Unknown | Unknown | No |  |  | Unknown
10760 | 901 W PRINCESS JEANNE, HOBBS NM |  | No | No | Unknown - Unlikely Lead | Don't Know |  |  |  | No | Other |  | Will Inspect meter box at a later date | Unknown - Unlikely Lead |  |  |  | No | Other |  | Will Inspect meter box at a later date | Unknown | Don't Know | Don't Know |  | Building | Unknown | Unknown | No |  |  | Unknown
11155 | 1731 E ROSE LN, HOBBS NM |  | No | No | Unknown - Unlikely Lead | Don't Know |  |  |  | No | Other |  | Will Inspect meter box at a later date | Unknown - Unlikely Lead |  |  |  | No | Other |  | Will Inspect meter box at a later date | Unknown | Don't Know | Don't Know |  | Building | Unknown | Unknown | No |  |  | Unknown
11412 | 5012 W STEEL DRIVER RD, HOBBS NM |  | No | No | Non-Lead - Plastic | No | 2016 | 1 | Field inspection only with no records | Yes | Visual inspection at the meter pit | 09/30/2024 00:00:00 |  | Non-Lead - Plastic | 2016 | 3/4 | Field inspection only with no records | Yes | Visual inspection at the meter pit | 09/30/2024 00:00:00 |  | Non-Lead | No | No |  | Single Family Residence |  | No | No |  |  | Non-Lead
11017 | 2226 N ROJO DR, HOBBS NM |  | No | No | Unknown - Unlikely Lead | Don't Know |  |  |  | No | Other |  | Will Inspect meter box at a later date | Unknown - Unlikely Lead |  |  |  | No | Other |  | Will Inspect meter box at a later date | Unknown | Don't Know | Don't Know |  | Building | Unknown | Unknown | No |  |  | Unknown
11492 | 700 E SCHARBAUER ST, HOBBS NM |  | No | No | Unknown - Unlikely Lead | Don't Know |  |  |  | No | Other |  | Will Inspect meter box at a later date | Unknown - Unlikely Lead |  |  |  | No | Other |  | Will Inspect meter box at a later date | Unknown | Don't Know | Don't Know |  | Building | Unknown | Unknown | No |  |  | Unknown
10724 | 1431 W PONDEROSA DR, HOBBS NM |  | No | No | Non-Lead - Plastic | No | 2020 | 1 | Installation date after lead ban | No | Other |  | GIS verfied because of being built after ban | Non-Lead - Plastic | 2020 | 1 | Installation date after lead ban | No | Other |  | Newer Construction, verified by GIS Mapping |  | No | No |  | Single Family Residence | Unknown | No | No |  |  | Non-Lead
11241 | 714 E SANGER ST, HOBBS NM |  | No | No | Unknown - Unlikely Lead | Don't Know |  |  |  | No | Other |  | Will Inspect meter box at a later date | Unknown - Unlikely Lead |  |  |  | No | Other |  | Will Inspect meter box at a later date | Unknown | Don't Know | Don't Know |  | Building | Unknown | Unknown | No |  |  | Unknown
11152 | 1100 E ROSE LN, HOBBS NM |  | No | No | Unknown - Unlikely Lead | Don't Know |  |  |  | No | Other |  | Will Inspect meter box at a later date | Unknown - Unlikely Lead |  |  |  | No | Other |  | Will Inspect meter box at a later date | Unknown | Don't Know | Don't Know |  | Building | Unknown | Unknown | No |  |  | Unknown
1146 | 5225 W BIG RED RD, HOBBS NM |  | No | No | Non-Lead - Plastic | No | 2015 | 3/4 | Field inspection only with no records | Yes | Visual inspection at the meter pit | 05/26/2024 00:00:00 |  | Non-Lead - Plastic | 2015 | 3/4 | Installation date after lead ban | Yes | Visual inspection at the meter pit | 05/26/2024 00:00:00 |  | Non-Lead | No | No |  | Single Family Residence |  | No | No |  |  | Non-Lead
10830 | 1305 W PAIGE DR, HOBBS NM |  | No | No | Unknown - Unlikely Lead | Don't Know |  |  |  | No | Other |  | Will Inspect meter box at a later date | Unknown - Unlikely Lead |  |  |  | No | Other |  | Will Inspect meter box at a later date | Unknown | Don't Know | Don't Know |  | Building | Unknown | Unknown | No |  |  | Unknown
10873 | 300 W RAINBOW DR, HOBBS NM |  | No | No | Unknown - Unlikely Lead | Don't Know |  |  |  | No | Other |  | Will Inspect meter box at a later date | Unknown - Unlikely Lead |  |  |  | No | Other |  | Will Inspect meter box at a later date | Unknown | Don't Know | Don't Know |  | Building | Unknown | Unknown | No |  |  | Unknown
10986 | 924 W ROXANA ST, HOBBS NM |  | No | No | Unknown - Unlikely Lead | Don't Know |  |  |  | No | Other |  | Will Inspect meter box at a later date | Unknown - Unlikely Lead |  |  |  | No | Other |  | Will Inspect meter box at a later date | Unknown | Don't Know | Don't Know |  | Building | Unknown | Unknown | No |  |  | Unknown
11154 | 1325 E ROSE LN, HOBBS NM |  | No | No | Unknown - Unlikely Lead | Don't Know |  |  |  | No | Other |  | Will Inspect meter box at a later date | Unknown - Unlikely Lead |  |  |  | No | Other |  | Will Inspect meter box at a later date | Unknown | Don't Know | Don't Know |  | Building | Unknown | Unknown | No |  |  | Unknown
10570 | 1403 S PERRY DR, HOBBS NM |  | No | No | Unknown - Unlikely Lead | Don't Know |  |  |  | No | Other |  | Will Inspect meter box at a later date | Unknown - Unlikely Lead |  |  |  | No | Other |  | Will Inspect meter box at a later date | Unknown | Don't Know | Don't Know |  | Building | Unknown | Unknown | No |  |  | Unknown
1129 | 5306 W BIG RED RD, HOBBS NM |  | No | No | Non-Lead - Plastic | No | 2015 | 3/4 | Field inspection only with no records | Yes | Visual inspection at the meter pit | 05/26/2024 00:00:00 |  | Non-Lead - Plastic | 2015 | 3/4 | Installation date after lead ban | Yes | Visual inspection at the meter pit | 05/26/2024 00:00:00 |  | Non-Lead | No | No |  | Single Family Residence |  | No | No |  |  | Non-Lead
11197 | 722 S RASH ST, HOBBS NM |  | No | No | Unknown - Unlikely Lead | Don't Know |  |  |  | No | Other |  | Will Inspect meter box at a later date | Unknown - Unlikely Lead |  |  |  | No | Other |  | Will Inspect meter box at a later date | Unknown | Don't Know | Don't Know |  | Building | Unknown | Unknown | No |  |  | Unknown
11210 | 2430 N ROUNDUP DR, HOBBS NM |  | No | No | Unknown - Unlikely Lead | Don't Know |  |  |  | No | Other |  | Will Inspect meter box at a later date | Unknown - Unlikely Lead |  |  |  | No | Other |  | Will Inspect meter box at a later date | Unknown | Don't Know | Don't Know |  | Building | Unknown | Unknown | No |  |  | Unknown
10747 | 916 W PRINCESS JEANNE, HOBBS NM |  | No | No | Unknown - Unlikely Lead | Don't Know |  |  |  | No | Other |  | Will Inspect meter box at a later date | Unknown - Unlikely Lead |  |  |  | No | Other |  | Will Inspect meter box at a later date | Unknown | Don't Know | Don't Know |  | Building | Unknown | Unknown | No |  |  | Unknown
11371 | 2200 E SANGER ST, HOBBS NM |  | No | No | Unknown - Unlikely Lead | Don't Know |  |  |  | No | Other |  | Will Inspect meter box at a later date | Unknown - Unlikely Lead |  |  |  | No | Other |  | Will Inspect meter box at a later date | Unknown | Don't Know | Don't Know |  | Building | Unknown | Unknown | No |  |  | Unknown
10975 | 305 W ROXANA ST, HOBBS NM |  | No | No | Unknown - Unlikely Lead | Don't Know |  |  |  | No | Other |  | Will Inspect meter box at a later date | Unknown - Unlikely Lead |  |  |  | No | Other |  | Will Inspect meter box at a later date | Unknown | Don't Know | Don't Know |  | Building | Unknown | Unknown | No |  |  | Unknown
10768 | 1315 W PRINCESS JEANNE, HOBBS NM |  | No | No | Unknown - Unlikely Lead | Don't Know |  |  |  | No | Other |  | Will Inspect meter box at a later date | Unknown - Unlikely Lead |  |  |  | No | Other |  | Will Inspect meter box at a later date | Unknown | Don't Know | Don't Know |  | Building | Unknown | Unknown | No |  |  | Unknown
10951 | 603 E ROXANA ST, HOBBS NM |  | No | No | Unknown - Unlikely Lead | Don't Know |  |  |  | No | Other |  | Will Inspect meter box at a later date | Unknown - Unlikely Lead |  |  |  | No | Other |  | Will Inspect meter box at a later date | Unknown | Don't Know | Don't Know |  | Building | Unknown | Unknown | No |  |  | Unknown
10585 | 907 N PECAN DR, HOBBS NM |  | No | No | Unknown - Unlikely Lead | Don't Know |  |  |  | No | Other |  | Will Inspect meter box at a later date | Unknown - Unlikely Lead |  |  |  | No | Other |  | Will Inspect meter box at a later date | Unknown | Don't Know | Don't Know |  | Building | Unknown | Unknown | No |  |  | Unknown
11162 | 1501 E ROSE LN, HOBBS NM |  | No | No | Unknown - Unlikely Lead | Don't Know |  |  |  | No | Other |  | Will Inspect meter box at a later date | Unknown - Unlikely Lead |  |  |  | No | Other |  | Will Inspect meter box at a later date | Unknown | Don't Know | Don't Know |  | Building | Unknown | Unknown | No |  |  | Unknown
11415 | 5205 W STEEL DRIVER RD, HOBBS NM |  | No | No | Non-Lead - Plastic | No | 2016 | 1 | Field inspection only with no records | Yes | Visual inspection at the meter pit | 09/30/2024 00:00:00 |  | Non-Lead - Plastic | 2016 | 3/4 | Field inspection only with no records | Yes | Visual inspection at the meter pit | 09/30/2024 00:00:00 |  | Non-Lead | No | No |  | Single Family Residence |  | No | No |  |  | Non-Lead
10800 | 908 W PRINCESS JEANNE, HOBBS NM |  | No | No | Unknown - Unlikely Lead | Don't Know |  |  |  | No | Other |  | Will Inspect meter box at a later date | Unknown - Unlikely Lead |  |  |  | No | Other |  | Will Inspect meter box at a later date | Unknown | Don't Know | Don't Know |  | Building | Unknown | Unknown | No |  |  | Unknown
11002 | 2221 N ROJO DR, HOBBS NM |  | No | No | Unknown - Unlikely Lead | Don't Know |  |  |  | No | Other |  | Will Inspect meter box at a later date | Unknown - Unlikely Lead |  |  |  | No | Other |  | Will Inspect meter box at a later date | Unknown | Don't Know | Don't Know |  | Building | Unknown | Unknown | No |  |  | Unknown
10788 | 1116 W PRINCESS JEANNE, HOBBS NM |  | No | No | Unknown - Unlikely Lead | Don't Know |  |  |  | No | Other |  | Will Inspect meter box at a later date | Unknown - Unlikely Lead |  |  |  | No | Other |  | Will Inspect meter box at a later date | Unknown | Don't Know | Don't Know |  | Building | Unknown | Unknown | No |  |  | Unknown
11336 | 814 E SANGER ST, HOBBS NM |  | No | No | Unknown - Unlikely Lead | Don't Know |  |  |  | No | Other |  | Will Inspect meter box at a later date | Unknown - Unlikely Lead |  |  |  | No | Other |  | Will Inspect meter box at a later date | Unknown | Don't Know | Don't Know |  | Building | Unknown | Unknown | No |  |  | Unknown
1054 | 4215 N BACKSTRETCH RD, HOBBS NM |  | No | No | Non-Lead - Plastic | No | 2015 | 3/4 | Field inspection only with no records | Yes | Visual inspection at the meter pit | 05/26/2024 00:00:00 |  | Non-Lead - Plastic | 2015 | 3/4 | Installation date after lead ban | Yes | Visual inspection at the meter pit | 05/26/2024 00:00:00 |  | Non-Lead | No | No |  | Single Family Residence |  | No | No |  |  | Non-Lead
11360 | 812 E SANGER ST, HOBBS NM |  | No | No | Unknown - Unlikely Lead | Don't Know |  |  |  | No | Other |  | Will Inspect meter box at a later date | Unknown - Unlikely Lead |  |  |  | No | Other |  | Will Inspect meter box at a later date | Unknown | Don't Know | Don't Know |  | Building | Unknown | Unknown | No |  |  | Unknown
10695 | 1017 W PUEBLO AVE, HOBBS NM |  | No | No | Unknown - Unlikely Lead | Don't Know |  |  |  | No | Other |  | Will Inspect meter box at a later date | Unknown - Unlikely Lead |  |  |  | No | Other |  | Will Inspect meter box at a later date | Unknown | Don't Know | Don't Know |  | Building | Unknown | Unknown | No |  |  | Unknown
10545 | 1228 S PARKWAY DR, HOBBS NM |  | No | No | Unknown - Unlikely Lead | Don't Know |  |  |  | No | Other |  | Will Inspect meter box at a later date | Unknown - Unlikely Lead |  |  |  | No | Other |  | Will Inspect meter box at a later date | Unknown | Don't Know | Don't Know |  | Building | Unknown | Unknown | No |  |  | Unknown
10615 | 517 E PERMIAN DR, HOBBS NM |  | No | No | Unknown - Unlikely Lead | Don't Know |  |  |  | No | Other |  | Will Inspect meter box at a later date | Unknown - Unlikely Lead |  |  |  | No | Other |  | Will Inspect meter box at a later date | Unknown | Don't Know | Don't Know |  | Building | Unknown | Unknown | No |  |  | Unknown
10957 | 1010 W ROXANA ST, HOBBS NM |  | No | No | Unknown - Unlikely Lead | Don't Know |  |  |  | No | Other |  | Will Inspect meter box at a later date | Unknown - Unlikely Lead |  |  |  | No | Other |  | Will Inspect meter box at a later date | Unknown | Don't Know | Don't Know |  | Building | Unknown | Unknown | No |  |  | Unknown
10968 | 405 W ROXANA ST, HOBBS NM |  | No | No | Unknown - Unlikely Lead | Don't Know |  |  |  | No | Other |  | Will Inspect meter box at a later date | Unknown - Unlikely Lead |  |  |  | No | Other |  | Will Inspect meter box at a later date | Unknown | Don't Know | Don't Know |  | Building | Unknown | Unknown | No |  |  | Unknown
10780 | 804 W PRINCESS JEANNE, HOBBS NM |  | No | No | Unknown - Unlikely Lead | Don't Know |  |  |  | No | Other |  | Will Inspect meter box at a later date | Unknown - Unlikely Lead |  |  |  | No | Other |  | Will Inspect meter box at a later date | Unknown | Don't Know | Don't Know |  | Building | Unknown | Unknown | No |  |  | Unknown
11486 | 2104 E SADDLE CLUB DR, HOBBS NM |  | No | No | Non-Lead - Copper | No | 2007 | 3/4 | Field inspection only with no records | Yes | Visual inspection at the meter pit | 05/26/2024 00:00:00 |  | Non-Lead - Copper | 2007 | 3/4 | Installation date after lead ban | Yes | Visual inspection at the meter pit | 05/26/2024 00:00:00 |  | Non-Lead | No | No |  | Single Family Residence |  | No | No |  |  | Non-Lead
1082 | 5315 W BIG RED RD, HOBBS NM |  | No | No | Non-Lead - Plastic | No | 2015 | 3/4 | Field inspection only with no records | Yes | Visual inspection at the meter pit | 05/26/2024 00:00:00 |  | Non-Lead - Plastic | 2015 | 3/4 | Installation date after lead ban | Yes | Visual inspection at the meter pit | 05/26/2024 00:00:00 |  | Non-Lead | No | No |  | Single Family Residence |  | No | No |  |  | Non-Lead
10896 | 310 W RAINBOW, HOBBS NM |  | No | No | Unknown - Unlikely Lead | Don't Know |  |  |  | No | Other |  | Will Inspect meter box at a later date | Unknown - Unlikely Lead |  |  |  | No | Other |  | Will Inspect meter box at a later date | Unknown | Don't Know | Don't Know |  | Building | Unknown | Unknown | No |  |  | Unknown
10958 | 311 W ROXANA ST, HOBBS NM |  | No | No | Unknown - Unlikely Lead | Don't Know |  |  |  | No | Other |  | Will Inspect meter box at a later date | Unknown - Unlikely Lead |  |  |  | No | Other |  | Will Inspect meter box at a later date | Unknown | Don't Know | Don't Know |  | Building | Unknown | Unknown | No |  |  | Unknown
10898 | 306 W RAINBOW DR, HOBBS NM |  | No | No | Unknown - Unlikely Lead | Don't Know |  |  |  | No | Other |  | Will Inspect meter box at a later date | Unknown - Unlikely Lead |  |  |  | No | Other |  | Will Inspect meter box at a later date | Unknown | Don't Know | Don't Know |  | Building | Unknown | Unknown | No |  |  | Unknown
11194 | 1507 E ROSE LN, HOBBS NM |  | No | No | Unknown - Unlikely Lead | Don't Know |  |  |  | No | Other |  | Will Inspect meter box at a later date | Unknown - Unlikely Lead |  |  |  | No | Other |  | Will Inspect meter box at a later date | Unknown | Don't Know | Don't Know |  | Building | Unknown | Unknown | No |  |  | Unknown
11411 | 4825 W STEEL DRIVER RD, HOBBS NM |  | No | No | Non-Lead - Plastic | No | 2016 | 1 | Field inspection only with no records | Yes | Visual inspection at the meter pit | 09/30/2024 00:00:00 |  | Non-Lead - Plastic | 2016 | 3/4 | Field inspection only with no records | Yes | Visual inspection at the meter pit | 09/30/2024 00:00:00 |  | Non-Lead | No | No |  | Single Family Residence |  | No | No |  |  | Non-Lead
11373 | 1104 N SANGER PL, HOBBS NM |  | No | No | Unknown - Unlikely Lead | Don't Know |  |  |  | No | Other |  | Will Inspect meter box at a later date | Unknown - Unlikely Lead |  |  |  | No | Other |  | Will Inspect meter box at a later date | Unknown | Don't Know | Don't Know |  | Building | Unknown | Unknown | No |  |  | Unknown
10739 | 609 N PADDOCK LN, HOBBS NM |  | No | No | Non-Lead - Plastic | No | 2016 | 1 | Field inspection only with no records | Yes | Visual inspection at the meter pit | 09/30/2024 00:00:00 |  | Non-Lead - Plastic | 2016 | 3/4 | Field inspection only with no records | Yes | Visual inspection at the meter pit | 09/30/2024 00:00:00 |  | Non-Lead | No | No |  | Single Family Residence | Unknown | No | No |  |  | Non-Lead
11425 | 4820 W STEEL DRIVER RD, HOBBS NM |  | No | No | Non-Lead - Plastic | No | 2016 | 1 | Field inspection only with no records | Yes | Visual inspection at the meter pit | 09/30/2024 00:00:00 |  | Non-Lead - Plastic | 2016 | 3/4 | Field inspection only with no records | Yes | Visual inspection at the meter pit | 09/30/2024 00:00:00 |  | Non-Lead | No | No |  | Single Family Residence |  | No | No |  |  | Non-Lead
1105 | 4817 W BIG RED RD, HOBBS NM |  | No | No | Non-Lead - Plastic | No | 2015 | 3/4 | Field inspection only with no records | Yes | Visual inspection at the meter pit | 05/26/2024 00:00:00 |  | Non-Lead - Plastic | 2015 | 3/4 | Installation date after lead ban | Yes | Visual inspection at the meter pit | 05/26/2024 00:00:00 |  | Non-Lead | No | No |  | Single Family Residence |  | No | No |  |  | Non-Lead
11524 | 613 E SCHARBAUER ST, HOBBS NM |  | No | No | Unknown - Unlikely Lead | Don't Know |  |  |  | No | Other |  | Will Inspect meter box at a later date | Unknown - Unlikely Lead |  |  |  | No | Other |  | Will Inspect meter box at a later date | Unknown | Don't Know | Don't Know |  | Building | Unknown | Unknown | No |  |  | Unknown
11431 | 5303 W STEEL DRIVER RD, HOBBS NM |  | No | No | Non-Lead - Plastic | No | 2016 | 1 | Field inspection only with no records | Yes | Visual inspection at the meter pit | 09/30/2024 00:00:00 |  | Non-Lead - Plastic | 2016 | 3/4 | Field inspection only with no records | Yes | Visual inspection at the meter pit | 09/30/2024 00:00:00 |  | Non-Lead | No | No |  | Single Family Residence |  | No | No |  |  | Non-Lead
10568 | 1223 S PERRY DR, HOBBS NM |  | No | No | Unknown - Unlikely Lead | Don't Know |  |  |  | No | Other |  | Will Inspect meter box at a later date | Unknown - Unlikely Lead |  |  |  | No | Other |  | Will Inspect meter box at a later date | Unknown | Don't Know | Don't Know |  | Building | Unknown | Unknown | No |  |  | Unknown
10920 | 113 E ROXANA ST, HOBBS NM |  | No | No | Unknown - Unlikely Lead | Don't Know |  |  |  | No | Other |  | Will Inspect meter box at a later date | Unknown - Unlikely Lead |  |  |  | No | Other |  | Will Inspect meter box at a later date | Unknown | Don't Know | Don't Know |  | Building | Unknown | Unknown | No |  |  | Unknown
10546 | 1223 S PARKWAY DR, HOBBS NM |  | No | No | Unknown - Unlikely Lead | Don't Know |  |  |  | No | Other |  | Will Inspect meter box at a later date | Unknown - Unlikely Lead |  |  |  | No | Other |  | Will Inspect meter box at a later date | Unknown | Don't Know | Don't Know |  | Building | Unknown | Unknown | No |  |  | Unknown
11442 | 5102 W STEEL DRIVER RD, HOBBS NM |  | No | No | Non-Lead - Plastic | No | 2016 | 1 | Field inspection only with no records | Yes | Visual inspection at the meter pit | 09/30/2024 00:00:00 |  | Non-Lead - Plastic | 2016 | 3/4 | Field inspection only with no records | Yes | Visual inspection at the meter pit | 09/30/2024 00:00:00 |  | Non-Lead | No | No |  | Single Family Residence |  | No | No |  |  | Non-Lead
1066 | 4727 BIG CY RD, HOBBS NM |  | No | No | Non-Lead - Plastic | No | 2015 | 3/4 | Field inspection only with no records | Yes | Visual inspection at the meter pit | 05/26/2024 00:00:00 |  | Non-Lead - Plastic | 2015 | 3/4 | Installation date after lead ban | Yes | Visual inspection at the meter pit | 05/26/2024 00:00:00 |  | Non-Lead | No | No |  | Single Family Residence |  | No | No |  |  | Non-Lead
10879 | 303 W RAINBOW DR, HOBBS NM |  | No | No | Unknown - Unlikely Lead | Don't Know |  |  |  | No | Other |  | Will Inspect meter box at a later date | Unknown - Unlikely Lead |  |  |  | No | Other |  | Will Inspect meter box at a later date | Unknown | Don't Know | Don't Know |  | Building | Unknown | Unknown | No |  |  | Unknown
10571 | 1412 S PERRY DR, HOBBS NM |  | No | No | Unknown - Unlikely Lead | Don't Know |  |  |  | No | Other |  | Will Inspect meter box at a later date | Unknown - Unlikely Lead |  |  |  | No | Other |  | Will Inspect meter box at a later date | Unknown | Don't Know | Don't Know |  | Building | Unknown | Unknown | No |  |  | Unknown
10903 | 706 E ROXANA ST, HOBBS NM |  | No | No | Unknown - Unlikely Lead | Don't Know |  |  |  | No | Other |  | Will Inspect meter box at a later date | Unknown - Unlikely Lead |  |  |  | No | Other |  | Will Inspect meter box at a later date | Unknown | Don't Know | Don't Know |  | Building | Unknown | Unknown | No |  |  | Unknown
11299 | 3216 E SANGER ST, HOBBS NM |  | No | No | Unknown - Unlikely Lead | Don't Know |  |  |  | No | Other |  | Will Inspect meter box at a later date | Unknown - Unlikely Lead |  |  |  | No | Other |  | Will Inspect meter box at a later date | Unknown | Don't Know | Don't Know |  | Building | Unknown | Unknown | No |  |  | Unknown
11515 | 505 E SCHARBAUER ST, HOBBS NM |  | No | No | Unknown - Unlikely Lead | Don't Know |  |  |  | No | Other |  | Will Inspect meter box at a later date | Unknown - Unlikely Lead |  |  |  | No | Other |  | Will Inspect meter box at a later date | Unknown | Don't Know | Don't Know |  | Building | Unknown | Unknown | No |  |  | Unknown
11321 | 212 E SANGER ST, HOBBS NM |  | No | No | Unknown - Unlikely Lead | Don't Know |  |  |  | No | Other |  | Will Inspect meter box at a later date | Unknown - Unlikely Lead |  |  |  | No | Other |  | Will Inspect meter box at a later date | Unknown | Don't Know | Don't Know |  | Building | Unknown | Unknown | No |  |  | Unknown
11349 | 315 E SANGER ST, HOBBS NM |  | No | No | Unknown - Unlikely Lead | Don't Know |  |  |  | No | Other |  | Will Inspect meter box at a later date | Unknown - Unlikely Lead |  |  |  | No | Other |  | Will Inspect meter box at a later date | Unknown | Don't Know | Don't Know |  | Building | Unknown | Unknown | No |  |  | Unknown
11201 | 2414 N ROUNDUP DR, HOBBS NM |  | No | No | Unknown - Unlikely Lead | Don't Know |  |  |  | No | Other |  | Will Inspect meter box at a later date | Unknown - Unlikely Lead |  |  |  | No | Other |  | Will Inspect meter box at a later date | Unknown | Don't Know | Don't Know |  | Building | Unknown | Unknown | No |  |  | Unknown
10901 | 421 E ROXANA ST, HOBBS NM |  | No | No | Unknown - Unlikely Lead | Don't Know |  |  |  | No | Other |  | Will Inspect meter box at a later date | Unknown - Unlikely Lead |  |  |  | No | Other |  | Will Inspect meter box at a later date | Unknown | Don't Know | Don't Know |  | Building | Unknown | Unknown | No |  |  | Unknown
11247 | 302 E SANGER ST, HOBBS NM |  | No | No | Unknown - Unlikely Lead | Don't Know |  |  |  | No | Other |  | Will Inspect meter box at a later date | Unknown - Unlikely Lead |  |  |  | No | Other |  | Will Inspect meter box at a later date | Unknown | Don't Know | Don't Know |  | Building | Unknown | Unknown | No |  |  | Unknown
11422 | 4812 W STEEL DRIVER RD, HOBBS NM |  | No | No | Non-Lead - Plastic | No | 2016 | 1 | Field inspection only with no records | Yes | Visual inspection at the meter pit | 09/30/2024 00:00:00 |  | Non-Lead - Plastic | 2016 | 3/4 | Field inspection only with no records | Yes | Visual inspection at the meter pit | 09/30/2024 00:00:00 |  | Non-Lead | No | No |  | Single Family Residence |  | No | No |  |  | Non-Lead
11064 | 308 W ROJO DR, HOBBS NM |  | No | No | Unknown - Unlikely Lead | Don't Know |  |  |  | No | Other |  | Will Inspect meter box at a later date | Unknown - Unlikely Lead |  |  |  | No | Other |  | Will Inspect meter box at a later date | Unknown | Don't Know | Don't Know |  | Building | Unknown | Unknown | No |  |  | Unknown
11100 | 20 REGENCY SQ, HOBBS NM |  | No | No | Unknown - Unlikely Lead | Don't Know |  |  |  | No | Other |  | Will Inspect meter box at a later date | Unknown - Unlikely Lead |  |  |  | No | Other |  | Will Inspect meter box at a later date | Unknown | Don't Know | Don't Know |  | Building | Unknown | Unknown | No |  |  | Unknown
11378 | 1108 N SANGER PL, HOBBS NM |  | No | No | Unknown - Unlikely Lead | Don't Know |  |  |  | No | Other |  | Will Inspect meter box at a later date | Unknown - Unlikely Lead |  |  |  | No | Other |  | Will Inspect meter box at a later date | Unknown | Don't Know | Don't Know |  | Building | Unknown | Unknown | No |  |  | Unknown
11396 | 5111 W STEEL DRIVER RD, HOBBS NM |  | No | No | Non-Lead - Plastic | No | 2016 | 1 | Field inspection only with no records | Yes | Visual inspection at the meter pit | 09/30/2024 00:00:00 |  | Non-Lead - Plastic | 2016 | 3/4 | Field inspection only with no records | Yes | Visual inspection at the meter pit | 09/30/2024 00:00:00 |  | Non-Lead | No | No |  | Single Family Residence |  | No | No |  |  | Non-Lead
11178 | 1206 E ROSE LN, HOBBS NM |  | No | No | Unknown - Unlikely Lead | Don't Know |  |  |  | No | Other |  | Will Inspect meter box at a later date | Unknown - Unlikely Lead |  |  |  | No | Other |  | Will Inspect meter box at a later date | Unknown | Don't Know | Don't Know |  | Building | Unknown | Unknown | No |  |  | Unknown
10808 | 1428 W PRINCESS JEANNE, HOBBS NM |  | No | No | Unknown - Unlikely Lead | Don't Know |  |  |  | No | Other |  | Will Inspect meter box at a later date | Unknown - Unlikely Lead |  |  |  | No | Other |  | Will Inspect meter box at a later date | Unknown | Don't Know | Don't Know |  | Building | Unknown | Unknown | No |  |  | Unknown
1150 | 5215 W BIG RED RD, HOBBS NM |  | No | No | Non-Lead - Plastic | No | 2015 | 3/4 | Field inspection only with no records | Yes | Visual inspection at the meter pit | 05/26/2024 00:00:00 |  | Non-Lead - Plastic | 2015 | 3/4 | Installation date after lead ban | Yes | Visual inspection at the meter pit | 05/26/2024 00:00:00 |  | Non-Lead | No | No |  | Single Family Residence |  | No | No |  |  | Non-Lead
11232 | 1612A W SANGER ST, HOBBS NM |  | No | No | Unknown - Unlikely Lead | Don't Know |  |  |  | No | Other |  | Will Inspect meter box at a later date | Unknown - Unlikely Lead |  |  |  | No | Other |  | Will Inspect meter box at a later date | Unknown | Don't Know | Don't Know |  | Building | Unknown | Unknown | No |  |  | Unknown
10757 | 1412 W PRINCESS JEANNE, HOBBS NM |  | No | No | Unknown - Unlikely Lead | Don't Know |  |  |  | No | Other |  | Will Inspect meter box at a later date | Unknown - Unlikely Lead |  |  |  | No | Other |  | Will Inspect meter box at a later date | Unknown | Don't Know | Don't Know |  | Building | Unknown | Unknown | No |  |  | Unknown
11196 | 1327 E ROSE LN, HOBBS NM |  | No | No | Unknown - Unlikely Lead | Don't Know |  |  |  | No | Other |  | Will Inspect meter box at a later date | Unknown - Unlikely Lead |  |  |  | No | Other |  | Will Inspect meter box at a later date | Unknown | Don't Know | Don't Know |  | Building | Unknown | Unknown | No |  |  | Unknown
11427 | 4800 W STEEL DRIVER RD, HOBBS NM |  | No | No | Non-Lead - Plastic | No | 2016 | 1 | Field inspection only with no records | Yes | Visual inspection at the meter pit | 09/30/2024 00:00:00 |  | Non-Lead - Plastic | 2016 | 3/4 | Field inspection only with no records | Yes | Visual inspection at the meter pit | 09/30/2024 00:00:00 |  | Non-Lead | No | No |  | Single Family Residence |  | No | No |  |  | Non-Lead
11557 | 213 W SCHARBAUER ST, HOBBS NM |  | No | No | Non-Lead - Plastic | Don't Know |  | 1 | Field inspection only with no records | Yes | Visual inspection at the meter pit | 07/23/2024 00:00:00 |  | Non-Lead - Plastic | 1955 | 3/4 | Field inspection only with no records | Yes | Visual inspection at the meter pit | 07/23/2024 00:00:00 |  | Non-Lead | No | Don't Know |  | Single Family Residence |  | No | No |  |  | Non-Lead
11122 | 1625 W RAIN, HOBBS NM |  | No | No | Non-Lead - Plastic | No | 2023 | 3/4 | Field inspection only with no records | Yes | Visual inspection at the meter pit | 05/26/2024 00:00:00 |  | Non-Lead - Plastic |  | 3/4 | Installation date after lead ban | Yes | Visual inspection at the meter pit | 05/26/2024 00:00:00 |  | Non-Lead | No | No |  | Single Family Residence |  | No | No |  |  | Non-Lead
11560 | 410 W SCHARBAUER ST, HOBBS NM |  | No | No | Unknown - Unlikely Lead | Don't Know |  |  |  | No | Other |  | Will Inspect meter box at a later date | Unknown - Unlikely Lead |  |  |  | No | Other |  | Will Inspect meter box at a later date | Unknown | Don't Know | Don't Know |  | Building | Unknown | Unknown | No |  |  | Unknown
11370 | 1435 E SANGER ST, HOBBS NM |  | No | No | Unknown - Unlikely Lead | Don't Know |  |  |  | No | Other |  | Will Inspect meter box at a later date | Unknown - Unlikely Lead |  |  |  | No | Other |  | Will Inspect meter box at a later date | Unknown | Don't Know | Don't Know |  | Building | Unknown | Unknown | No |  |  | Unknown
10777 | 800 W PRINCESS JEANNE, HOBBS NM |  | No | No | Unknown - Unlikely Lead | Don't Know |  |  |  | No | Other |  | Will Inspect meter box at a later date | Unknown - Unlikely Lead |  |  |  | No | Other |  | Will Inspect meter box at a later date | Unknown | Don't Know | Don't Know |  | Building | Unknown | Unknown | No |  |  | Unknown
10732 | 1624 W PONDEROSA DR, HOBBS NM |  | No | No | Non-Lead - Plastic | No | 2020 | 1 | Installation date after lead ban | No | Other |  | GIS verfied because of being built after ban | Non-Lead - Plastic | 2020 | 1 | Installation date after lead ban | No | Other |  | Newer Construction, verified by GIS Mapping |  | No | No |  | Single Family Residence | Unknown | No | No |  |  | Non-Lead
1103 | 4821 W BIG RED RD, HOBBS NM |  | No | No | Non-Lead - Plastic | No | 2015 | 3/4 | Field inspection only with no records | Yes | Visual inspection at the meter pit | 05/26/2024 00:00:00 |  | Non-Lead - Plastic | 2015 | 3/4 | Installation date after lead ban | Yes | Visual inspection at the meter pit | 05/26/2024 00:00:00 |  | Non-Lead | No | No |  | Single Family Residence |  | No | No |  |  | Non-Lead
11366 | 1515 E SANGER ST, HOBBS NM |  | No | No | Unknown - Unlikely Lead | Don't Know |  |  |  | No | Other |  | Will Inspect meter box at a later date | Unknown - Unlikely Lead |  |  |  | No | Other |  | Will Inspect meter box at a later date | Unknown | Don't Know | Don't Know |  | Building | Unknown | Unknown | No |  |  | Unknown
11228 | 1109 W SANGER ST, HOBBS NM |  | No | No | Unknown - Unlikely Lead | Don't Know |  |  |  | No | Other |  | Will Inspect meter box at a later date | Unknown - Unlikely Lead |  |  |  | No | Other |  | Will Inspect meter box at a later date | Unknown | Don't Know | Don't Know |  | Building | Unknown | Unknown | No |  |  | Unknown
10601 | 523 E PERMIAN DR, HOBBS NM |  | No | No | Unknown - Unlikely Lead | Don't Know |  |  |  | No | Other |  | Will Inspect meter box at a later date | Unknown - Unlikely Lead |  |  |  | No | Other |  | Will Inspect meter box at a later date | Unknown | Don't Know | Don't Know |  | Building | Unknown | Unknown | No |  |  | Unknown
10612 | 701 E PERMIAN DR, HOBBS NM |  | No | No | Unknown - Unlikely Lead | Don't Know |  |  |  | No | Other |  | Will Inspect meter box at a later date | Unknown - Unlikely Lead |  |  |  | No | Other |  | Will Inspect meter box at a later date | Unknown | Don't Know | Don't Know |  | Building | Unknown | Unknown | No |  |  | Unknown
10540 | 1237 S PARKWAY DR, HOBBS NM |  | No | No | Unknown - Unlikely Lead | Don't Know |  |  |  | No | Other |  | Will Inspect meter box at a later date | Unknown - Unlikely Lead |  |  |  | No | Other |  | Will Inspect meter box at a later date | Unknown | Don't Know | Don't Know |  | Building | Unknown | Unknown | No |  |  | Unknown
10652 | 100 W PERMIAN DR, HOBBS NM |  | No | No | Unknown - Unlikely Lead | Don't Know |  |  |  | No | Other |  | Will Inspect meter box at a later date | Unknown - Unlikely Lead |  |  |  | No | Other |  | Will Inspect meter box at a later date | Unknown | Don't Know | Don't Know |  | Building | Unknown | Unknown | No |  |  | Unknown
11008 | 2201 N ROJO DR, HOBBS NM |  | No | No | Unknown - Unlikely Lead | Don't Know |  |  |  | No | Other |  | Will Inspect meter box at a later date | Unknown - Unlikely Lead |  |  |  | No | Other |  | Will Inspect meter box at a later date | Unknown | Don't Know | Don't Know |  | Building | Unknown | Unknown | No |  |  | Unknown
11139 | 1111 E ROSE LN, HOBBS NM |  | No | No | Unknown - Unlikely Lead | Don't Know |  |  |  | No | Other |  | Will Inspect meter box at a later date | Unknown - Unlikely Lead |  |  |  | No | Other |  | Will Inspect meter box at a later date | Unknown | Don't Know | Don't Know |  | Building | Unknown | Unknown | No |  |  | Unknown
11042 | 1826 N ROJO DR, HOBBS NM |  | No | No | Unknown - Unlikely Lead | Don't Know |  |  |  | No | Other |  | Will Inspect meter box at a later date | Unknown - Unlikely Lead |  |  |  | No | Other |  | Will Inspect meter box at a later date | Unknown | Don't Know | Don't Know |  | Building | Unknown | Unknown | No |  |  | Unknown
10806 | 1101 W PRINCESS JEANNE DR, HOBBS NM |  | No | No | Unknown - Unlikely Lead | Don't Know |  |  |  | No | Other |  | Will Inspect meter box at a later date | Unknown - Unlikely Lead |  |  |  | No | Other |  | Will Inspect meter box at a later date | Unknown | Don't Know | Don't Know |  | Building | Unknown | Unknown | No |  |  | Unknown
10709 | 1522 W PONDEROSA DR, HOBBS NM |  | No | No | Non-Lead - Plastic | No | 2020 | 1 | Installation date after lead ban | No | Other |  | GIS verfied because of being built after ban | Non-Lead - Plastic | 2020 | 1 | Installation date after lead ban | No | Other |  | Newer Construction, verified by GIS Mapping |  | No | No |  | Single Family Residence | Unknown | No | No |  |  | Non-Lead
11116 | 1719 W RAIN, HOBBS NM |  | No | No | Non-Lead - Plastic | No | 2023 | 3/4 | Field inspection only with no records | Yes | Visual inspection at the meter pit | 05/26/2024 00:00:00 |  | Non-Lead - Plastic |  | 3/4 | Installation date after lead ban | Yes | Visual inspection at the meter pit | 05/26/2024 00:00:00 |  | Non-Lead | No | No |  | Single Family Residence |  | No | No |  |  | Non-Lead
11347 | 1108 E SANGER ST, HOBBS NM |  | No | No | Unknown - Unlikely Lead | Don't Know |  |  |  | No | Other |  | Will Inspect meter box at a later date | Unknown - Unlikely Lead |  |  |  | No | Other |  | Will Inspect meter box at a later date | Unknown | Don't Know | Don't Know |  | Building | Unknown | Unknown | No |  |  | Unknown
10556 | 1305 S PERRY DR, HOBBS NM |  | No | No | Unknown - Unlikely Lead | Don't Know |  |  |  | No | Other |  | Will Inspect meter box at a later date | Unknown - Unlikely Lead |  |  |  | No | Other |  | Will Inspect meter box at a later date | Unknown | Don't Know | Don't Know |  | Building | Unknown | Unknown | No |  |  | Unknown
10865 | 718 N QUIROZ DR, HOBBS NM |  | No | No | Unknown - Unlikely Lead | Don't Know |  |  |  | No | Other |  | Will Inspect meter box at a later date | Unknown - Unlikely Lead |  |  |  | No | Other |  | Will Inspect meter box at a later date | Unknown | Don't Know | Don't Know |  | Building | Unknown | Unknown | No |  |  | Unknown
1144 | 5322 W BIG RED RD, HOBBS NM |  | No | No | Non-Lead - Plastic | No | 2015 | 3/4 | Field inspection only with no records | Yes | Visual inspection at the meter pit | 05/26/2024 00:00:00 |  | Non-Lead - Plastic | 2015 | 3/4 | Installation date after lead ban | Yes | Visual inspection at the meter pit | 05/26/2024 00:00:00 |  | Non-Lead | No | No |  | Single Family Residence |  | No | No |  |  | Non-Lead
107 | 17 ACOMA CT, HOBBS NM |  | No | No | Unknown - Unlikely Lead | Don't Know |  |  |  | No | Other |  | Will Inspect meter box at a later date | Unknown - Unlikely Lead |  |  |  | No | Other |  | Will Inspect meter box at a later date | Unknown | Don't Know | Don't Know |  | Building | Unknown | Unknown | No |  |  | Unknown
1122 | 5021 W BIG RED RD, HOBBS NM |  | No | No | Non-Lead - Plastic | No | 2015 | 3/4 | Field inspection only with no records | Yes | Visual inspection at the meter pit | 05/26/2024 00:00:00 |  | Non-Lead - Plastic | 2015 | 3/4 | Installation date after lead ban | Yes | Visual inspection at the meter pit | 05/26/2024 00:00:00 |  | Non-Lead | No | No |  | Single Family Residence |  | No | No |  |  | Non-Lead
10617 | 405 E PERMIAN DR, HOBBS NM |  | No | No | Unknown - Unlikely Lead | Don't Know |  |  |  | No | Other |  | Will Inspect meter box at a later date | Unknown - Unlikely Lead |  |  |  | No | Other |  | Will Inspect meter box at a later date | Unknown | Don't Know | Don't Know |  | Building | Unknown | Unknown | No |  |  | Unknown
10844 | 1401 W PAIGE DR, HOBBS NM |  | No | No | Unknown - Unlikely Lead | Don't Know |  |  |  | No | Other |  | Will Inspect meter box at a later date | Unknown - Unlikely Lead |  |  |  | No | Other |  | Will Inspect meter box at a later date | Unknown | Don't Know | Don't Know |  | Building | Unknown | Unknown | No |  |  | Unknown
11009 | 2900 N ROJO DR, HOBBS NM |  | No | No | Unknown - Unlikely Lead | Don't Know |  |  |  | No | Other |  | Will Inspect meter box at a later date | Unknown - Unlikely Lead |  |  |  | No | Other |  | Will Inspect meter box at a later date | Unknown | Don't Know | Don't Know |  | Building | Unknown | Unknown | No |  |  | Unknown
11192 | 1400 E ROSE LN, HOBBS NM |  | No | No | Unknown - Unlikely Lead | Don't Know |  |  |  | No | Other |  | Will Inspect meter box at a later date | Unknown - Unlikely Lead |  |  |  | No | Other |  | Will Inspect meter box at a later date | Unknown | Don't Know | Don't Know |  | Building | Unknown | Unknown | No |  |  | Unknown
11464 | 817 W SAYERS DR, HOBBS NM |  | No | No | Unknown - Unlikely Lead | Don't Know |  |  |  | No | Other |  | Will Inspect meter box at a later date | Unknown - Unlikely Lead |  |  |  | No | Other |  | Will Inspect meter box at a later date | Unknown | Don't Know | Don't Know |  | Building | Unknown | Unknown | No |  |  | Unknown
11158 | 1714 E ROSE LN, HOBBS NM |  | No | No | Unknown - Unlikely Lead | Don't Know |  |  |  | No | Other |  | Will Inspect meter box at a later date | Unknown - Unlikely Lead |  |  |  | No | Other |  | Will Inspect meter box at a later date | Unknown | Don't Know | Don't Know |  | Building | Unknown | Unknown | No |  |  | Unknown
10853 | 105 PERMIAN PL, HOBBS NM |  | No | No | Unknown - Unlikely Lead | Don't Know |  |  |  | No | Other |  | Will Inspect meter box at a later date | Unknown - Unlikely Lead |  |  |  | No | Other |  | Will Inspect meter box at a later date | Unknown | Don't Know | Don't Know |  | Building | Unknown | Unknown | No |  |  | Unknown
10790 | 1400 W PRINCESS JEANNE, HOBBS NM |  | No | No | Unknown - Unlikely Lead | Don't Know |  |  |  | No | Other |  | Will Inspect meter box at a later date | Unknown - Unlikely Lead |  |  |  | No | Other |  | Will Inspect meter box at a later date | Unknown | Don't Know | Don't Know |  | Building | Unknown | Unknown | No |  |  | Unknown
11005 | 2127 N ROJO DR, HOBBS NM |  | No | No | Unknown - Unlikely Lead | Don't Know |  |  |  | No | Other |  | Will Inspect meter box at a later date | Unknown - Unlikely Lead |  |  |  | No | Other |  | Will Inspect meter box at a later date | Unknown | Don't Know | Don't Know |  | Building | Unknown | Unknown | No |  |  | Unknown
11216 | 1304 W SANGER ST, HOBBS NM |  | No | No | Unknown - Unlikely Lead | Don't Know |  |  |  | No | Other |  | Will Inspect meter box at a later date | Unknown - Unlikely Lead |  |  |  | No | Other |  | Will Inspect meter box at a later date | Unknown | Don't Know | Don't Know |  | Building | Unknown | Unknown | No |  |  | Unknown
10665 | 2007 E PARKWOOD AVE, HOBBS NM |  | No | No | Non-Lead - Plastic | Don't Know | 2019 | 1 | Field inspection only with no records | Yes | Visual inspection at the meter pit | 08/19/2024 00:00:00 |  | Non-Lead - Plastic | 2019 | 1 | Field inspection only with no records | Yes | Visual inspection at the meter pit | 08/19/2024 00:00:00 |  | Non-Lead | No | Don't Know |  | Single Family Residence |  | No | No |  |  | Non-Lead
1119 | 5020 W BIG RED RD, HOBBS NM |  | No | No | Non-Lead - Plastic | No | 2015 | 3/4 | Field inspection only with no records | Yes | Visual inspection at the meter pit | 05/26/2024 00:00:00 |  | Non-Lead - Plastic | 2015 | 3/4 | Installation date after lead ban | Yes | Visual inspection at the meter pit | 05/26/2024 00:00:00 |  | Non-Lead | No | No |  | Single Family Residence |  | No | No |  |  | Non-Lead
1079 | 4806 BIG CY RD, HOBBS NM |  | No | No | Non-Lead - Plastic | No | 2015 | 3/4 | Field inspection only with no records | Yes | Visual inspection at the meter pit | 05/26/2024 00:00:00 |  | Non-Lead - Plastic | 2015 | 3/4 | Installation date after lead ban | Yes | Visual inspection at the meter pit | 05/26/2024 00:00:00 |  | Non-Lead | No | No |  | Single Family Residence |  | No | No |  |  | Non-Lead
11496 | 516 E SCHARBAUER ST, HOBBS NM |  | No | No | Unknown - Unlikely Lead | Don't Know |  |  |  | No | Other |  | Will Inspect meter box at a later date | Unknown - Unlikely Lead |  |  |  | No | Other |  | Will Inspect meter box at a later date | Unknown | Don't Know | Don't Know |  | Building | Unknown | Unknown | No |  |  | Unknown
11310 | 200 E SANGER ST, HOBBS NM |  | No | No | Unknown - Unlikely Lead | Don't Know |  |  |  | No | Other |  | Will Inspect meter box at a later date | Unknown - Unlikely Lead |  |  |  | No | Other |  | Will Inspect meter box at a later date | Unknown | Don't Know | Don't Know |  | Building | Unknown | Unknown | No |  |  | Unknown
10673 | 1028 W PUEBLO AVE, HOBBS NM |  | No | No | Unknown - Unlikely Lead | Don't Know |  |  |  | No | Other |  | Will Inspect meter box at a later date | Unknown - Unlikely Lead |  |  |  | No | Other |  | Will Inspect meter box at a later date | Unknown | Don't Know | Don't Know |  | Building | Unknown | Unknown | No |  |  | Unknown
1087 | 4714 W BIG RED RD, HOBBS NM |  | No | No | Non-Lead - Plastic | No | 2015 | 3/4 | Field inspection only with no records | Yes | Visual inspection at the meter pit | 05/26/2024 00:00:00 |  | Non-Lead - Plastic | 2015 | 3/4 | Installation date after lead ban | Yes | Visual inspection at the meter pit | 05/26/2024 00:00:00 |  | Non-Lead | No | No |  | Single Family Residence |  | No | No |  |  | Non-Lead
10579 | 1000 N PECAN DR, HOBBS NM |  | No | No | Unknown - Unlikely Lead | Don't Know |  |  |  | No | Other |  | Will Inspect meter box at a later date | Unknown - Unlikely Lead |  |  |  | No | Other |  | Will Inspect meter box at a later date | Unknown | Don't Know | Don't Know |  | Building | Unknown | Unknown | No |  |  | Unknown
11237 | 505 E SANGER ST, HOBBS NM |  | No | No | Unknown - Unlikely Lead | Don't Know |  |  |  | No | Other |  | Will Inspect meter box at a later date | Unknown - Unlikely Lead |  |  |  | No | Other |  | Will Inspect meter box at a later date | Unknown | Don't Know | Don't Know |  | Building | Unknown | Unknown | No |  |  | Unknown
11368 | 1515 E SANGER ST, HOBBS NM |  | No | No | Unknown - Unlikely Lead | Don't Know |  |  |  | No | Other |  | Will Inspect meter box at a later date | Unknown - Unlikely Lead |  |  |  | No | Other |  | Will Inspect meter box at a later date | Unknown | Don't Know | Don't Know |  | Building | Unknown | Unknown | No |  |  | Unknown
11386 | 4910 W STEEL DRIVER RD, HOBBS NM |  | No | No | Non-Lead - Plastic | No | 2016 | 1 | Field inspection only with no records | Yes | Visual inspection at the meter pit | 09/30/2024 00:00:00 |  | Non-Lead - Plastic | 2016 | 3/4 | Field inspection only with no records | Yes | Visual inspection at the meter pit | 09/30/2024 00:00:00 |  | Non-Lead | No | No |  | Single Family Residence |  | No | No |  |  | Non-Lead
1071 | 4818 BIG CY RD, HOBBS NM |  | No | No | Non-Lead - Plastic | No | 2015 | 3/4 | Field inspection only with no records | Yes | Visual inspection at the meter pit | 05/26/2024 00:00:00 |  | Non-Lead - Plastic | 2015 | 3/4 | Installation date after lead ban | Yes | Visual inspection at the meter pit | 05/26/2024 00:00:00 |  | Non-Lead | No | No |  | Single Family Residence |  | No | No |  |  | Non-Lead
10946 | 108 E ROXANA ST, HOBBS NM |  | No | No | Unknown - Unlikely Lead | Don't Know |  |  |  | No | Other |  | Will Inspect meter box at a later date | Unknown - Unlikely Lead |  |  |  | No | Other |  | Will Inspect meter box at a later date | Unknown | Don't Know | Don't Know |  | Building | Unknown | Unknown | No |  |  | Unknown
10566 | 1327 S PERRY DR, HOBBS NM |  | No | No | Unknown - Unlikely Lead | Don't Know |  |  |  | No | Other |  | Will Inspect meter box at a later date | Unknown - Unlikely Lead |  |  |  | No | Other |  | Will Inspect meter box at a later date | Unknown | Don't Know | Don't Know |  | Building | Unknown | Unknown | No |  |  | Unknown
11260 | 708 E SANGER ST, HOBBS NM |  | No | No | Unknown - Unlikely Lead | Don't Know |  |  |  | No | Other |  | Will Inspect meter box at a later date | Unknown - Unlikely Lead |  |  |  | No | Other |  | Will Inspect meter box at a later date | Unknown | Don't Know | Don't Know |  | Building | Unknown | Unknown | No |  |  | Unknown
11406 | 4907 W STEEL DRIVER RD, HOBBS NM |  | No | No | Non-Lead - Plastic | No | 2016 | 1 | Field inspection only with no records | Yes | Visual inspection at the meter pit | 09/30/2024 00:00:00 |  | Non-Lead - Plastic | 2016 | 3/4 | Field inspection only with no records | Yes | Visual inspection at the meter pit | 09/30/2024 00:00:00 |  | Non-Lead | No | No |  | Single Family Residence |  | No | No |  |  | Non-Lead
1095 | 4825 W BIG RED RD, HOBBS NM |  | No | No | Non-Lead - Plastic | No | 2015 | 3/4 | Field inspection only with no records | Yes | Visual inspection at the meter pit | 05/26/2024 00:00:00 |  | Non-Lead - Plastic | 2015 | 3/4 | Installation date after lead ban | Yes | Visual inspection at the meter pit | 05/26/2024 00:00:00 |  | Non-Lead | No | No |  | Single Family Residence |  | No | No |  |  | Non-Lead
11242 | 710 E SANGER ST, HOBBS NM |  | No | No | Unknown - Unlikely Lead | Don't Know |  |  |  | No | Other |  | Will Inspect meter box at a later date | Unknown - Unlikely Lead |  |  |  | No | Other |  | Will Inspect meter box at a later date | Unknown | Don't Know | Don't Know |  | Building | Unknown | Unknown | No |  |  | Unknown
10942 | 212 E ROXANA ST, HOBBS NM |  | No | No | Unknown - Unlikely Lead | Don't Know |  |  |  | No | Other |  | Will Inspect meter box at a later date | Unknown - Unlikely Lead |  |  |  | No | Other |  | Will Inspect meter box at a later date | Unknown | Don't Know | Don't Know |  | Building | Unknown | Unknown | No |  |  | Unknown
1102 | 4812 W BIG RED RD, HOBBS NM |  | No | No | Non-Lead - Plastic | No | 2015 | 3/4 | Field inspection only with no records | Yes | Visual inspection at the meter pit | 05/26/2024 00:00:00 |  | Non-Lead - Plastic | 2015 | 3/4 | Installation date after lead ban | Yes | Visual inspection at the meter pit | 05/26/2024 00:00:00 |  | Non-Lead | No | No |  | Single Family Residence |  | No | No |  |  | Non-Lead
11367 | 1611 E SANGER ST, HOBBS NM |  | No | No | Unknown - Unlikely Lead | Don't Know |  |  |  | No | Other |  | Will Inspect meter box at a later date | Unknown - Unlikely Lead |  |  |  | No | Other |  | Will Inspect meter box at a later date | Unknown | Don't Know | Don't Know |  | Building | Unknown | Unknown | No |  |  | Unknown
11028 | 2227 N ROJO DR, HOBBS NM |  | No | No | Unknown - Unlikely Lead | Don't Know |  |  |  | No | Other |  | Will Inspect meter box at a later date | Unknown - Unlikely Lead |  |  |  | No | Other |  | Will Inspect meter box at a later date | Unknown | Don't Know | Don't Know |  | Building | Unknown | Unknown | No |  |  | Unknown
10547 | 1216 S PARKWAY DR, HOBBS NM |  | No | No | Unknown - Unlikely Lead | Don't Know |  |  |  | No | Other |  | Will Inspect meter box at a later date | Unknown - Unlikely Lead |  |  |  | No | Other |  | Will Inspect meter box at a later date | Unknown | Don't Know | Don't Know |  | Building | Unknown | Unknown | No |  |  | Unknown
10889 | 302 W RAINBOW DR, HOBBS NM |  | No | No | Unknown - Unlikely Lead | Don't Know |  |  |  | No | Other |  | Will Inspect meter box at a later date | Unknown - Unlikely Lead |  |  |  | No | Other |  | Will Inspect meter box at a later date | Unknown | Don't Know | Don't Know |  | Building | Unknown | Unknown | No |  |  | Unknown
10524 | 1509 E PECOS DR, HOBBS NM |  | No | No | Unknown - Unlikely Lead | Don't Know |  |  |  | No | Other |  | Will Inspect meter box at a later date | Unknown - Unlikely Lead |  |  |  | No | Other |  | Will Inspect meter box at a later date | Unknown | Don't Know | Don't Know |  | Building | Unknown | Unknown | No |  |  | Unknown
10999 | 1819 N ROJO DR, HOBBS NM |  | No | No | Unknown - Unlikely Lead | Don't Know |  |  |  | No | Other |  | Will Inspect meter box at a later date | Unknown - Unlikely Lead |  |  |  | No | Other |  | Will Inspect meter box at a later date | Unknown | Don't Know | Don't Know |  | Building | Unknown | Unknown | No |  |  | Unknown
11136 | 1807 E ROSE LN, HOBBS NM |  | No | No | Unknown - Unlikely Lead | Don't Know |  |  |  | No | Other |  | Will Inspect meter box at a later date | Unknown - Unlikely Lead |  |  |  | No | Other |  | Will Inspect meter box at a later date | Unknown | Don't Know | Don't Know |  | Building | Unknown | Unknown | No |  |  | Unknown
11296 | 852 E SANGER ST, HOBBS NM |  | No | No | Unknown - Unlikely Lead | Don't Know |  |  |  | No | Other |  | Will Inspect meter box at a later date | Unknown - Unlikely Lead |  |  |  | No | Other |  | Will Inspect meter box at a later date | Unknown | Don't Know | Don't Know |  | Building | Unknown | Unknown | No |  |  | Unknown
10878 | 304 W RAINBOW DR, HOBBS NM |  | No | No | Unknown - Unlikely Lead | Don't Know |  |  |  | No | Other |  | Will Inspect meter box at a later date | Unknown - Unlikely Lead |  |  |  | No | Other |  | Will Inspect meter box at a later date | Unknown | Don't Know | Don't Know |  | Building | Unknown | Unknown | No |  |  | Unknown
1081 | 4807 BIG CY RD, HOBBS NM |  | No | No | Non-Lead - Plastic | No | 2015 | 3/4 | Field inspection only with no records | Yes | Visual inspection at the meter pit | 05/26/2024 00:00:00 |  | Non-Lead - Plastic | 2015 | 3/4 | Installation date after lead ban | Yes | Visual inspection at the meter pit | 05/26/2024 00:00:00 |  | Non-Lead | No | No |  | Single Family Residence |  | No | No |  |  | Non-Lead
11522 | 513 E SCHARBAUER ST, HOBBS NM |  | No | No | Unknown - Unlikely Lead | Don't Know |  |  |  | No | Other |  | Will Inspect meter box at a later date | Unknown - Unlikely Lead |  |  |  | No | Other |  | Will Inspect meter box at a later date | Unknown | Don't Know | Don't Know |  | Building | Unknown | Unknown | No |  |  | Unknown
11123 | 1701 W RAIN ST, HOBBS NM |  | No | No | Non-Lead - Plastic | No | 2023 | 3/4 | Field inspection only with no records | Yes | Visual inspection at the meter pit | 05/26/2024 00:00:00 |  | Non-Lead - Plastic |  | 3/4 | Installation date after lead ban | Yes | Visual inspection at the meter pit | 05/26/2024 00:00:00 |  | Non-Lead | No | No |  | Single Family Residence |  | No | No |  |  | Non-Lead
1152 | 5221 W BIG RED RD, HOBBS NM |  | No | No | Non-Lead - Plastic | No | 2015 | 3/4 | Field inspection only with no records | Yes | Visual inspection at the meter pit | 05/26/2024 00:00:00 |  | Non-Lead - Plastic | 2015 | 3/4 | Installation date after lead ban | Yes | Visual inspection at the meter pit | 05/26/2024 00:00:00 |  | Non-Lead | No | No |  | Single Family Residence |  | No | No |  |  | Non-Lead
11434 | 4730 W STEEL DRIVER RD, HOBBS NM |  | No | No | Non-Lead - Plastic | No | 2016 | 1 | Field inspection only with no records | Yes | Visual inspection at the meter pit | 09/30/2024 00:00:00 |  | Non-Lead - Plastic | 2016 | 3/4 | Field inspection only with no records | Yes | Visual inspection at the meter pit | 09/30/2024 00:00:00 |  | Non-Lead | No | No |  | Single Family Residence |  | No | No |  |  | Non-Lead
11417 | 5024 W STEEL DRIVER RD, HOBBS NM |  | No | No | Non-Lead - Plastic | No | 2016 | 1 | Field inspection only with no records | Yes | Visual inspection at the meter pit | 09/30/2024 00:00:00 |  | Non-Lead - Plastic | 2016 | 3/4 | Field inspection only with no records | Yes | Visual inspection at the meter pit | 09/30/2024 00:00:00 |  | Non-Lead | No | No |  | Single Family Residence |  | No | No |  |  | Non-Lead
10862 | 2510 N QUIROZ DR, HOBBS NM |  | No | No | Unknown - Unlikely Lead | Don't Know |  |  |  | No | Other |  | Will Inspect meter box at a later date | Unknown - Unlikely Lead |  |  |  | No | Other |  | Will Inspect meter box at a later date | Unknown | Don't Know | Don't Know |  | Building | Unknown | Unknown | No |  |  | Unknown
11080 | 2322 N RED OAK DR, HOBBS NM |  | No | No | Non-Lead - Plastic | No | 2015 | 1 | Field inspection only with no records | Yes | Visual inspection at the meter pit | 07/23/2024 00:00:00 |  | Non-Lead - Plastic | 2015 | 1 | Field inspection only with no records | Yes | Visual inspection at the meter pit | 07/23/2024 00:00:00 |  | Non-Lead | No | No |  | Single Family Residence | Unknown | No | No |  |  | Non-Lead
11007 | 2200 N ROJO DR, HOBBS NM |  | No | No | Unknown - Unlikely Lead | Don't Know |  |  |  | No | Other |  | Will Inspect meter box at a later date | Unknown - Unlikely Lead |  |  |  | No | Other |  | Will Inspect meter box at a later date | Unknown | Don't Know | Don't Know |  | Building | Unknown | Unknown | No |  |  | Unknown
10533 | 1229 S PARKWAY DR, HOBBS NM |  | No | No | Unknown - Unlikely Lead | Don't Know |  |  |  | No | Other |  | Will Inspect meter box at a later date | Unknown - Unlikely Lead |  |  |  | No | Other |  | Will Inspect meter box at a later date | Unknown | Don't Know | Don't Know |  | Building | Unknown | Unknown | No |  |  | Unknown
11157 | 1500 E ROSE LN, HOBBS NM |  | No | No | Unknown - Unlikely Lead | Don't Know |  |  |  | No | Other |  | Will Inspect meter box at a later date | Unknown - Unlikely Lead |  |  |  | No | Other |  | Will Inspect meter box at a later date | Unknown | Don't Know | Don't Know |  | Building | Unknown | Unknown | No |  |  | Unknown
10699 | 1111 W PUEBLO AVE, HOBBS NM |  | No | No | Unknown - Unlikely Lead | Don't Know |  |  |  | No | Other |  | Will Inspect meter box at a later date | Unknown - Unlikely Lead |  |  |  | No | Other |  | Will Inspect meter box at a later date | Unknown | Don't Know | Don't Know |  | Building | Unknown | Unknown | No |  |  | Unknown
10560 | 1318 S PERRY DR, HOBBS NM |  | No | No | Unknown - Unlikely Lead | Don't Know |  |  |  | No | Other |  | Will Inspect meter box at a later date | Unknown - Unlikely Lead |  |  |  | No | Other |  | Will Inspect meter box at a later date | Unknown | Don't Know | Don't Know |  | Building | Unknown | Unknown | No |  |  | Unknown
11516 | 501 E SCHARBAUER ST, HOBBS NM |  | No | No | Unknown - Unlikely Lead | Don't Know |  |  |  | No | Other |  | Will Inspect meter box at a later date | Unknown - Unlikely Lead |  |  |  | No | Other |  | Will Inspect meter box at a later date | Unknown | Don't Know | Don't Know |  | Building | Unknown | Unknown | No |  |  | Unknown
1125 | 4820 W BIG RED RD, HOBBS NM |  | No | No | Non-Lead - Plastic | No | 2015 | 3/4 | Field inspection only with no records | Yes | Visual inspection at the meter pit | 05/26/2024 00:00:00 |  | Non-Lead - Plastic | 2015 | 3/4 | Installation date after lead ban | Yes | Visual inspection at the meter pit | 05/26/2024 00:00:00 |  | Non-Lead | No | No |  | Single Family Residence |  | No | No |  |  | Non-Lead
10938 | 507 E ROXANA ST, HOBBS NM |  | No | No | Unknown - Unlikely Lead | Don't Know |  |  |  | No | Other |  | Will Inspect meter box at a later date | Unknown - Unlikely Lead |  |  |  | No | Other |  | Will Inspect meter box at a later date | Unknown | Don't Know | Don't Know |  | Building | Unknown | Unknown | No |  |  | Unknown
11480 | 2042 E SADDLE CLUB DR, HOBBS NM |  | No | No | Non-Lead - Copper | No | 2007 | 3/4 | Field inspection only with no records | Yes | Visual inspection at the meter pit | 05/26/2024 00:00:00 |  | Non-Lead - Copper | 2007 | 3/4 | Installation date after lead ban | Yes | Visual inspection at the meter pit | 05/26/2024 00:00:00 |  | Non-Lead | No | No |  | Single Family Residence |  | No | No |  |  | Non-Lead
11277 | 3100 E SANGER ST, HOBBS NM |  | No | No | Unknown - Unlikely Lead | Don't Know |  |  |  | No | Other |  | Will Inspect meter box at a later date | Unknown - Unlikely Lead |  |  |  | No | Other |  | Will Inspect meter box at a later date | Unknown | Don't Know | Don't Know |  | Building | Unknown | Unknown | No |  |  | Unknown
11448 | 5310 W STEEL DRIVER RD, HOBBS NM |  | No | No | Non-Lead - Plastic | No | 2016 | 1 | Field inspection only with no records | Yes | Visual inspection at the meter pit | 09/30/2024 00:00:00 |  | Non-Lead - Plastic | 2016 | 3/4 | Field inspection only with no records | Yes | Visual inspection at the meter pit | 09/30/2024 00:00:00 |  | Non-Lead | No | No |  | Single Family Residence |  | No | No |  |  | Non-Lead
11532 | 504 E SCHARBAUER ST, HOBBS NM |  | No | No | Unknown - Unlikely Lead | Don't Know |  |  |  | No | Other |  | Will Inspect meter box at a later date | Unknown - Unlikely Lead |  |  |  | No | Other |  | Will Inspect meter box at a later date | Unknown | Don't Know | Don't Know |  | Building | Unknown | Unknown | No |  |  | Unknown
11435 | 4906 W STEEL DRIVER RD, HOBBS NM |  | No | No | Non-Lead - Plastic | No | 2016 | 1 | Field inspection only with no records | Yes | Visual inspection at the meter pit | 09/30/2024 00:00:00 |  | Non-Lead - Plastic | 2016 | 3/4 | Field inspection only with no records | Yes | Visual inspection at the meter pit | 09/30/2024 00:00:00 |  | Non-Lead | No | No |  | Single Family Residence |  | No | No |  |  | Non-Lead
11545 | 1203 E SCHARBAUER ST, HOBBS NM |  | No | No | Unknown - Unlikely Lead | Don't Know |  |  |  | No | Other |  | Will Inspect meter box at a later date | Unknown - Unlikely Lead |  |  |  | No | Other |  | Will Inspect meter box at a later date | Unknown | Don't Know | Don't Know |  | Building | Unknown | Unknown | No |  |  | Unknown
110 | 37 ACOMA CT, HOBBS NM |  | No | No | Unknown - Unlikely Lead | Don't Know |  |  |  | No | Other |  | Will Inspect meter box at a later date | Unknown - Unlikely Lead |  |  |  | No | Other |  | Will Inspect meter box at a later date | Unknown | Don't Know | Don't Know |  | Building | Unknown | Unknown | No |  |  | Unknown
10874 | 103 W RAINBOW DR, HOBBS NM |  | No | No | Unknown - Unlikely Lead | Don't Know |  |  |  | No | Other |  | Will Inspect meter box at a later date | Unknown - Unlikely Lead |  |  |  | No | Other |  | Will Inspect meter box at a later date | Unknown | Don't Know | Don't Know |  | Building | Unknown | Unknown | No |  |  | Unknown
11433 | 5016 W STEEL DRIVER RD, HOBBS NM |  | No | No | Non-Lead - Plastic | No | 2016 | 1 | Field inspection only with no records | Yes | Visual inspection at the meter pit | 09/30/2024 00:00:00 |  | Non-Lead - Plastic | 2016 | 3/4 | Field inspection only with no records | Yes | Visual inspection at the meter pit | 09/30/2024 00:00:00 |  | Non-Lead | No | No |  | Single Family Residence |  | No | No |  |  | Non-Lead
10969 | 1000 W ROXANA ST, HOBBS NM |  | No | No | Unknown - Unlikely Lead | Don't Know |  |  |  | No | Other |  | Will Inspect meter box at a later date | Unknown - Unlikely Lead |  |  |  | No | Other |  | Will Inspect meter box at a later date | Unknown | Don't Know | Don't Know |  | Building | Unknown | Unknown | No |  |  | Unknown
1107 | 4722 W BIG RED RD, HOBBS NM |  | No | No | Non-Lead - Plastic | No | 2015 | 3/4 | Field inspection only with no records | Yes | Visual inspection at the meter pit | 05/26/2024 00:00:00 |  | Non-Lead - Plastic | 2015 | 3/4 | Installation date after lead ban | Yes | Visual inspection at the meter pit | 05/26/2024 00:00:00 |  | Non-Lead | No | No |  | Single Family Residence |  | No | No |  |  | Non-Lead
11297 | 3014 E SANGER ST, HOBBS NM |  | No | No | Unknown - Unlikely Lead | Don't Know |  |  |  | No | Other |  | Will Inspect meter box at a later date | Unknown - Unlikely Lead |  |  |  | No | Other |  | Will Inspect meter box at a later date | Unknown | Don't Know | Don't Know |  | Building | Unknown | Unknown | No |  |  | Unknown
10651 | 210 W PERMIAN DR, HOBBS NM |  | No | No | Unknown - Unlikely Lead | Don't Know |  |  |  | No | Other |  | Will Inspect meter box at a later date | Unknown - Unlikely Lead |  |  |  | No | Other |  | Will Inspect meter box at a later date | Unknown | Don't Know | Don't Know |  | Building | Unknown | Unknown | No |  |  | Unknown
11544 | 409 E SCHARBAUER ST, HOBBS NM |  | No | No | Unknown - Unlikely Lead | Don't Know |  |  |  | No | Other |  | Will Inspect meter box at a later date | Unknown - Unlikely Lead |  |  |  | No | Other |  | Will Inspect meter box at a later date | Unknown | Don't Know | Don't Know |  | Building | Unknown | Unknown | No |  |  | Unknown
11548 | 415 E SCHARBAUER ST, HOBBS NM |  | No | No | Unknown - Unlikely Lead | Don't Know |  |  |  | No | Other |  | Will Inspect meter box at a later date | Unknown - Unlikely Lead |  |  |  | No | Other |  | Will Inspect meter box at a later date | Unknown | Don't Know | Don't Know |  | Building | Unknown | Unknown | No |  |  | Unknown
10971 | 407 W ROXANA ST, HOBBS NM |  | No | No | Unknown - Unlikely Lead | Don't Know |  |  |  | No | Other |  | Will Inspect meter box at a later date | Unknown - Unlikely Lead |  |  |  | No | Other |  | Will Inspect meter box at a later date | Unknown | Don't Know | Don't Know |  | Building | Unknown | Unknown | No |  |  | Unknown
11144 | 1708 E ROSE LN, HOBBS NM |  | No | No | Unknown - Unlikely Lead | Don't Know |  |  |  | No | Other |  | Will Inspect meter box at a later date | Unknown - Unlikely Lead |  |  |  | No | Other |  | Will Inspect meter box at a later date | Unknown | Don't Know | Don't Know |  | Building | Unknown | Unknown | No |  |  | Unknown
10562 | 1321 S PERRY DR, HOBBS NM |  | No | No | Unknown - Unlikely Lead | Don't Know |  |  |  | No | Other |  | Will Inspect meter box at a later date | Unknown - Unlikely Lead |  |  |  | No | Other |  | Will Inspect meter box at a later date | Unknown | Don't Know | Don't Know |  | Building | Unknown | Unknown | No |  |  | Unknown
11399 | 5115 W STEEL DRIVER RD, HOBBS NM |  | No | No | Non-Lead - Plastic | No | 2016 | 1 | Field inspection only with no records | Yes | Visual inspection at the meter pit | 09/30/2024 00:00:00 |  | Non-Lead - Plastic | 2016 | 3/4 | Field inspection only with no records | Yes | Visual inspection at the meter pit | 09/30/2024 00:00:00 |  | Non-Lead | No | No |  | Single Family Residence |  | No | No |  |  | Non-Lead
11058 | 221 W ROJO DR, HOBBS NM |  | No | No | Unknown - Unlikely Lead | Don't Know |  |  |  | No | Other |  | Will Inspect meter box at a later date | Unknown - Unlikely Lead |  |  |  | No | Other |  | Will Inspect meter box at a later date | Unknown | Don't Know | Don't Know |  | Building | Unknown | Unknown | No |  |  | Unknown
10620 | 421 E PERMIAN DR, HOBBS NM |  | No | No | Unknown - Unlikely Lead | Don't Know |  |  |  | No | Other |  | Will Inspect meter box at a later date | Unknown - Unlikely Lead |  |  |  | No | Other |  | Will Inspect meter box at a later date | Unknown | Don't Know | Don't Know |  | Building | Unknown | Unknown | No |  |  | Unknown
10631 | 314 E PERMIAN DR, HOBBS NM |  | No | No | Unknown - Unlikely Lead | Don't Know |  |  |  | No | Other |  | Will Inspect meter box at a later date | Unknown - Unlikely Lead |  |  |  | No | Other |  | Will Inspect meter box at a later date | Unknown | Don't Know | Don't Know |  | Building | Unknown | Unknown | No |  |  | Unknown
10639 | 603 E PERMIAN DR, HOBBS NM |  | No | No | Unknown - Unlikely Lead | Don't Know |  |  |  | No | Other |  | Will Inspect meter box at a later date | Unknown - Unlikely Lead |  |  |  | No | Other |  | Will Inspect meter box at a later date | Unknown | Don't Know | Don't Know |  | Building | Unknown | Unknown | No |  |  | Unknown
1114 | 4723 W BIG RED RD, HOBBS NM |  | No | No | Non-Lead - Plastic | No | 2015 | 3/4 | Field inspection only with no records | Yes | Visual inspection at the meter pit | 05/26/2024 00:00:00 |  | Non-Lead - Plastic | 2015 | 3/4 | Installation date after lead ban | Yes | Visual inspection at the meter pit | 05/26/2024 00:00:00 |  | Non-Lead | No | No |  | Single Family Residence |  | No | No |  |  | Non-Lead
11270 | 1112 E SANGER ST, HOBBS NM |  | No | No | Unknown - Unlikely Lead | Don't Know |  |  |  | No | Other |  | Will Inspect meter box at a later date | Unknown - Unlikely Lead |  |  |  | No | Other |  | Will Inspect meter box at a later date | Unknown | Don't Know | Don't Know |  | Building | Unknown | Unknown | No |  |  | Unknown
10854 | 101 PERMIAN PL, HOBBS NM |  | No | No | Unknown - Unlikely Lead | Don't Know |  |  |  | No | Other |  | Will Inspect meter box at a later date | Unknown - Unlikely Lead |  |  |  | No | Other |  | Will Inspect meter box at a later date | Unknown | Don't Know | Don't Know |  | Building | Unknown | Unknown | No |  |  | Unknown
1155 | 5310 W BIG RED RD, HOBBS NM |  | No | No | Non-Lead - Plastic | No | 2015 | 3/4 | Field inspection only with no records | Yes | Visual inspection at the meter pit | 05/26/2024 00:00:00 |  | Non-Lead - Plastic | 2015 | 3/4 | Installation date after lead ban | Yes | Visual inspection at the meter pit | 05/26/2024 00:00:00 |  | Non-Lead | No | No |  | Single Family Residence |  | No | No |  |  | Non-Lead
11471 | 813 W SAYERS DR, HOBBS NM |  | No | No | Unknown - Unlikely Lead | Don't Know |  |  |  | No | Other |  | Will Inspect meter box at a later date | Unknown - Unlikely Lead |  |  |  | No | Other |  | Will Inspect meter box at a later date | Unknown | Don't Know | Don't Know |  | Building | Unknown | Unknown | No |  |  | Unknown
10974 | 1005 W ROXANA ST, HOBBS NM |  | No | No | Unknown - Unlikely Lead | Don't Know |  |  |  | No | Other |  | Will Inspect meter box at a later date | Unknown - Unlikely Lead |  |  |  | No | Other |  | Will Inspect meter box at a later date | Unknown | Don't Know | Don't Know |  | Building | Unknown | Unknown | No |  |  | Unknown
11535 | 621 E SCHARBAUER ST, HOBBS NM |  | No | No | Unknown - Unlikely Lead | Don't Know |  |  |  | No | Other |  | Will Inspect meter box at a later date | Unknown - Unlikely Lead |  |  |  | No | Other |  | Will Inspect meter box at a later date | Unknown | Don't Know | Don't Know |  | Building | Unknown | Unknown | No |  |  | Unknown
10863 | 2411 N QUIROZ DR, HOBBS NM |  | No | No | Unknown - Unlikely Lead | Don't Know |  |  |  | No | Other |  | Will Inspect meter box at a later date | Unknown - Unlikely Lead |  |  |  | No | Other |  | Will Inspect meter box at a later date | Unknown | Don't Know | Don't Know |  | Building | Unknown | Unknown | No |  |  | Unknown
11303 | 3022 E SANGER ST, HOBBS NM |  | No | No | Unknown - Unlikely Lead | Don't Know |  |  |  | No | Other |  | Will Inspect meter box at a later date | Unknown - Unlikely Lead |  |  |  | No | Other |  | Will Inspect meter box at a later date | Unknown | Don't Know | Don't Know |  | Building | Unknown | Unknown | No |  |  | Unknown
11226 | 817 W SANGER ST, HOBBS NM |  | No | No | Unknown - Unlikely Lead | Don't Know |  |  |  | No | Other |  | Will Inspect meter box at a later date | Unknown - Unlikely Lead |  |  |  | No | Other |  | Will Inspect meter box at a later date | Unknown | Don't Know | Don't Know |  | Building | Unknown | Unknown | No |  |  | Unknown
11527 | 624 E SCHARBAUER ST, HOBBS NM |  | No | No | Unknown - Unlikely Lead | Don't Know |  |  |  | No | Other |  | Will Inspect meter box at a later date | Unknown - Unlikely Lead |  |  |  | No | Other |  | Will Inspect meter box at a later date | Unknown | Don't Know | Don't Know |  | Building | Unknown | Unknown | No |  |  | Unknown
10573 | 1337 S PERRY DR, HOBBS NM |  | No | No | Unknown - Unlikely Lead | Don't Know |  |  |  | No | Other |  | Will Inspect meter box at a later date | Unknown - Unlikely Lead |  |  |  | No | Other |  | Will Inspect meter box at a later date | Unknown | Don't Know | Don't Know |  | Building | Unknown | Unknown | No |  |  | Unknown
11090 | 1 REGENCY SQ, HOBBS NM |  | No | No | Non-Lead - Copper | Don't Know | 2003 | 3/4 | Field inspection only with no records | Yes | Visual inspection at the meter pit | 09/04/2024 00:00:00 |  | Non-Lead - Plastic | 2003 | 3/4 | Field inspection only with no records | Yes | Visual inspection at the meter pit | 09/04/2024 00:00:00 |  | Non-Lead | No | Don't Know |  | Single Family Residence |  | No | No |  |  | Non-Lead
10636 | 204 E PERMIAN DR, HOBBS NM |  | No | No | Unknown - Unlikely Lead | Don't Know |  |  |  | No | Other |  | Will Inspect meter box at a later date | Unknown - Unlikely Lead |  |  |  | No | Other |  | Will Inspect meter box at a later date | Unknown | Don't Know | Don't Know |  | Building | Unknown | Unknown | No |  |  | Unknown
11164 | 1915 E ROSE LN, HOBBS NM |  | No | No | Non-Lead - Plastic | No | 2019 | 1 | Field inspection only with no records | Yes | Visual inspection at the meter pit | 09/02/2024 00:00:00 |  | Non-Lead - Plastic | 2019 | 1 | Installation date after lead ban | No | Visual inspection at the meter pit | 09/02/2024 00:00:00 |  | Non-Lead | No | No |  | Single Family Residence |  | No | No |  |  | Non-Lead
10786 | 1505 W PRINCESS JEANNE, HOBBS NM |  | No | No | Unknown - Unlikely Lead | Don't Know |  |  |  | No | Other |  | Will Inspect meter box at a later date | Unknown - Unlikely Lead |  |  |  | No | Other |  | Will Inspect meter box at a later date | Unknown | Don't Know | Don't Know |  | Building | Unknown | Unknown | No |  |  | Unknown
1077 | 4812 BIG CY RD, HOBBS NM |  | No | No | Non-Lead - Plastic | No | 2015 | 3/4 | Field inspection only with no records | Yes | Visual inspection at the meter pit | 05/26/2024 00:00:00 |  | Non-Lead - Plastic | 2015 | 3/4 | Installation date after lead ban | Yes | Visual inspection at the meter pit | 05/26/2024 00:00:00 |  | Non-Lead | No | No |  | Single Family Residence |  | No | No |  |  | Non-Lead
11060 | 301 W ROJO DR, HOBBS NM |  | No | No | Unknown - Unlikely Lead | Don't Know |  |  |  | No | Other |  | Will Inspect meter box at a later date | Unknown - Unlikely Lead |  |  |  | No | Other |  | Will Inspect meter box at a later date | Unknown | Don't Know | Don't Know |  | Building | Unknown | Unknown | No |  |  | Unknown
11344 | 834 E SANGER ST, HOBBS NM |  | No | No | Unknown - Unlikely Lead | Don't Know |  |  |  | No | Other |  | Will Inspect meter box at a later date | Unknown - Unlikely Lead |  |  |  | No | Other |  | Will Inspect meter box at a later date | Unknown | Don't Know | Don't Know |  | Building | Unknown | Unknown | No |  |  | Unknown
11400 | 4723 W STEEL DRIVER RD, HOBBS NM |  | No | No | Non-Lead - Plastic | No | 2016 | 1 | Field inspection only with no records | Yes | Visual inspection at the meter pit | 09/30/2024 00:00:00 |  | Non-Lead - Plastic | 2016 | 3/4 | Field inspection only with no records | Yes | Visual inspection at the meter pit | 09/30/2024 00:00:00 |  | Non-Lead | No | No |  | Single Family Residence |  | No | No |  |  | Non-Lead
11543 | 401 E SCHARBAUER ST, HOBBS NM |  | No | No | Unknown - Unlikely Lead | Don't Know |  |  |  | No | Other |  | Will Inspect meter box at a later date | Unknown - Unlikely Lead |  |  |  | No | Other |  | Will Inspect meter box at a later date | Unknown | Don't Know | Don't Know |  | Building | Unknown | Unknown | No |  |  | Unknown
10872 | 311 W RAINBOW, HOBBS NM |  | No | No | Non-Lead - Plastic | Don't Know |  | 3/4 | Field inspection only with no records | Yes | Visual inspection at the meter pit | 08/19/2024 00:00:00 |  | Non-Lead - Plastic |  | 3/4 | Field inspection only with no records | Yes | Visual inspection at the meter pit | 08/19/2024 00:00:00 |  | Non-Lead | No | Don't Know |  | Single Family Residence |  | No | No |  |  | Non-Lead
11408 | 4821 W STEEL DRIVER RD, HOBBS NM |  | No | No | Non-Lead - Plastic | No | 2016 | 1 | Field inspection only with no records | Yes | Visual inspection at the meter pit | 09/30/2024 00:00:00 |  | Non-Lead - Plastic | 2016 | 3/4 | Field inspection only with no records | Yes | Visual inspection at the meter pit | 09/30/2024 00:00:00 |  | Non-Lead | No | No |  | Single Family Residence |  | No | No |  |  | Non-Lead
10835 | 1312 W PAIGE DR, HOBBS NM |  | No | No | Unknown - Unlikely Lead | Don't Know |  |  |  | No | Other |  | Will Inspect meter box at a later date | Unknown - Unlikely Lead |  |  |  | No | Other |  | Will Inspect meter box at a later date | Unknown | Don't Know | Don't Know |  | Building | Unknown | Unknown | No |  |  | Unknown
10586 | 802 PINON DR, HOBBS NM |  | No | No | Unknown - Unlikely Lead | Don't Know |  |  |  | No | Other |  | Will Inspect meter box at a later date | Unknown - Unlikely Lead |  |  |  | No | Other |  | Will Inspect meter box at a later date | Unknown | Don't Know | Don't Know |  | Building | Unknown | Unknown | No |  |  | Unknown
11413 | 5201 W STEEL DRIVER RD, HOBBS NM |  | No | No | Non-Lead - Plastic | No | 2016 | 1 | Field inspection only with no records | Yes | Visual inspection at the meter pit | 09/30/2024 00:00:00 |  | Non-Lead - Plastic | 2016 | 3/4 | Field inspection only with no records | Yes | Visual inspection at the meter pit | 09/30/2024 00:00:00 |  | Non-Lead | No | No |  | Single Family Residence |  | No | No |  |  | Non-Lead
11541 | 515 E SCHARBAUER ST, HOBBS NM |  | No | No | Unknown - Unlikely Lead | Don't Know |  |  |  | No | Other |  | Will Inspect meter box at a later date | Unknown - Unlikely Lead |  |  |  | No | Other |  | Will Inspect meter box at a later date | Unknown | Don't Know | Don't Know |  | Building | Unknown | Unknown | No |  |  | Unknown
11160 | 1617 E ROSE LN, HOBBS NM |  | No | No | Non-Lead - Copper | No |  | 3/4 | Field inspection only with no records | Yes | Visual inspection at the meter pit | 09/03/2024 00:00:00 |  | Galvanized | 1959 | 3/4 | Installation date after lead ban | No | Visual inspection at the meter pit | 09/03/2024 00:00:00 |  | Non-Lead | No | No |  | Single Family Residence |  | No | No |  |  | Non-Lead
10536 | 1214 S PARKWAY DR, HOBBS NM |  | No | No | Unknown - Unlikely Lead | Don't Know |  |  |  | No | Other |  | Will Inspect meter box at a later date | Unknown - Unlikely Lead |  |  |  | No | Other |  | Will Inspect meter box at a later date | Unknown | Don't Know | Don't Know |  | Building | Unknown | Unknown | No |  |  | Unknown
11456 | 808 W SAYERS DR, HOBBS NM |  | No | No | Unknown - Unlikely Lead | Don't Know |  |  |  | No | Other |  | Will Inspect meter box at a later date | Unknown - Unlikely Lead |  |  |  | No | Other |  | Will Inspect meter box at a later date | Unknown | Don't Know | Don't Know |  | Building | Unknown | Unknown | No |  |  | Unknown
11540 | 1203 E SCHARBAUER ST UNIT A, HOBBS NM |  | No | No | Unknown - Unlikely Lead | Don't Know |  |  |  | No | Other |  | Will Inspect meter box at a later date | Unknown - Unlikely Lead |  |  |  | No | Other |  | Will Inspect meter box at a later date | Unknown | Don't Know | Don't Know |  | Building | Unknown | Unknown | No |  |  | Unknown
10625 | 416 E PERMIAN DR, HOBBS NM |  | No | No | Unknown - Unlikely Lead | Don't Know |  |  |  | No | Other |  | Will Inspect meter box at a later date | Unknown - Unlikely Lead |  |  |  | No | Other |  | Will Inspect meter box at a later date | Unknown | Don't Know | Don't Know |  | Building | Unknown | Unknown | No |  |  | Unknown
11358 | 800 E SANGER ST, HOBBS NM |  | No | No | Unknown - Unlikely Lead | Don't Know |  |  |  | No | Other |  | Will Inspect meter box at a later date | Unknown - Unlikely Lead |  |  |  | No | Other |  | Will Inspect meter box at a later date | Unknown | Don't Know | Don't Know |  | Building | Unknown | Unknown | No |  |  | Unknown
11333 | 824 E SANGER ST, HOBBS NM |  | No | No | Unknown - Unlikely Lead | Don't Know |  |  |  | No | Other |  | Will Inspect meter box at a later date | Unknown - Unlikely Lead |  |  |  | No | Other |  | Will Inspect meter box at a later date | Unknown | Don't Know | Don't Know |  | Building | Unknown | Unknown | No |  |  | Unknown
11503 | 412 E SCHARBAUER ST, HOBBS NM |  | No | No | Unknown - Unlikely Lead | Don't Know |  |  |  | No | Other |  | Will Inspect meter box at a later date | Unknown - Unlikely Lead |  |  |  | No | Other |  | Will Inspect meter box at a later date | Unknown | Don't Know | Don't Know |  | Building | Unknown | Unknown | No |  |  | Unknown
11168 | 1512 E ROSE LN, HOBBS NM |  | No | No | Unknown - Unlikely Lead | Don't Know |  |  |  | No | Other |  | Will Inspect meter box at a later date | Unknown - Unlikely Lead |  |  |  | No | Other |  | Will Inspect meter box at a later date | Unknown | Don't Know | Don't Know |  | Building | Unknown | Unknown | No |  |  | Unknown
10789 | 1405 W PRINCESS JEANNE, HOBBS NM |  | No | No | Unknown - Unlikely Lead | Don't Know |  |  |  | No | Other |  | Will Inspect meter box at a later date | Unknown - Unlikely Lead |  |  |  | No | Other |  | Will Inspect meter box at a later date | Unknown | Don't Know | Don't Know |  | Building | Unknown | Unknown | No |  |  | Unknown
11381 | 4726 W STEEL DRIVER RD, HOBBS NM |  | No | No | Non-Lead - Plastic | No | 2016 | 1 | Field inspection only with no records | Yes | Visual inspection at the meter pit | 09/30/2024 00:00:00 |  | Non-Lead - Plastic | 2016 | 3/4 | Field inspection only with no records | Yes | Visual inspection at the meter pit | 09/30/2024 00:00:00 |  | Non-Lead | No | No |  | Single Family Residence |  | No | No |  |  | Non-Lead
1108 | 4914 W BIG RED RD, HOBBS NM |  | No | No | Non-Lead - Plastic | No | 2015 | 3/4 | Field inspection only with no records | Yes | Visual inspection at the meter pit | 05/26/2024 00:00:00 |  | Non-Lead - Plastic | 2015 | 3/4 | Installation date after lead ban | Yes | Visual inspection at the meter pit | 05/26/2024 00:00:00 |  | Non-Lead | No | No |  | Single Family Residence |  | No | No |  |  | Non-Lead
11186 | 1613 E ROSE LN, HOBBS NM |  | No | No | Unknown - Unlikely Lead | Don't Know |  |  |  | No | Other |  | Will Inspect meter box at a later date | Unknown - Unlikely Lead |  |  |  | No | Other |  | Will Inspect meter box at a later date | Unknown | Don't Know | Don't Know |  | Building | Unknown | Unknown | No |  |  | Unknown
10672 | 1203 W PUEBLO AVE, HOBBS NM |  | No | No | Unknown - Unlikely Lead | Don't Know |  |  |  | No | Other |  | Will Inspect meter box at a later date | Unknown - Unlikely Lead |  |  |  | No | Other |  | Will Inspect meter box at a later date | Unknown | Don't Know | Don't Know |  | Building | Unknown | Unknown | No |  |  | Unknown
11407 | 5017 W STEEL DRIVER RD, HOBBS NM |  | No | No | Non-Lead - Plastic | No | 2016 | 1 | Field inspection only with no records | Yes | Visual inspection at the meter pit | 09/30/2024 00:00:00 |  | Non-Lead - Plastic | 2016 | 3/4 | Field inspection only with no records | Yes | Visual inspection at the meter pit | 09/30/2024 00:00:00 |  | Non-Lead | No | No |  | Single Family Residence |  | No | No |  |  | Non-Lead
11534 | 609 E SCHARBAUER ST, HOBBS NM |  | No | No | Unknown - Unlikely Lead | Don't Know |  |  |  | No | Other |  | Will Inspect meter box at a later date | Unknown - Unlikely Lead |  |  |  | No | Other |  | Will Inspect meter box at a later date | Unknown | Don't Know | Don't Know |  | Building | Unknown | Unknown | No |  |  | Unknown
1143 | 5319 W BIG RED RD, HOBBS NM |  | No | No | Non-Lead - Plastic | No | 2015 | 3/4 | Field inspection only with no records | Yes | Visual inspection at the meter pit | 05/26/2024 00:00:00 |  | Non-Lead - Plastic | 2015 | 3/4 | Installation date after lead ban | Yes | Visual inspection at the meter pit | 05/26/2024 00:00:00 |  | Non-Lead | No | No |  | Single Family Residence |  | No | No |  |  | Non-Lead
10553 | 1401 S PERRY DR, HOBBS NM |  | No | No | Unknown - Unlikely Lead | Don't Know |  |  |  | No | Other |  | Will Inspect meter box at a later date | Unknown - Unlikely Lead |  |  |  | No | Other |  | Will Inspect meter box at a later date | Unknown | Don't Know | Don't Know |  | Building | Unknown | Unknown | No |  |  | Unknown
11292 | 509 E SANGER ST, HOBBS NM |  | No | No | Unknown - Unlikely Lead | Don't Know |  |  |  | No | Other |  | Will Inspect meter box at a later date | Unknown - Unlikely Lead |  |  |  | No | Other |  | Will Inspect meter box at a later date | Unknown | Don't Know | Don't Know |  | Building | Unknown | Unknown | No |  |  | Unknown
11141 | 1816 E ROSE LN, HOBBS NM |  | No | No | Unknown - Unlikely Lead | Don't Know |  |  |  | No | Other |  | Will Inspect meter box at a later date | Unknown - Unlikely Lead |  |  |  | No | Other |  | Will Inspect meter box at a later date | Unknown | Don't Know | Don't Know |  | Building | Unknown | Unknown | No |  |  | Unknown
10928 | 515 E ROXANA ST, HOBBS NM |  | No | No | Unknown - Unlikely Lead | Don't Know |  |  |  | No | Other |  | Will Inspect meter box at a later date | Unknown - Unlikely Lead |  |  |  | No | Other |  | Will Inspect meter box at a later date | Unknown | Don't Know | Don't Know |  | Building | Unknown | Unknown | No |  |  | Unknown
10782 | 917 W PRINCESS JEANNE, HOBBS NM |  | No | No | Unknown - Unlikely Lead | Don't Know |  |  |  | No | Other |  | Will Inspect meter box at a later date | Unknown - Unlikely Lead |  |  |  | No | Other |  | Will Inspect meter box at a later date | Unknown | Don't Know | Don't Know |  | Building | Unknown | Unknown | No |  |  | Unknown
10892 | 410 W RAINBOW DR, HOBBS NM |  | No | No | Unknown - Unlikely Lead | Don't Know |  |  |  | No | Other |  | Will Inspect meter box at a later date | Unknown - Unlikely Lead |  |  |  | No | Other |  | Will Inspect meter box at a later date | Unknown | Don't Know | Don't Know |  | Building | Unknown | Unknown | No |  |  | Unknown
10841 | 1406 W PAIGE DR, HOBBS NM |  | No | No | Unknown - Unlikely Lead | Don't Know |  |  |  | No | Other |  | Will Inspect meter box at a later date | Unknown - Unlikely Lead |  |  |  | No | Other |  | Will Inspect meter box at a later date | Unknown | Don't Know | Don't Know |  | Building | Unknown | Unknown | No |  |  | Unknown
11562 | 206 W SCHARBAUER ST, HOBBS NM |  | No | No | Unknown - Unlikely Lead | Don't Know |  |  |  | No | Other |  | Will Inspect meter box at a later date | Unknown - Unlikely Lead |  |  |  | No | Other |  | Will Inspect meter box at a later date | Unknown | Don't Know | Don't Know |  | Building | Unknown | Unknown | No |  |  | Unknown
1132 | 4824 W BIG RED RD, HOBBS NM |  | No | No | Non-Lead - Plastic | No | 2015 | 3/4 | Field inspection only with no records | Yes | Visual inspection at the meter pit | 05/26/2024 00:00:00 |  | Non-Lead - Plastic | 2015 | 3/4 | Installation date after lead ban | Yes | Visual inspection at the meter pit | 05/26/2024 00:00:00 |  | Non-Lead | No | No |  | Single Family Residence |  | No | No |  |  | Non-Lead
11258 | 414 E SANGER ST, HOBBS NM |  | No | No | Unknown - Unlikely Lead | Don't Know |  |  |  | No | Other |  | Will Inspect meter box at a later date | Unknown - Unlikely Lead |  |  |  | No | Other |  | Will Inspect meter box at a later date | Unknown | Don't Know | Don't Know |  | Building | Unknown | Unknown | No |  |  | Unknown
10733 | 1612 W PONDEROSA DR, HOBBS NM |  | No | No | Non-Lead - Plastic | No | 2020 | 1 | Installation date after lead ban | No | Other |  | GIS verfied because of being built after ban | Non-Lead - Plastic | 2020 | 1 | Installation date after lead ban | No | Other |  | Newer Construction, verified by GIS Mapping |  | No | No |  | Single Family Residence | Unknown | No | No |  |  | Non-Lead
11506 | 500 E SCHARBAUER ST, HOBBS NM |  | No | No | Unknown - Unlikely Lead | Don't Know |  |  |  | No | Other |  | Will Inspect meter box at a later date | Unknown - Unlikely Lead |  |  |  | No | Other |  | Will Inspect meter box at a later date | Unknown | Don't Know | Don't Know |  | Building | Unknown | Unknown | No |  |  | Unknown
11236 | 854 E SANGER ST, HOBBS NM |  | No | No | Unknown - Unlikely Lead | Don't Know |  |  |  | No | Other |  | Will Inspect meter box at a later date | Unknown - Unlikely Lead |  |  |  | No | Other |  | Will Inspect meter box at a later date | Unknown | Don't Know | Don't Know |  | Building | Unknown | Unknown | No |  |  | Unknown
11467 | 816 W SAYERS DR, HOBBS NM |  | No | No | Unknown - Unlikely Lead | Don't Know |  |  |  | No | Other |  | Will Inspect meter box at a later date | Unknown - Unlikely Lead |  |  |  | No | Other |  | Will Inspect meter box at a later date | Unknown | Don't Know | Don't Know |  | Building | Unknown | Unknown | No |  |  | Unknown
10814 | 2618 PROPPS DR, HOBBS NM |  | No | No | Unknown - Unlikely Lead | Don't Know |  |  |  | No | Other |  | Will Inspect meter box at a later date | Unknown - Unlikely Lead |  |  |  | No | Other |  | Will Inspect meter box at a later date | Unknown | Don't Know | Don't Know |  | Building | Unknown | Unknown | No |  |  | Unknown
11240 | 409 E SANGER ST, HOBBS NM |  | No | No | Unknown - Unlikely Lead | Don't Know |  |  |  | No | Other |  | Will Inspect meter box at a later date | Unknown - Unlikely Lead |  |  |  | No | Other |  | Will Inspect meter box at a later date | Unknown | Don't Know | Don't Know |  | Building | Unknown | Unknown | No |  |  | Unknown
10886 | 409 W RAINBOW DR, HOBBS NM |  | No | No | Unknown - Unlikely Lead | Don't Know |  |  |  | No | Other |  | Will Inspect meter box at a later date | Unknown - Unlikely Lead |  |  |  | No | Other |  | Will Inspect meter box at a later date | Unknown | Don't Know | Don't Know |  | Building | Unknown | Unknown | No |  |  | Unknown
11565 | 509 W SCHARBAUER ST, HOBBS NM |  | No | No | Unknown - Unlikely Lead | Don't Know |  |  |  | No | Other |  | Will Inspect meter box at a later date | Unknown - Unlikely Lead |  |  |  | No | Other |  | Will Inspect meter box at a later date | Unknown | Don't Know | Don't Know |  | Building | Unknown | Unknown | No |  |  | Unknown
10820 | 2708 PROPPS DR, HOBBS NM |  | No | No | Unknown - Unlikely Lead | Don't Know |  |  |  | No | Other |  | Will Inspect meter box at a later date | Unknown - Unlikely Lead |  |  |  | No | Other |  | Will Inspect meter box at a later date | Unknown | Don't Know | Don't Know |  | Building | Unknown | Unknown | No |  |  | Unknown
10678 | 1002 W PUEBLO AVE, HOBBS NM |  | No | No | Unknown - Unlikely Lead | Don't Know |  |  |  | No | Other |  | Will Inspect meter box at a later date | Unknown - Unlikely Lead |  |  |  | No | Other |  | Will Inspect meter box at a later date | Unknown | Don't Know | Don't Know |  | Building | Unknown | Unknown | No |  |  | Unknown
11416 | 5225 W STEEL DRIVER RD, HOBBS NM |  | No | No | Non-Lead - Plastic | No | 2016 | 1 | Field inspection only with no records | Yes | Visual inspection at the meter pit | 09/30/2024 00:00:00 |  | Non-Lead - Plastic | 2016 | 3/4 | Field inspection only with no records | Yes | Visual inspection at the meter pit | 09/30/2024 00:00:00 |  | Non-Lead | No | No |  | Single Family Residence |  | No | No |  |  | Non-Lead
11030 | 2026 N ROJO DR, HOBBS NM |  | No | No | Unknown - Unlikely Lead | Don't Know |  |  |  | No | Other |  | Will Inspect meter box at a later date | Unknown - Unlikely Lead |  |  |  | No | Other |  | Will Inspect meter box at a later date | Unknown | Don't Know | Don't Know |  | Building | Unknown | Unknown | No |  |  | Unknown
10616 | 522 E PERMIAN DR, HOBBS NM |  | No | No | Unknown - Unlikely Lead | Don't Know |  |  |  | No | Other |  | Will Inspect meter box at a later date | Unknown - Unlikely Lead |  |  |  | No | Other |  | Will Inspect meter box at a later date | Unknown | Don't Know | Don't Know |  | Building | Unknown | Unknown | No |  |  | Unknown
10735 | 1415 W PONDEROSA DR, HOBBS NM |  | No | No | Non-Lead - Plastic | No | 2020 | 1 | Installation date after lead ban | No | Other |  | GIS verfied because of being built after ban | Non-Lead - Plastic | 2020 | 1 | Installation date after lead ban | No | Other |  | Newer Construction, verified by GIS Mapping |  | No | No |  | Single Family Residence | Unknown | No | No |  |  | Non-Lead
1112 | 5106 W BIG RED RD, HOBBS NM |  | Yes - Daycare | No | Non-Lead - Plastic | No | 2015 | 3/4 | Field inspection only with no records | Yes | Visual inspection at the meter pit | 05/26/2024 00:00:00 |  | Non-Lead - Plastic | 2015 | 3/4 | Installation date after lead ban | Yes | Visual inspection at the meter pit | 05/26/2024 00:00:00 |  | Non-Lead | No | No |  | Single Family Residence |  | No | No |  |  | Non-Lead
10852 | 115 E PARK PL, HOBBS NM |  | No | No | Unknown - Unlikely Lead | Don't Know |  |  |  | No | Other |  | Will Inspect meter box at a later date | Unknown - Unlikely Lead |  |  |  | No | Other |  | Will Inspect meter box at a later date | Unknown | Don't Know | Don't Know |  | Building | Unknown | Unknown | No |  |  | Unknown
11106 | 22 REGENCY SQ, HOBBS NM |  | No | No | Unknown - Unlikely Lead | Don't Know |  |  |  | No | Other |  | Will Inspect meter box at a later date | Unknown - Unlikely Lead |  |  |  | No | Other |  | Will Inspect meter box at a later date | Unknown | Don't Know | Don't Know |  | Building | Unknown | Unknown | No |  |  | Unknown
10550 | 1232 S PARKWAY DR, HOBBS NM |  | No | No | Unknown - Unlikely Lead | Don't Know |  |  |  | No | Other |  | Will Inspect meter box at a later date | Unknown - Unlikely Lead |  |  |  | No | Other |  | Will Inspect meter box at a later date | Unknown | Don't Know | Don't Know |  | Building | Unknown | Unknown | No |  |  | Unknown
10646 | 122 W PERMIAN DR, HOBBS NM |  | No | No | Unknown - Unlikely Lead | Don't Know |  |  |  | No | Other |  | Will Inspect meter box at a later date | Unknown - Unlikely Lead |  |  |  | No | Other |  | Will Inspect meter box at a later date | Unknown | Don't Know | Don't Know |  | Building | Unknown | Unknown | No |  |  | Unknown
11463 | 901 W SAYERS DR, HOBBS NM |  | No | No | Unknown - Unlikely Lead | Don't Know |  |  |  | No | Other |  | Will Inspect meter box at a later date | Unknown - Unlikely Lead |  |  |  | No | Other |  | Will Inspect meter box at a later date | Unknown | Don't Know | Don't Know |  | Building | Unknown | Unknown | No |  |  | Unknown
10594 | 803 PINON DR, HOBBS NM |  | No | No | Unknown - Unlikely Lead | Don't Know |  |  |  | No | Other |  | Will Inspect meter box at a later date | Unknown - Unlikely Lead |  |  |  | No | Other |  | Will Inspect meter box at a later date | Unknown | Don't Know | Don't Know |  | Building | Unknown | Unknown | No |  |  | Unknown
11269 | 501 E SANGER ST, HOBBS NM |  | No | No | Unknown - Unlikely Lead | Don't Know |  |  |  | No | Other |  | Will Inspect meter box at a later date | Unknown - Unlikely Lead |  |  |  | No | Other |  | Will Inspect meter box at a later date | Unknown | Don't Know | Don't Know |  | Building | Unknown | Unknown | No |  |  | Unknown
10523 | 1419 E PECOS DR, HOBBS NM |  | No | No | Unknown - Unlikely Lead | Don't Know |  |  |  | No | Other |  | Will Inspect meter box at a later date | Unknown - Unlikely Lead |  |  |  | No | Other |  | Will Inspect meter box at a later date | Unknown | Don't Know | Don't Know |  | Building | Unknown | Unknown | No |  |  | Unknown
10861 | 2418 N QUIROZ DR, HOBBS NM |  | No | No | Unknown - Unlikely Lead | Don't Know |  |  |  | No | Other |  | Will Inspect meter box at a later date | Unknown - Unlikely Lead |  |  |  | No | Other |  | Will Inspect meter box at a later date | Unknown | Don't Know | Don't Know |  | Building | Unknown | Unknown | No |  |  | Unknown
10664 | 2102 E PARKWOOD AVE, HOBBS NM |  | No | No | Non-Lead - Plastic | Don't Know | 2019 | 1 | Field inspection only with no records | Yes | Visual inspection at the meter pit | 08/19/2024 00:00:00 |  | Non-Lead - Plastic | 2019 | 1 | Field inspection only with no records | Yes | Visual inspection at the meter pit | 08/19/2024 00:00:00 |  | Non-Lead | No | Don't Know |  | Single Family Residence |  | No | No |  |  | Non-Lead
11485 | 2110 E SADDLE CLUB DR, HOBBS NM |  | No | No | Non-Lead - Copper | No | 2007 | 3/4 | Field inspection only with no records | Yes | Visual inspection at the meter pit | 05/26/2024 00:00:00 |  | Non-Lead - Copper | 2007 | 3/4 | Installation date after lead ban | Yes | Visual inspection at the meter pit | 05/26/2024 00:00:00 |  | Non-Lead | No | No |  | Single Family Residence |  | No | No |  |  | Non-Lead
10791 | 1012 W PRINCESS JEANNE, HOBBS NM |  | No | No | Unknown - Unlikely Lead | Don't Know |  |  |  | No | Other |  | Will Inspect meter box at a later date | Unknown - Unlikely Lead |  |  |  | No | Other |  | Will Inspect meter box at a later date | Unknown | Don't Know | Don't Know |  | Building | Unknown | Unknown | No |  |  | Unknown
10720 | 1514 W PONDEROSA DR, HOBBS NM |  | No | No | Non-Lead - Plastic | No | 2020 | 1 | Installation date after lead ban | No | Other |  | GIS verfied because of being built after ban | Non-Lead - Plastic | 2020 | 1 | Installation date after lead ban | No | Other |  | Newer Construction, verified by GIS Mapping |  | No | No |  | Single Family Residence | Unknown | No | No |  |  | Non-Lead
11552 | 510 W SCHARBAUER ST, HOBBS NM |  | No | No | Unknown - Unlikely Lead | Don't Know |  |  |  | No | Other |  | Will Inspect meter box at a later date | Unknown - Unlikely Lead |  |  |  | No | Other |  | Will Inspect meter box at a later date | Unknown | Don't Know | Don't Know |  | Building | Unknown | Unknown | No |  |  | Unknown
10984 | 323 W ROXANA ST, HOBBS NM |  | No | No | Unknown - Unlikely Lead | Don't Know |  |  |  | No | Other |  | Will Inspect meter box at a later date | Unknown - Unlikely Lead |  |  |  | No | Other |  | Will Inspect meter box at a later date | Unknown | Don't Know | Don't Know |  | Building | Unknown | Unknown | No |  |  | Unknown
10707 | 1613 W PONDEROSA DR, HOBBS NM |  | No | No | Non-Lead - Plastic | No | 2020 | 1 | Installation date after lead ban | No | Other |  | GIS verfied because of being built after ban | Non-Lead - Plastic | 2020 | 1 | Installation date after lead ban | No | Other |  | Newer Construction, verified by GIS Mapping |  | No | No |  | Single Family Residence | Unknown | No | No |  |  | Non-Lead
10628 | 504 E PERMIAN DR, HOBBS NM |  | No | No | Unknown - Unlikely Lead | Don't Know |  |  |  | No | Other |  | Will Inspect meter box at a later date | Unknown - Unlikely Lead |  |  |  | No | Other |  | Will Inspect meter box at a later date | Unknown | Don't Know | Don't Know |  | Building | Unknown | Unknown | No |  |  | Unknown
10960 | 413 W ROXANA ST, HOBBS NM |  | No | No | Unknown - Unlikely Lead | Don't Know |  |  |  | No | Other |  | Will Inspect meter box at a later date | Unknown - Unlikely Lead |  |  |  | No | Other |  | Will Inspect meter box at a later date | Unknown | Don't Know | Don't Know |  | Building | Unknown | Unknown | No |  |  | Unknown
10797 | 812 W PRINCESS JEANNE, HOBBS NM |  | No | No | Unknown - Unlikely Lead | Don't Know |  |  |  | No | Other |  | Will Inspect meter box at a later date | Unknown - Unlikely Lead |  |  |  | No | Other |  | Will Inspect meter box at a later date | Unknown | Don't Know | Don't Know |  | Building | Unknown | Unknown | No |  |  | Unknown
10758 | 1600 W PRINCESS JEANNE, HOBBS NM |  | No | No | Unknown - Unlikely Lead | Don't Know |  |  |  | No | Other |  | Will Inspect meter box at a later date | Unknown - Unlikely Lead |  |  |  | No | Other |  | Will Inspect meter box at a later date | Unknown | Don't Know | Don't Know |  | Building | Unknown | Unknown | No |  |  | Unknown
10891 | 405 W RAINBOW DR, HOBBS NM |  | No | No | Unknown - Unlikely Lead | Don't Know |  |  |  | No | Other |  | Will Inspect meter box at a later date | Unknown - Unlikely Lead |  |  |  | No | Other |  | Will Inspect meter box at a later date | Unknown | Don't Know | Don't Know |  | Building | Unknown | Unknown | No |  |  | Unknown
11039 | 1820 N ROJO DR, HOBBS NM |  | No | No | Unknown - Unlikely Lead | Don't Know |  |  |  | No | Other |  | Will Inspect meter box at a later date | Unknown - Unlikely Lead |  |  |  | No | Other |  | Will Inspect meter box at a later date | Unknown | Don't Know | Don't Know |  | Building | Unknown | Unknown | No |  |  | Unknown
11309 | 901 E SANGER ST, HOBBS NM |  | No | No | Unknown - Unlikely Lead | Don't Know |  |  |  | No | Other |  | Will Inspect meter box at a later date | Unknown - Unlikely Lead |  |  |  | No | Other |  | Will Inspect meter box at a later date | Unknown | Don't Know | Don't Know |  | Building | Unknown | Unknown | No |  |  | Unknown
11199 | 821 S RASH ST, HOBBS NM |  | No | No | Unknown - Unlikely Lead | Don't Know |  |  |  | No | Other |  | Will Inspect meter box at a later date | Unknown - Unlikely Lead |  |  |  | No | Other |  | Will Inspect meter box at a later date | Unknown | Don't Know | Don't Know |  | Building | Unknown | Unknown | No |  |  | Unknown
10706 | 1420 W PONDEROSA DR, HOBBS NM |  | No | No | Non-Lead - Plastic | No | 2020 | 1 | Installation date after lead ban | No | Other |  | GIS verfied because of being built after ban | Non-Lead - Plastic | 2020 | 1 | Installation date after lead ban | No | Other |  | Newer Construction, verified by GIS Mapping |  | No | No |  | Single Family Residence | Unknown | No | No |  |  | Non-Lead
109 | 31 ACOMA CT, HOBBS NM |  | No | No | Unknown - Unlikely Lead | Don't Know |  |  |  | No | Other |  | Will Inspect meter box at a later date | Unknown - Unlikely Lead |  |  |  | No | Other |  | Will Inspect meter box at a later date | Unknown | Don't Know | Don't Know |  | Building | Unknown | Unknown | No |  |  | Unknown
10948 | 1004 E ROXANA ST, HOBBS NM |  | No | No | Unknown - Unlikely Lead | Don't Know |  |  |  | No | Other |  | Will Inspect meter box at a later date | Unknown - Unlikely Lead |  |  |  | No | Other |  | Will Inspect meter box at a later date | Unknown | Don't Know | Don't Know |  | Building | Unknown | Unknown | No |  |  | Unknown
13625 | 613 N THORP ST, HOBBS NM |  | No | No | Unknown - Unlikely Lead | Don't Know |  |  |  | No | Other |  | Will Inspect meter box at a later date | Unknown - Unlikely Lead |  |  |  | No | Other |  | Will Inspect meter box at a later date | Unknown | Don't Know | Don't Know |  | Building | Unknown | Unknown | No |  |  | Unknown
12788 | 219 E SKELLY ST, HOBBS NM |  | No | No | Unknown - Unlikely Lead | Don't Know |  |  |  | No | Other |  | Will Inspect meter box at a later date | Unknown - Unlikely Lead |  |  |  | No | Other |  | Will Inspect meter box at a later date | Unknown | Don't Know | Don't Know |  | Building | Unknown | Unknown | No |  |  | Unknown
12915 | 626 E SECO DR, HOBBS NM |  | No | No | Unknown - Unlikely Lead | Don't Know |  |  |  | No | Other |  | Will Inspect meter box at a later date | Unknown - Unlikely Lead |  |  |  | No | Other |  | Will Inspect meter box at a later date | Unknown | Don't Know | Don't Know |  | Building | Unknown | Unknown | No |  |  | Unknown
13489 | 6126 N T-BIRD RD, HOBBS NM |  | No | No | Unknown - Unlikely Lead | Don't Know |  |  |  | No | Other |  | Will Inspect meter box at a later date | Unknown - Unlikely Lead |  |  |  | No | Other |  | Will Inspect meter box at a later date | Unknown | Don't Know | Don't Know |  | Building | Unknown | Unknown | No |  |  | Unknown
11145 | 1420 E ROSE LN, HOBBS NM |  | No | No | Unknown - Unlikely Lead | Don't Know |  |  |  | No | Other |  | Will Inspect meter box at a later date | Unknown - Unlikely Lead |  |  |  | No | Other |  | Will Inspect meter box at a later date | Unknown | Don't Know | Don't Know |  | Building | Unknown | Unknown | No |  |  | Unknown
10815 | 2617 PROPPS DR, HOBBS NM |  | No | No | Unknown - Unlikely Lead | Don't Know |  |  |  | No | Other |  | Will Inspect meter box at a later date | Unknown - Unlikely Lead |  |  |  | No | Other |  | Will Inspect meter box at a later date | Unknown | Don't Know | Don't Know |  | Building | Unknown | Unknown | No |  |  | Unknown
13545 | 1310 E TEXAS ST, HOBBS NM |  | No | No | Unknown - Unlikely Lead | Don't Know |  |  |  | No | Other |  | Will Inspect meter box at a later date | Unknown - Unlikely Lead |  |  |  | No | Other |  | Will Inspect meter box at a later date | Unknown | Don't Know | Don't Know |  | Building | Unknown | Unknown | No |  |  | Unknown
11132 | 1104 N RALPH CT, HOBBS NM |  | No | No | Unknown - Unlikely Lead | Don't Know |  |  |  | No | Other |  | Will Inspect meter box at a later date | Unknown - Unlikely Lead |  |  |  | No | Other |  | Will Inspect meter box at a later date | Unknown | Don't Know | Don't Know |  | Building | Unknown | Unknown | No |  |  | Unknown
10659 | 2030 E PARKWOOD AVE, HOBBS NM |  | No | No | Non-Lead - Plastic | Don't Know | 2019 | 1 | Field inspection only with no records | Yes | Visual inspection at the meter pit | 08/19/2024 00:00:00 |  | Non-Lead - Plastic | 2019 | 1 | Field inspection only with no records | Yes | Visual inspection at the meter pit | 08/19/2024 00:00:00 |  | Non-Lead | No | Don't Know |  | Single Family Residence |  | No | No |  |  | Non-Lead
13585 | 2514 W TEXAS ST, HOBBS NM |  | No | No | Unknown - Unlikely Lead | Don't Know |  |  |  | No | Other |  | Will Inspect meter box at a later date | Unknown - Unlikely Lead |  |  |  | No | Other |  | Will Inspect meter box at a later date | Unknown | Don't Know | Don't Know |  | Building | Unknown | Unknown | No |  |  | Unknown
10821 | 2712 PROPPS DR, HOBBS NM |  | No | No | Unknown - Unlikely Lead | Don't Know |  |  |  | No | Other |  | Will Inspect meter box at a later date | Unknown - Unlikely Lead |  |  |  | No | Other |  | Will Inspect meter box at a later date | Unknown | Don't Know | Don't Know |  | Building | Unknown | Unknown | No |  |  | Unknown
12877 | 324 E STANOLIND RD, HOBBS NM |  | No | No | Unknown - Unlikely Lead | Don't Know |  |  |  | No | Other |  | Will Inspect meter box at a later date | Unknown - Unlikely Lead |  |  |  | No | Other |  | Will Inspect meter box at a later date | Unknown | Don't Know | Don't Know |  | Building | Unknown | Unknown | No |  |  | Unknown
11502 | 414 E SCHARBAUER ST, HOBBS NM |  | No | No | Unknown - Unlikely Lead | Don't Know |  |  |  | No | Other |  | Will Inspect meter box at a later date | Unknown - Unlikely Lead |  |  |  | No | Other |  | Will Inspect meter box at a later date | Unknown | Don't Know | Don't Know |  | Building | Unknown | Unknown | No |  |  | Unknown
11980 | 935 W SUNRISE CIR, HOBBS NM |  | No | No | Unknown - Unlikely Lead | Don't Know |  |  |  | No | Other |  | Will Inspect meter box at a later date | Unknown - Unlikely Lead |  |  |  | No | Other |  | Will Inspect meter box at a later date | Unknown | Don't Know | Don't Know |  | Building | Unknown | Unknown | No |  |  | Unknown
10950 | 1128 E ROXANA ST, HOBBS NM |  | No | No | Unknown - Unlikely Lead | Don't Know |  |  |  | No | Other |  | Will Inspect meter box at a later date | Unknown - Unlikely Lead |  |  |  | No | Other |  | Will Inspect meter box at a later date | Unknown | Don't Know | Don't Know |  | Building | Unknown | Unknown | No |  |  | Unknown
11357 | 201 E SANGER ST, HOBBS NM |  | No | No | Unknown - Unlikely Lead | Don't Know |  |  |  | No | Other |  | Will Inspect meter box at a later date | Unknown - Unlikely Lead |  |  |  | No | Other |  | Will Inspect meter box at a later date | Unknown | Don't Know | Don't Know |  | Building | Unknown | Unknown | No |  |  | Unknown
12377 | 1420 E SNYDER ST, HOBBS NM |  | No | No | Unknown - Unlikely Lead | Don't Know |  |  |  | No | Other |  | Will Inspect meter box at a later date | Unknown - Unlikely Lead |  |  |  | No | Other |  | Will Inspect meter box at a later date | Unknown | Don't Know | Don't Know |  | Building | Unknown | Unknown | No |  |  | Unknown
10784 | 1518 W PRINCESS JEANNE, HOBBS NM |  | No | No | Unknown - Unlikely Lead | Don't Know |  |  |  | No | Other |  | Will Inspect meter box at a later date | Unknown - Unlikely Lead |  |  |  | No | Other |  | Will Inspect meter box at a later date | Unknown | Don't Know | Don't Know |  | Building | Unknown | Unknown | No |  |  | Unknown
11935 | 930 W SUNRISE CIR, HOBBS NM |  | No | No | Unknown - Unlikely Lead | Don't Know |  |  |  | No | Other |  | Will Inspect meter box at a later date | Unknown - Unlikely Lead |  |  |  | No | Other |  | Will Inspect meter box at a later date | Unknown | Don't Know | Don't Know |  | Building | Unknown | Unknown | No |  |  | Unknown
10900 | 401 E ROXANA ST, HOBBS NM |  | No | No | Unknown - Unlikely Lead | Don't Know |  |  |  | No | Other |  | Will Inspect meter box at a later date | Unknown - Unlikely Lead |  |  |  | No | Other |  | Will Inspect meter box at a later date | Unknown | Don't Know | Don't Know |  | Building | Unknown | Unknown | No |  |  | Unknown
11078 | 2311 N RED OAK DR, HOBBS NM |  | No | No | Non-Lead - Plastic | No | 2015 | 1 | Field inspection only with no records | Yes | Visual inspection at the meter pit | 07/23/2024 00:00:00 |  | Non-Lead - Plastic | 2015 | 1 | Field inspection only with no records | Yes | Visual inspection at the meter pit | 07/23/2024 00:00:00 |  | Non-Lead | No | No |  | Single Family Residence | Unknown | No | No |  |  | Non-Lead
11052 | 414 W ROJO DR, HOBBS NM |  | No | No | Unknown - Unlikely Lead | Don't Know |  |  |  | No | Other |  | Will Inspect meter box at a later date | Unknown - Unlikely Lead |  |  |  | No | Other |  | Will Inspect meter box at a later date | Unknown | Don't Know | Don't Know |  | Building | Unknown | Unknown | No |  |  | Unknown
11285 | 2906 E SANGER ST, HOBBS NM |  | No | No | Unknown - Unlikely Lead | Don't Know |  |  |  | No | Other |  | Will Inspect meter box at a later date | Unknown - Unlikely Lead |  |  |  | No | Other |  | Will Inspect meter box at a later date | Unknown | Don't Know | Don't Know |  | Building | Unknown | Unknown | No |  |  | Unknown
11423 | 5013 W STEEL DRIVER RD, HOBBS NM |  | No | No | Non-Lead - Plastic | No | 2016 | 1 | Field inspection only with no records | Yes | Visual inspection at the meter pit | 09/30/2024 00:00:00 |  | Non-Lead - Plastic | 2016 | 3/4 | Field inspection only with no records | Yes | Visual inspection at the meter pit | 09/30/2024 00:00:00 |  | Non-Lead | No | No |  | Single Family Residence |  | No | No |  |  | Non-Lead
10794 | 1206 W PRINCESS JEANNE, HOBBS NM |  | No | No | Unknown - Unlikely Lead | Don't Know |  |  |  | No | Other |  | Will Inspect meter box at a later date | Unknown - Unlikely Lead |  |  |  | No | Other |  | Will Inspect meter box at a later date | Unknown | Don't Know | Don't Know |  | Building | Unknown | Unknown | No |  |  | Unknown
10605 | 303 E PERMIAN DR, HOBBS NM |  | No | No | Unknown - Unlikely Lead | Don't Know |  |  |  | No | Other |  | Will Inspect meter box at a later date | Unknown - Unlikely Lead |  |  |  | No | Other |  | Will Inspect meter box at a later date | Unknown | Don't Know | Don't Know |  | Building | Unknown | Unknown | No |  |  | Unknown
11414 | 4801 W STEEL DRIVER RD, HOBBS NM |  | No | No | Non-Lead - Plastic | No | 2016 | 1 | Field inspection only with no records | Yes | Visual inspection at the meter pit | 09/30/2024 00:00:00 |  | Non-Lead - Plastic | 2016 | 3/4 | Field inspection only with no records | Yes | Visual inspection at the meter pit | 09/30/2024 00:00:00 |  | Non-Lead | No | No |  | Single Family Residence |  | No | No |  |  | Non-Lead
10983 | 301 W ROXANA ST, HOBBS NM |  | No | No | Unknown - Unlikely Lead | Don't Know |  |  |  | No | Other |  | Will Inspect meter box at a later date | Unknown - Unlikely Lead |  |  |  | No | Other |  | Will Inspect meter box at a later date | Unknown | Don't Know | Don't Know |  | Building | Unknown | Unknown | No |  |  | Unknown
12584 | 104 S SELMAN ST, HOBBS NM |  | No | No | Unknown - Unlikely Lead | Don't Know |  |  |  | No | Other |  | Will Inspect meter box at a later date | Unknown - Unlikely Lead |  |  |  | No | Other |  | Will Inspect meter box at a later date | Unknown | Don't Know | Don't Know |  | Building | Unknown | Unknown | No |  |  | Unknown
12848 | 200 E SKELLY ST, HOBBS NM |  | No | No | Unknown - Unlikely Lead | Don't Know |  |  |  | No | Other |  | Will Inspect meter box at a later date | Unknown - Unlikely Lead |  |  |  | No | Other |  | Will Inspect meter box at a later date | Unknown | Don't Know | Don't Know |  | Building | Unknown | Unknown | No |  |  | Unknown
11313 | 1601 E SANGER ST, HOBBS NM |  | No | No | Unknown - Unlikely Lead | Don't Know |  |  |  | No | Other |  | Will Inspect meter box at a later date | Unknown - Unlikely Lead |  |  |  | No | Other |  | Will Inspect meter box at a later date | Unknown | Don't Know | Don't Know |  | Building | Unknown | Unknown | No |  |  | Unknown
12637 | 2421 N SELMAN ST, HOBBS NM |  | No | No | Unknown - Unlikely Lead | Don't Know |  |  |  | No | Other |  | Will Inspect meter box at a later date | Unknown - Unlikely Lead |  |  |  | No | Other |  | Will Inspect meter box at a later date | Unknown | Don't Know | Don't Know |  | Building | Unknown | Unknown | No |  |  | Unknown
11049 | 319 W ROJO DR, HOBBS NM |  | No | No | Unknown - Unlikely Lead | Don't Know |  |  |  | No | Other |  | Will Inspect meter box at a later date | Unknown - Unlikely Lead |  |  |  | No | Other |  | Will Inspect meter box at a later date | Unknown | Don't Know | Don't Know |  | Building | Unknown | Unknown | No |  |  | Unknown
12831 | 1600 E SKELLY ST, HOBBS NM |  | No | No | Unknown - Unlikely Lead | Don't Know |  |  |  | No | Other |  | Will Inspect meter box at a later date | Unknown - Unlikely Lead |  |  |  | No | Other |  | Will Inspect meter box at a later date | Unknown | Don't Know | Don't Know |  | Building | Unknown | Unknown | No |  |  | Unknown
11239 | 314 E SANGER ST, HOBBS NM |  | No | No | Unknown - Unlikely Lead | Don't Know |  |  |  | No | Other |  | Will Inspect meter box at a later date | Unknown - Unlikely Lead |  |  |  | No | Other |  | Will Inspect meter box at a later date | Unknown | Don't Know | Don't Know |  | Building | Unknown | Unknown | No |  |  | Unknown
11190 | 1315 E ROSE LN, HOBBS NM |  | No | No | Unknown - Unlikely Lead | Don't Know |  |  |  | No | Other |  | Will Inspect meter box at a later date | Unknown - Unlikely Lead |  |  |  | No | Other |  | Will Inspect meter box at a later date | Unknown | Don't Know | Don't Know |  | Building | Unknown | Unknown | No |  |  | Unknown
10941 | 305 E ROXANA ST, HOBBS NM |  | No | No | Unknown - Unlikely Lead | Don't Know |  |  |  | No | Other |  | Will Inspect meter box at a later date | Unknown - Unlikely Lead |  |  |  | No | Other |  | Will Inspect meter box at a later date | Unknown | Don't Know | Don't Know |  | Building | Unknown | Unknown | No |  |  | Unknown
13317 | 900 N TURNER ST, HOBBS NM |  | Yes - Daycare | No | Non-Lead - Plastic | No | Unknown | 1 | Field inspection only with no records | Yes | Visual inspection at the meter pit | 08/13/2024 00:00:00 |  | Non-Lead - Plastic | Unknown | 1 | Installation date after lead ban | No | Visual inspection at the meter pit | 08/13/2024 00:00:00 |  | Non-Lead | No | No |  | Building |  | No | No |  |  | Non-Lead
11006 | 2109 N ROJO DR, HOBBS NM |  | No | No | Unknown - Unlikely Lead | Don't Know |  |  |  | No | Other |  | Will Inspect meter box at a later date | Unknown - Unlikely Lead |  |  |  | No | Other |  | Will Inspect meter box at a later date | Unknown | Don't Know | Don't Know |  | Building | Unknown | Unknown | No |  |  | Unknown
11215 | 313 W SANGER ST, HOBBS NM |  | No | No | Unknown - Unlikely Lead | Don't Know |  |  |  | No | Other |  | Will Inspect meter box at a later date | Unknown - Unlikely Lead |  |  |  | No | Other |  | Will Inspect meter box at a later date | Unknown | Don't Know | Don't Know |  | Building | Unknown | Unknown | No |  |  | Unknown
11092 | 6 REGENCY SQ, HOBBS NM |  | No | No | Unknown - Unlikely Lead | Don't Know |  |  |  | No | Other |  | Will Inspect meter box at a later date | Unknown - Unlikely Lead |  |  |  | No | Other |  | Will Inspect meter box at a later date | Unknown | Don't Know | Don't Know |  | Building | Unknown | Unknown | No |  |  | Unknown
10669 | 1225 W PUEBLO AVE, HOBBS NM |  | No | No | Unknown - Unlikely Lead | Don't Know |  |  |  | No | Other |  | Will Inspect meter box at a later date | Unknown - Unlikely Lead |  |  |  | No | Other |  | Will Inspect meter box at a later date | Unknown | Don't Know | Don't Know |  | Building | Unknown | Unknown | No |  |  | Unknown
10630 | 700 E PERMIAN DR, HOBBS NM |  | No | No | Unknown - Unlikely Lead | Don't Know |  |  |  | No | Other |  | Will Inspect meter box at a later date | Unknown - Unlikely Lead |  |  |  | No | Other |  | Will Inspect meter box at a later date | Unknown | Don't Know | Don't Know |  | Building | Unknown | Unknown | No |  |  | Unknown
11218 | 507 W SANGER ST, HOBBS NM |  | No | No | Unknown - Unlikely Lead | Don't Know |  |  |  | No | Other |  | Will Inspect meter box at a later date | Unknown - Unlikely Lead |  |  |  | No | Other |  | Will Inspect meter box at a later date | Unknown | Don't Know | Don't Know |  | Building | Unknown | Unknown | No |  |  | Unknown
12873 | 408 E STANOLIND RD, HOBBS NM |  | No | No | Unknown - Unlikely Lead | Don't Know |  |  |  | No | Other |  | Will Inspect meter box at a later date | Unknown - Unlikely Lead |  |  |  | No | Other |  | Will Inspect meter box at a later date | Unknown | Don't Know | Don't Know |  | Building | Unknown | Unknown | No |  |  | Unknown
11388 | 4722 W STEEL DRIVER RD, HOBBS NM |  | No | No | Non-Lead - Plastic | No | 2016 | 1 | Field inspection only with no records | Yes | Visual inspection at the meter pit | 09/30/2024 00:00:00 |  | Non-Lead - Plastic | 2016 | 3/4 | Field inspection only with no records | Yes | Visual inspection at the meter pit | 09/30/2024 00:00:00 |  | Non-Lead | No | No |  | Single Family Residence |  | No | No |  |  | Non-Lead
10548 | 1230 S PARKWAY DR, HOBBS NM |  | No | No | Unknown - Unlikely Lead | Don't Know |  |  |  | No | Other |  | Will Inspect meter box at a later date | Unknown - Unlikely Lead |  |  |  | No | Other |  | Will Inspect meter box at a later date | Unknown | Don't Know | Don't Know |  | Building | Unknown | Unknown | No |  |  | Unknown
11086 | 7 REGENCY SQ, HOBBS NM |  | No | No | Unknown - Unlikely Lead | Don't Know |  |  |  | No | Other |  | Will Inspect meter box at a later date | Unknown - Unlikely Lead |  |  |  | No | Other |  | Will Inspect meter box at a later date | Unknown | Don't Know | Don't Know |  | Building | Unknown | Unknown | No |  |  | Unknown
11529 | 709 E SCHARBAUER ST, HOBBS NM |  | No | No | Unknown - Unlikely Lead | Don't Know |  |  |  | No | Other |  | Will Inspect meter box at a later date | Unknown - Unlikely Lead |  |  |  | No | Other |  | Will Inspect meter box at a later date | Unknown | Don't Know | Don't Know |  | Building | Unknown | Unknown | No |  |  | Unknown
11084 | 2326 N RED OAK DR, HOBBS NM |  | No | No | Non-Lead - Plastic | No | 2015 | 1 | Field inspection only with no records | Yes | Visual inspection at the meter pit | 07/23/2024 00:00:00 |  | Non-Lead - Plastic | 2015 | 1 | Field inspection only with no records | Yes | Visual inspection at the meter pit | 07/23/2024 00:00:00 |  | Non-Lead | No | No |  | Single Family Residence | Unknown | No | No |  |  | Non-Lead
10755 | 1404 W PRINCESS JEANNE, HOBBS NM |  | No | No | Unknown - Unlikely Lead | Don't Know |  |  |  | No | Other |  | Will Inspect meter box at a later date | Unknown - Unlikely Lead |  |  |  | No | Other |  | Will Inspect meter box at a later date | Unknown | Don't Know | Don't Know |  | Building | Unknown | Unknown | No |  |  | Unknown
1156 | 5326 W BIG RED RD, HOBBS NM |  | No | No | Non-Lead - Plastic | No | 2015 | 3/4 | Field inspection only with no records | Yes | Visual inspection at the meter pit | 05/26/2024 00:00:00 |  | Non-Lead - Plastic | 2015 | 3/4 | Installation date after lead ban | Yes | Visual inspection at the meter pit | 05/26/2024 00:00:00 |  | Non-Lead | No | No |  | Single Family Residence |  | No | No |  |  | Non-Lead
12615 | 2518 N SELMAN ST, HOBBS NM |  | No | No | Unknown - Unlikely Lead | Don't Know |  |  |  | No | Other |  | Will Inspect meter box at a later date | Unknown - Unlikely Lead |  |  |  | No | Other |  | Will Inspect meter box at a later date | Unknown | Don't Know | Don't Know |  | Building | Unknown | Unknown | No |  |  | Unknown
10962 | 1008 W ROXANA ST, HOBBS NM |  | No | No | Unknown - Unlikely Lead | Don't Know |  |  |  | No | Other |  | Will Inspect meter box at a later date | Unknown - Unlikely Lead |  |  |  | No | Other |  | Will Inspect meter box at a later date | Unknown | Don't Know | Don't Know |  | Building | Unknown | Unknown | No |  |  | Unknown
10740 | 1434 W PRINCESS JEANNE, HOBBS NM |  | No | No | Unknown - Unlikely Lead | Don't Know |  |  |  | No | Other |  | Will Inspect meter box at a later date | Unknown - Unlikely Lead |  |  |  | No | Other |  | Will Inspect meter box at a later date | Unknown | Don't Know | Don't Know |  | Building | Unknown | Unknown | No |  |  | Unknown
11134 | 1715 E ROSE LN, HOBBS NM |  | No | No | Unknown - Unlikely Lead | Don't Know |  |  |  | No | Other |  | Will Inspect meter box at a later date | Unknown - Unlikely Lead |  |  |  | No | Other |  | Will Inspect meter box at a later date | Unknown | Don't Know | Don't Know |  | Building | Unknown | Unknown | No |  |  | Unknown
10867 | 720 N QUIROZ DR, HOBBS NM |  | No | No | Unknown - Unlikely Lead | Don't Know |  |  |  | No | Other |  | Will Inspect meter box at a later date | Unknown - Unlikely Lead |  |  |  | No | Other |  | Will Inspect meter box at a later date | Unknown | Don't Know | Don't Know |  | Building | Unknown | Unknown | No |  |  | Unknown
11189 | 1321 E ROSE LN, HOBBS NM |  | No | No | Unknown - Unlikely Lead | Don't Know |  |  |  | No | Other |  | Will Inspect meter box at a later date | Unknown - Unlikely Lead |  |  |  | No | Other |  | Will Inspect meter box at a later date | Unknown | Don't Know | Don't Know |  | Building | Unknown | Unknown | No |  |  | Unknown
11330 | 1529 E SANGER ST, HOBBS NM |  | No | No | Unknown - Unlikely Lead | Don't Know |  |  |  | No | Other |  | Will Inspect meter box at a later date | Unknown - Unlikely Lead |  |  |  | No | Other |  | Will Inspect meter box at a later date | Unknown | Don't Know | Don't Know |  | Building | Unknown | Unknown | No |  |  | Unknown
11074 | 2327 N RED OAK DR, HOBBS NM |  | No | No | Non-Lead - Plastic | No | 2015 | 1 | Field inspection only with no records | Yes | Visual inspection at the meter pit | 07/23/2024 00:00:00 |  | Non-Lead - Plastic | 2015 | 1 | Field inspection only with no records | Yes | Visual inspection at the meter pit | 07/23/2024 00:00:00 |  | Non-Lead | No | No |  | Single Family Residence | Unknown | No | No |  |  | Non-Lead
13313 | 1713 E TANGLEWOOD AVE, HOBBS NM |  | No | No | Non-Lead - Plastic | Don't Know | 2019 | 1 | Field inspection only with no records | Yes | Visual inspection at the meter pit | 08/19/2024 00:00:00 |  | Non-Lead - Plastic | 2019 | 1 | Field inspection only with no records | Yes | Visual inspection at the meter pit | 08/19/2024 00:00:00 |  | Non-Lead | No | Don't Know |  | Single Family Residence |  | No | No |  |  | Non-Lead
11271 | 842 E SANGER ST, HOBBS NM |  | No | No | Unknown - Unlikely Lead | Don't Know |  |  |  | No | Other |  | Will Inspect meter box at a later date | Unknown - Unlikely Lead |  |  |  | No | Other |  | Will Inspect meter box at a later date | Unknown | Don't Know | Don't Know |  | Building | Unknown | Unknown | No |  |  | Unknown
11198 | 710 S RASH ST, HOBBS NM |  | No | No | Unknown - Unlikely Lead | Don't Know |  |  |  | No | Other |  | Will Inspect meter box at a later date | Unknown - Unlikely Lead |  |  |  | No | Other |  | Will Inspect meter box at a later date | Unknown | Don't Know | Don't Know |  | Building | Unknown | Unknown | No |  |  | Unknown
11906 | 835 W SILVER AVE, HOBBS NM |  | No | No | Unknown - Unlikely Lead | Don't Know |  |  |  | No | Other |  | Will Inspect meter box at a later date | Unknown - Unlikely Lead |  |  |  | No | Other |  | Will Inspect meter box at a later date | Unknown | Don't Know | Don't Know |  | Building | Unknown | Unknown | No |  |  | Unknown
11405 | 4824 W STEEL DRIVER RD, HOBBS NM |  | No | No | Non-Lead - Plastic | No | 2016 | 1 | Field inspection only with no records | Yes | Visual inspection at the meter pit | 09/30/2024 00:00:00 |  | Non-Lead - Plastic | 2016 | 3/4 | Field inspection only with no records | Yes | Visual inspection at the meter pit | 09/30/2024 00:00:00 |  | Non-Lead | No | No |  | Single Family Residence |  | No | No |  |  | Non-Lead
10649 | 206 W PERMIAN DR, HOBBS NM |  | No | No | Unknown - Unlikely Lead | Don't Know |  |  |  | No | Other |  | Will Inspect meter box at a later date | Unknown - Unlikely Lead |  |  |  | No | Other |  | Will Inspect meter box at a later date | Unknown | Don't Know | Don't Know |  | Building | Unknown | Unknown | No |  |  | Unknown
11937 | 954 W SUNRISE CIR, HOBBS NM |  | No | No | Unknown - Unlikely Lead | Don't Know |  |  |  | No | Other |  | Will Inspect meter box at a later date | Unknown - Unlikely Lead |  |  |  | No | Other |  | Will Inspect meter box at a later date | Unknown | Don't Know | Don't Know |  | Building | Unknown | Unknown | No |  |  | Unknown
1064 | 4819 BIG CY RD, HOBBS NM |  | No | No | Non-Lead - Plastic | No | 2015 | 3/4 | Field inspection only with no records | Yes | Visual inspection at the meter pit | 05/26/2024 00:00:00 |  | Non-Lead - Plastic | 2015 | 3/4 | Installation date after lead ban | Yes | Visual inspection at the meter pit | 05/26/2024 00:00:00 |  | Non-Lead | No | No |  | Single Family Residence |  | No | No |  |  | Non-Lead
12553 | 1216 S SELMAN ST, HOBBS NM |  | No | No | Unknown - Unlikely Lead | Don't Know |  |  |  | No | Other |  | Will Inspect meter box at a later date | Unknown - Unlikely Lead |  |  |  | No | Other |  | Will Inspect meter box at a later date | Unknown | Don't Know | Don't Know |  | Building | Unknown | Unknown | No |  |  | Unknown
11377 | 1107 N SANGER PL, HOBBS NM |  | No | No | Unknown - Unlikely Lead | Don't Know |  |  |  | No | Other |  | Will Inspect meter box at a later date | Unknown - Unlikely Lead |  |  |  | No | Other |  | Will Inspect meter box at a later date | Unknown | Don't Know | Don't Know |  | Building | Unknown | Unknown | No |  |  | Unknown
11556 | 205 W SCHARBAUER ST, HOBBS NM |  | No | No | Unknown - Unlikely Lead | Don't Know |  |  |  | No | Other |  | Will Inspect meter box at a later date | Unknown - Unlikely Lead |  |  |  | No | Other |  | Will Inspect meter box at a later date | Unknown | Don't Know | Don't Know |  | Building | Unknown | Unknown | No |  |  | Unknown
1345 | 221 N BURK ST, HOBBS NM |  | No | No | Unknown - Unlikely Lead | Don't Know |  |  |  | No | Other |  | Will Inspect meter box at a later date | Unknown - Unlikely Lead |  |  |  | No | Other |  | Will Inspect meter box at a later date | Unknown | Don't Know | Don't Know |  | Building | Unknown | Unknown | No |  |  | Unknown
10526 | 1207 E PECOS DR, HOBBS NM |  | No | No | Unknown - Unlikely Lead | Don't Know |  |  |  | No | Other |  | Will Inspect meter box at a later date | Unknown - Unlikely Lead |  |  |  | No | Other |  | Will Inspect meter box at a later date | Unknown | Don't Know | Don't Know |  | Building | Unknown | Unknown | No |  |  | Unknown
10606 | 211 E PERMIAN DR, HOBBS NM |  | No | No | Unknown - Unlikely Lead | Don't Know |  |  |  | No | Other |  | Will Inspect meter box at a later date | Unknown - Unlikely Lead |  |  |  | No | Other |  | Will Inspect meter box at a later date | Unknown | Don't Know | Don't Know |  | Building | Unknown | Unknown | No |  |  | Unknown
11397 | 5004 W STEEL DRIVER RD, HOBBS NM |  | No | No | Non-Lead - Plastic | No | 2016 | 1 | Field inspection only with no records | Yes | Visual inspection at the meter pit | 09/30/2024 00:00:00 |  | Non-Lead - Plastic | 2016 | 3/4 | Field inspection only with no records | Yes | Visual inspection at the meter pit | 09/30/2024 00:00:00 |  | Non-Lead | No | No |  | Single Family Residence |  | No | No |  |  | Non-Lead
10597 | 208 E PERMIAN DR, HOBBS NM |  | No | No | Unknown - Unlikely Lead | Don't Know |  |  |  | No | Other |  | Will Inspect meter box at a later date | Unknown - Unlikely Lead |  |  |  | No | Other |  | Will Inspect meter box at a later date | Unknown | Don't Know | Don't Know |  | Building | Unknown | Unknown | No |  |  | Unknown
10939 | 115 E ROXANA ST, HOBBS NM |  | No | No | Unknown - Unlikely Lead | Don't Know |  |  |  | No | Other |  | Will Inspect meter box at a later date | Unknown - Unlikely Lead |  |  |  | No | Other |  | Will Inspect meter box at a later date | Unknown | Don't Know | Don't Know |  | Building | Unknown | Unknown | No |  |  | Unknown
11126 | 1609 W RAIN ST, HOBBS NM |  | No | No | Non-Lead - Plastic | No | 2023 | 3/4 | Field inspection only with no records | Yes | Visual inspection at the meter pit | 05/26/2024 00:00:00 |  | Non-Lead - Plastic |  | 3/4 | Installation date after lead ban | Yes | Visual inspection at the meter pit | 05/26/2024 00:00:00 |  | Non-Lead | No | No |  | Single Family Residence |  | No | No |  |  | Non-Lead
11225 | 1501 W SANGER ST, HOBBS NM |  | No | No | Unknown - Unlikely Lead | Don't Know |  |  |  | No | Other |  | Will Inspect meter box at a later date | Unknown - Unlikely Lead |  |  |  | No | Other |  | Will Inspect meter box at a later date | Unknown | Don't Know | Don't Know |  | Building | Unknown | Unknown | No |  |  | Unknown
10576 | 1008 N PECAN DR, HOBBS NM |  | No | No | Unknown - Unlikely Lead | Don't Know |  |  |  | No | Other |  | Will Inspect meter box at a later date | Unknown - Unlikely Lead |  |  |  | No | Other |  | Will Inspect meter box at a later date | Unknown | Don't Know | Don't Know |  | Building | Unknown | Unknown | No |  |  | Unknown
11350 | 1100 E SANGER ST, HOBBS NM |  | No | No | Unknown - Unlikely Lead | Don't Know |  |  |  | No | Other |  | Will Inspect meter box at a later date | Unknown - Unlikely Lead |  |  |  | No | Other |  | Will Inspect meter box at a later date | Unknown | Don't Know | Don't Know |  | Building | Unknown | Unknown | No |  |  | Unknown
11317 | 2137 E SANGER ST, HOBBS NM |  | No | No | Unknown - Unlikely Lead | Don't Know |  |  |  | No | Other |  | Will Inspect meter box at a later date | Unknown - Unlikely Lead |  |  |  | No | Other |  | Will Inspect meter box at a later date | Unknown | Don't Know | Don't Know |  | Building | Unknown | Unknown | No |  |  | Unknown
11362 | 111 E SANGER ST, HOBBS NM |  | No | No | Unknown - Unlikely Lead | Don't Know |  |  |  | No | Other |  | Will Inspect meter box at a later date | Unknown - Unlikely Lead |  |  |  | No | Other |  | Will Inspect meter box at a later date | Unknown | Don't Know | Don't Know |  | Building | Unknown | Unknown | No |  |  | Unknown
11022 | 2715 N ROJO DR, HOBBS NM |  | No | No | Unknown - Unlikely Lead | Don't Know |  |  |  | No | Other |  | Will Inspect meter box at a later date | Unknown - Unlikely Lead |  |  |  | No | Other |  | Will Inspect meter box at a later date | Unknown | Don't Know | Don't Know |  | Building | Unknown | Unknown | No |  |  | Unknown
11465 | 905 W SAYERS DR, HOBBS NM |  | No | No | Unknown - Unlikely Lead | Don't Know |  |  |  | No | Other |  | Will Inspect meter box at a later date | Unknown - Unlikely Lead |  |  |  | No | Other |  | Will Inspect meter box at a later date | Unknown | Don't Know | Don't Know |  | Building | Unknown | Unknown | No |  |  | Unknown
10774 | 1610 W PRINCESS JEANNE, HOBBS NM |  | No | No | Unknown - Unlikely Lead | Don't Know |  |  |  | No | Other |  | Will Inspect meter box at a later date | Unknown - Unlikely Lead |  |  |  | No | Other |  | Will Inspect meter box at a later date | Unknown | Don't Know | Don't Know |  | Building | Unknown | Unknown | No |  |  | Unknown
11119 | 1714 W RAIN, HOBBS NM |  | No | No | Non-Lead - Plastic | No | 2023 | 3/4 | Field inspection only with no records | Yes | Visual inspection at the meter pit | 05/26/2024 00:00:00 |  | Non-Lead - Plastic |  | 3/4 | Installation date after lead ban | Yes | Visual inspection at the meter pit | 05/26/2024 00:00:00 |  | Non-Lead | No | No |  | Single Family Residence |  | No | No |  |  | Non-Lead
10584 | 900 N PECAN DR, HOBBS NM |  | No | No | Unknown - Unlikely Lead | Don't Know |  |  |  | No | Other |  | Will Inspect meter box at a later date | Unknown - Unlikely Lead |  |  |  | No | Other |  | Will Inspect meter box at a later date | Unknown | Don't Know | Don't Know |  | Building | Unknown | Unknown | No |  |  | Unknown
106 | 3 ACOMA CT, HOBBS NM |  | No | No | Unknown - Unlikely Lead | Don't Know |  |  |  | No | Other |  | Will Inspect meter box at a later date | Unknown - Unlikely Lead |  |  |  | No | Other |  | Will Inspect meter box at a later date | Unknown | Don't Know | Don't Know |  | Building | Unknown | Unknown | No |  |  | Unknown
11290 | 601 E SANGER ST, HOBBS NM |  | No | No | Unknown - Unlikely Lead | Don't Know |  |  |  | No | Other |  | Will Inspect meter box at a later date | Unknown - Unlikely Lead |  |  |  | No | Other |  | Will Inspect meter box at a later date | Unknown | Don't Know | Don't Know |  | Building | Unknown | Unknown | No |  |  | Unknown
1293 | 212 W BENDER BLVD, HOBBS NM |  | No | No | Unknown - Unlikely Lead | Don't Know |  |  |  | No | Other |  | Will Inspect meter box at a later date | Unknown - Unlikely Lead |  |  |  | No | Other |  | Will Inspect meter box at a later date | Unknown | Don't Know | Don't Know |  | Building | Unknown | Unknown | No |  |  | Unknown
12514 | 401 W SHIPP DR, HOBBS NM |  | No | No | Unknown - Unlikely Lead | Don't Know |  |  |  | No | Other |  | Will Inspect meter box at a later date | Unknown - Unlikely Lead |  |  |  | No | Other |  | Will Inspect meter box at a later date | Unknown | Don't Know | Don't Know |  | Building | Unknown | Unknown | No |  |  | Unknown
11053 | 235 W ROJO DR, HOBBS NM |  | No | No | Unknown - Unlikely Lead | Don't Know |  |  |  | No | Other |  | Will Inspect meter box at a later date | Unknown - Unlikely Lead |  |  |  | No | Other |  | Will Inspect meter box at a later date | Unknown | Don't Know | Don't Know |  | Building | Unknown | Unknown | No |  |  | Unknown
12298 | 1836 N STEVEN DR, HOBBS NM |  | No | No | Unknown - Unlikely Lead | Don't Know |  |  |  | No | Other |  | Will Inspect meter box at a later date | Unknown - Unlikely Lead |  |  |  | No | Other |  | Will Inspect meter box at a later date | Unknown | Don't Know | Don't Know |  | Building | Unknown | Unknown | No |  |  | Unknown
11129 | 1107 N RALPH CT, HOBBS NM |  | No | No | Unknown - Unlikely Lead | Don't Know |  |  |  | No | Other |  | Will Inspect meter box at a later date | Unknown - Unlikely Lead |  |  |  | No | Other |  | Will Inspect meter box at a later date | Unknown | Don't Know | Don't Know |  | Building | Unknown | Unknown | No |  |  | Unknown
1090 | 4718 W BIG RED RD, HOBBS NM |  | No | No | Non-Lead - Plastic | No | 2015 | 3/4 | Field inspection only with no records | Yes | Visual inspection at the meter pit | 05/26/2024 00:00:00 |  | Non-Lead - Plastic | 2015 | 3/4 | Installation date after lead ban | Yes | Visual inspection at the meter pit | 05/26/2024 00:00:00 |  | Non-Lead | No | No |  | Single Family Residence |  | No | No |  |  | Non-Lead
12154 | 220 W SAINT ANNE PL, HOBBS NM |  | No | No | Non-Lead - Plastic | Don't Know |  | 1 | Field inspection only with no records | Yes | Visual inspection at the meter pit | 08/19/2024 00:00:00 |  | Galvanized | 1964 | 3/4 | Field inspection only with no records | Yes | Visual inspection at the meter pit | 08/19/2024 00:00:00 |  | Non-Lead | No | Don't Know |  | Single Family Residence |  | No | No |  |  | Non-Lead
11450 | 5302 W STEEL DRIVER RD, HOBBS NM |  | No | No | Non-Lead - Plastic | No | 2016 | 1 | Field inspection only with no records | Yes | Visual inspection at the meter pit | 09/30/2024 00:00:00 |  | Non-Lead - Plastic | 2016 | 3/4 | Field inspection only with no records | Yes | Visual inspection at the meter pit | 09/30/2024 00:00:00 |  | Non-Lead | No | No |  | Single Family Residence |  | No | No |  |  | Non-Lead
10614 | 311 E PERMIAN DR, HOBBS NM |  | No | No | Unknown - Unlikely Lead | Don't Know |  |  |  | No | Other |  | Will Inspect meter box at a later date | Unknown - Unlikely Lead |  |  |  | No | Other |  | Will Inspect meter box at a later date | Unknown | Don't Know | Don't Know |  | Building | Unknown | Unknown | No |  |  | Unknown
12341 | 504 W SNYDER ST, HOBBS NM |  | No | No | Unknown - Unlikely Lead | Don't Know |  |  |  | No | Other |  | Will Inspect meter box at a later date | Unknown - Unlikely Lead |  |  |  | No | Other |  | Will Inspect meter box at a later date | Unknown | Don't Know | Don't Know |  | Building | Unknown | Unknown | No |  |  | Unknown
12314 | 1922 N STEVEN DR, HOBBS NM |  | No | No | Unknown - Unlikely Lead | Don't Know |  |  |  | No | Other |  | Will Inspect meter box at a later date | Unknown - Unlikely Lead |  |  |  | No | Other |  | Will Inspect meter box at a later date | Unknown | Don't Know | Don't Know |  | Building | Unknown | Unknown | No |  |  | Unknown
12801 | 901 E SKELLY ST, HOBBS NM |  | No | No | Unknown - Unlikely Lead | Don't Know |  |  |  | No | Other |  | Will Inspect meter box at a later date | Unknown - Unlikely Lead |  |  |  | No | Other |  | Will Inspect meter box at a later date | Unknown | Don't Know | Don't Know |  | Building | Unknown | Unknown | No |  |  | Unknown
10998 | 2208 N ROJO DR, HOBBS NM |  | No | No | Unknown - Unlikely Lead | Don't Know |  |  |  | No | Other |  | Will Inspect meter box at a later date | Unknown - Unlikely Lead |  |  |  | No | Other |  | Will Inspect meter box at a later date | Unknown | Don't Know | Don't Know |  | Building | Unknown | Unknown | No |  |  | Unknown
10542 | 1220 S PARKWAY ST, HOBBS NM |  | No | No | Unknown - Unlikely Lead | Don't Know |  |  |  | No | Other |  | Will Inspect meter box at a later date | Unknown - Unlikely Lead |  |  |  | No | Other |  | Will Inspect meter box at a later date | Unknown | Don't Know | Don't Know |  | Building | Unknown | Unknown | No |  |  | Unknown
11526 | 617 E SCHARBAUER ST, HOBBS NM |  | No | No | Unknown - Unlikely Lead | Don't Know |  |  |  | No | Other |  | Will Inspect meter box at a later date | Unknown - Unlikely Lead |  |  |  | No | Other |  | Will Inspect meter box at a later date | Unknown | Don't Know | Don't Know |  | Building | Unknown | Unknown | No |  |  | Unknown
10618 | 613 E PERMIAN DR, HOBBS NM |  | No | No | Unknown - Unlikely Lead | Don't Know |  |  |  | No | Other |  | Will Inspect meter box at a later date | Unknown - Unlikely Lead |  |  |  | No | Other |  | Will Inspect meter box at a later date | Unknown | Don't Know | Don't Know |  | Building | Unknown | Unknown | No |  |  | Unknown
11251 | 204 E SANGER ST, HOBBS NM |  | No | No | Unknown - Unlikely Lead | Don't Know |  |  |  | No | Other |  | Will Inspect meter box at a later date | Unknown - Unlikely Lead |  |  |  | No | Other |  | Will Inspect meter box at a later date | Unknown | Don't Know | Don't Know |  | Building | Unknown | Unknown | No |  |  | Unknown
12791 | 710 E SKELLY ST, HOBBS NM |  | No | No | Unknown - Unlikely Lead | Don't Know |  |  |  | No | Other |  | Will Inspect meter box at a later date | Unknown - Unlikely Lead |  |  |  | No | Other |  | Will Inspect meter box at a later date | Unknown | Don't Know | Don't Know |  | Building | Unknown | Unknown | No |  |  | Unknown
11062 | 401 W ROJO DR, HOBBS NM |  | No | No | Unknown - Unlikely Lead | Don't Know |  |  |  | No | Other |  | Will Inspect meter box at a later date | Unknown - Unlikely Lead |  |  |  | No | Other |  | Will Inspect meter box at a later date | Unknown | Don't Know | Don't Know |  | Building | Unknown | Unknown | No |  |  | Unknown
10884 | 402 W RAINBOW, HOBBS NM |  | No | No | Unknown - Unlikely Lead | Don't Know |  |  |  | No | Other |  | Will Inspect meter box at a later date | Unknown - Unlikely Lead |  |  |  | No | Other |  | Will Inspect meter box at a later date | Unknown | Don't Know | Don't Know |  | Building | Unknown | Unknown | No |  |  | Unknown
10696 | 1117 W PUEBLO AVE, HOBBS NM |  | No | No | Unknown - Unlikely Lead | Don't Know |  |  |  | No | Other |  | Will Inspect meter box at a later date | Unknown - Unlikely Lead |  |  |  | No | Other |  | Will Inspect meter box at a later date | Unknown | Don't Know | Don't Know |  | Building | Unknown | Unknown | No |  |  | Unknown
11016 | 2220 N ROJO DR, HOBBS NM |  | No | No | Unknown - Unlikely Lead | Don't Know |  |  |  | No | Other |  | Will Inspect meter box at a later date | Unknown - Unlikely Lead |  |  |  | No | Other |  | Will Inspect meter box at a later date | Unknown | Don't Know | Don't Know |  | Building | Unknown | Unknown | No |  |  | Unknown
10572 | 1219 S PERRY DR, HOBBS NM |  | No | No | Unknown - Unlikely Lead | Don't Know |  |  |  | No | Other |  | Will Inspect meter box at a later date | Unknown - Unlikely Lead |  |  |  | No | Other |  | Will Inspect meter box at a later date | Unknown | Don't Know | Don't Know |  | Building | Unknown | Unknown | No |  |  | Unknown
10926 | 621 E ROXANA ST, HOBBS NM |  | No | No | Unknown - Unlikely Lead | Don't Know |  |  |  | No | Other |  | Will Inspect meter box at a later date | Unknown - Unlikely Lead |  |  |  | No | Other |  | Will Inspect meter box at a later date | Unknown | Don't Know | Don't Know |  | Building | Unknown | Unknown | No |  |  | Unknown
10947 | 307 E ROXANA ST, HOBBS NM |  | No | No | Unknown - Unlikely Lead | Don't Know |  |  |  | No | Other |  | Will Inspect meter box at a later date | Unknown - Unlikely Lead |  |  |  | No | Other |  | Will Inspect meter box at a later date | Unknown | Don't Know | Don't Know |  | Building | Unknown | Unknown | No |  |  | Unknown
12858 | 300 W STANOLIND RD, HOBBS NM |  | No | No | Unknown - Unlikely Lead | Don't Know |  |  |  | No | Other |  | Will Inspect meter box at a later date | Unknown - Unlikely Lead |  |  |  | No | Other |  | Will Inspect meter box at a later date | Unknown | Don't Know | Don't Know |  | Building | Unknown | Unknown | No |  |  | Unknown
13087 | 213 E TAOS ST, HOBBS NM |  | No | No | Unknown - Unlikely Lead | Don't Know |  |  |  | No | Other |  | Will Inspect meter box at a later date | Unknown - Unlikely Lead |  |  |  | No | Other |  | Will Inspect meter box at a later date | Unknown | Don't Know | Don't Know |  | Building | Unknown | Unknown | No |  |  | Unknown
10734 | 1606 W PONDEROSA DR, HOBBS NM |  | No | No | Non-Lead - Plastic | No | 2020 | 1 | Installation date after lead ban | No | Other |  | GIS verfied because of being built after ban | Non-Lead - Plastic | 2020 | 1 | Installation date after lead ban | No | Other |  | Newer Construction, verified by GIS Mapping |  | No | No |  | Single Family Residence | Unknown | No | No |  |  | Non-Lead
11710 | 8-C STONECREST CT, HOBBS NM |  | No | No | Non-Lead - Plastic | No | 1982 | 3/4 | Field inspection only with no records | Yes | Visual inspection at the meter pit | 05/26/2024 00:00:00 |  | Non-Lead - Plastic |  | 3/4 | Installation date after lead ban | Yes | Visual inspection at the meter pit | 05/26/2024 00:00:00 | Will Inspect meter box at a later date | Non-Lead | Don't Know | Don't Know |  | Single Family Residence |  | Unknown | No |  |  | Non-Lead
12134 | 213 W SAINT ANNE PL, HOBBS NM |  | No | No | Unknown - Unlikely Lead | Don't Know |  |  |  | No | Other |  | Will Inspect meter box at a later date | Unknown - Unlikely Lead |  |  |  | No | Other |  | Will Inspect meter box at a later date | Unknown | Don't Know | Don't Know |  | Building | Unknown | Unknown | No |  |  | Unknown
12640 | 2905 N SELMAN ST, HOBBS NM |  | No | No | Unknown - Unlikely Lead | Don't Know |  |  |  | No | Other |  | Will Inspect meter box at a later date | Unknown - Unlikely Lead |  |  |  | No | Other |  | Will Inspect meter box at a later date | Unknown | Don't Know | Don't Know |  | Building | Unknown | Unknown | No |  |  | Unknown
1063 | 4905 BIG CY RD, HOBBS NM |  | No | No | Non-Lead - Plastic | No | 2015 | 3/4 | Field inspection only with no records | Yes | Visual inspection at the meter pit | 05/26/2024 00:00:00 |  | Non-Lead - Plastic | 2015 | 3/4 | Installation date after lead ban | Yes | Visual inspection at the meter pit | 05/26/2024 00:00:00 |  | Non-Lead | No | No |  | Single Family Residence |  | No | No |  |  | Non-Lead
13096 | 218 E TAOS ST, HOBBS NM |  | No | No | Unknown - Unlikely Lead | Don't Know |  |  |  | No | Other |  | Will Inspect meter box at a later date | Unknown - Unlikely Lead |  |  |  | No | Other |  | Will Inspect meter box at a later date | Unknown | Don't Know | Don't Know |  | Building | Unknown | Unknown | No |  |  | Unknown
13192 | 307 E TEMPLE AVE, HOBBS NM |  | No | No | Unknown - Unlikely Lead | Don't Know |  |  |  | No | Other |  | Will Inspect meter box at a later date | Unknown - Unlikely Lead |  |  |  | No | Other |  | Will Inspect meter box at a later date | Unknown | Don't Know | Don't Know |  | Building | Unknown | Unknown | No |  |  | Unknown
10544 | 1222 S PARKWAY ST, HOBBS NM |  | No | No | Unknown - Unlikely Lead | Don't Know |  |  |  | No | Other |  | Will Inspect meter box at a later date | Unknown - Unlikely Lead |  |  |  | No | Other |  | Will Inspect meter box at a later date | Unknown | Don't Know | Don't Know |  | Building | Unknown | Unknown | No |  |  | Unknown
10876 | 400 W RAINBOW DR, HOBBS NM |  | No | No | Unknown - Unlikely Lead | Don't Know |  |  |  | No | Other |  | Will Inspect meter box at a later date | Unknown - Unlikely Lead |  |  |  | No | Other |  | Will Inspect meter box at a later date | Unknown | Don't Know | Don't Know |  | Building | Unknown | Unknown | No |  |  | Unknown
11909 | 718 W SILVER AVE, HOBBS NM |  | No | No | Unknown - Unlikely Lead | Don't Know |  |  |  | No | Other |  | Will Inspect meter box at a later date | Unknown - Unlikely Lead |  |  |  | No | Other |  | Will Inspect meter box at a later date | Unknown | Don't Know | Don't Know |  | Building | Unknown | Unknown | No |  |  | Unknown
11165 | 1607 E ROSE LN, HOBBS NM |  | No | No | Unknown - Unlikely Lead | Don't Know |  |  |  | No | Other |  | Will Inspect meter box at a later date | Unknown - Unlikely Lead |  |  |  | No | Other |  | Will Inspect meter box at a later date | Unknown | Don't Know | Don't Know |  | Building | Unknown | Unknown | No |  |  | Unknown
11024 | 2112 N ROJO DR, HOBBS NM |  | No | No | Unknown - Unlikely Lead | Don't Know |  |  |  | No | Other |  | Will Inspect meter box at a later date | Unknown - Unlikely Lead |  |  |  | No | Other |  | Will Inspect meter box at a later date | Unknown | Don't Know | Don't Know |  | Building | Unknown | Unknown | No |  |  | Unknown
10700 | 1211 W PUEBLO AVE, HOBBS NM |  | No | No | Unknown - Unlikely Lead | Don't Know |  |  |  | No | Other |  | Will Inspect meter box at a later date | Unknown - Unlikely Lead |  |  |  | No | Other |  | Will Inspect meter box at a later date | Unknown | Don't Know | Don't Know |  | Building | Unknown | Unknown | No |  |  | Unknown
10563 | 1409 S PERRY DR, HOBBS NM |  | No | No | Unknown - Unlikely Lead | Don't Know |  |  |  | No | Other |  | Will Inspect meter box at a later date | Unknown - Unlikely Lead |  |  |  | No | Other |  | Will Inspect meter box at a later date | Unknown | Don't Know | Don't Know |  | Building | Unknown | Unknown | No |  |  | Unknown
11354 | 203 E SANGER ST, HOBBS NM |  | No | No | Unknown - Unlikely Lead | Don't Know |  |  |  | No | Other |  | Will Inspect meter box at a later date | Unknown - Unlikely Lead |  |  |  | No | Other |  | Will Inspect meter box at a later date | Unknown | Don't Know | Don't Know |  | Building | Unknown | Unknown | No |  |  | Unknown
11519 | 621 1/2 E SCHARBAUER ST, HOBBS NM |  | No | No | Unknown - Unlikely Lead | Don't Know |  |  |  | No | Other |  | Will Inspect meter box at a later date | Unknown - Unlikely Lead |  |  |  | No | Other |  | Will Inspect meter box at a later date | Unknown | Don't Know | Don't Know |  | Building | Unknown | Unknown | No |  |  | Unknown
11643 | 1404 N SAN ANDRES DR, HOBBS NM |  | No | No | Unknown - Unlikely Lead | Don't Know |  |  |  | No | Other |  | Will Inspect meter box at a later date | Unknown - Unlikely Lead |  |  |  | No | Other |  | Will Inspect meter box at a later date | Unknown | Don't Know | Don't Know |  | Building | Unknown | Unknown | No |  |  | Unknown
11470 | 909 W SAYERS DR, HOBBS NM |  | No | No | Unknown - Unlikely Lead | Don't Know |  |  |  | No | Other |  | Will Inspect meter box at a later date | Unknown - Unlikely Lead |  |  |  | No | Other |  | Will Inspect meter box at a later date | Unknown | Don't Know | Don't Know |  | Building | Unknown | Unknown | No |  |  | Unknown
11108 | 24 REGENCY SQ, HOBBS NM |  | No | No | Unknown - Unlikely Lead | Don't Know |  |  |  | No | Other |  | Will Inspect meter box at a later date | Unknown - Unlikely Lead |  |  |  | No | Other |  | Will Inspect meter box at a later date | Unknown | Don't Know | Don't Know |  | Building | Unknown | Unknown | No |  |  | Unknown
13567 | 100 E TEXAS ST, HOBBS NM |  | No | No | Unknown - Unlikely Lead | Don't Know |  |  |  | No | Other |  | Will Inspect meter box at a later date | Unknown - Unlikely Lead |  |  |  | No | Other |  | Will Inspect meter box at a later date | Unknown | Don't Know | Don't Know |  | Building | Unknown | Unknown | No |  |  | Unknown
11124 | 1605 W RAIN ST, HOBBS NM |  | No | No | Non-Lead - Plastic | No | 2023 | 3/4 | Field inspection only with no records | Yes | Visual inspection at the meter pit | 05/26/2024 00:00:00 |  | Non-Lead - Plastic |  | 3/4 | Installation date after lead ban | Yes | Visual inspection at the meter pit | 05/26/2024 00:00:00 |  | Non-Lead | No | No |  | Single Family Residence |  | No | No |  |  | Non-Lead
10945 | 106 E ROXANA ST, HOBBS NM |  | No | No | Unknown - Unlikely Lead | Don't Know |  |  |  | No | Other |  | Will Inspect meter box at a later date | Unknown - Unlikely Lead |  |  |  | No | Other |  | Will Inspect meter box at a later date | Unknown | Don't Know | Don't Know |  | Building | Unknown | Unknown | No |  |  | Unknown
13136 | 1513 N TASKER DR, HOBBS NM |  | No | No | Unknown - Unlikely Lead | Don't Know |  |  |  | No | Other |  | Will Inspect meter box at a later date | Unknown - Unlikely Lead |  |  |  | No | Other |  | Will Inspect meter box at a later date | Unknown | Don't Know | Don't Know |  | Building | Unknown | Unknown | No |  |  | Unknown
13410 | 1819 N TURNER ST #I, HOBBS NM |  | No | No | Unknown - Unlikely Lead | Don't Know |  |  |  | No | Other |  | Will Inspect meter box at a later date | Unknown - Unlikely Lead |  |  |  | No | Other |  | Will Inspect meter box at a later date | Unknown | Don't Know | Don't Know |  | Building | Unknown | Unknown | No |  |  | Unknown
10934 | 720 E ROXANA ST, HOBBS NM |  | No | No | Unknown - Unlikely Lead | Don't Know |  |  |  | No | Other |  | Will Inspect meter box at a later date | Unknown - Unlikely Lead |  |  |  | No | Other |  | Will Inspect meter box at a later date | Unknown | Don't Know | Don't Know |  | Building | Unknown | Unknown | No |  |  | Unknown
11398 | 5009 W STEEL DRIVER RD, HOBBS NM |  | No | No | Non-Lead - Plastic | No | 2016 | 1 | Field inspection only with no records | Yes | Visual inspection at the meter pit | 09/30/2024 00:00:00 |  | Non-Lead - Plastic | 2016 | 3/4 | Field inspection only with no records | Yes | Visual inspection at the meter pit | 09/30/2024 00:00:00 |  | Non-Lead | No | No |  | Single Family Residence |  | No | No |  |  | Non-Lead
11151 | 1409 E ROSE LN, HOBBS NM |  | No | No | Unknown - Unlikely Lead | Don't Know |  |  |  | No | Other |  | Will Inspect meter box at a later date | Unknown - Unlikely Lead |  |  |  | No | Other |  | Will Inspect meter box at a later date | Unknown | Don't Know | Don't Know |  | Building | Unknown | Unknown | No |  |  | Unknown
1357 | 123 S BURK ST, HOBBS NM |  | No | No | Unknown - Unlikely Lead | Don't Know |  |  |  | No | Other |  | Will Inspect meter box at a later date | Unknown - Unlikely Lead |  |  |  | No | Other |  | Will Inspect meter box at a later date | Unknown | Don't Know | Don't Know |  | Building | Unknown | Unknown | No |  |  | Unknown
12568 | 1304 S SELMAN ST, HOBBS NM |  | No | No | Unknown - Unlikely Lead | Don't Know |  |  |  | No | Other |  | Will Inspect meter box at a later date | Unknown - Unlikely Lead |  |  |  | No | Other |  | Will Inspect meter box at a later date | Unknown | Don't Know | Don't Know |  | Building | Unknown | Unknown | No |  |  | Unknown
12075 | 313 SUNSET PL, HOBBS NM |  | No | No | Non-Lead - Plastic | Don't Know |  | 1 | Field inspection only with no records | Yes | Visual inspection at the meter pit | 08/13/2024 00:00:00 |  | Non-Lead - Plastic |  | 1 | Field inspection only with no records | Yes | Visual inspection at the meter pit | 08/13/2024 00:00:00 |  | Non-Lead | No | Don't Know |  | Single Family Residence |  | No | No |  |  | Non-Lead
12792 | 302 E SKELLY ST, HOBBS NM |  | No | No | Unknown - Unlikely Lead | Don't Know |  |  |  | No | Other |  | Will Inspect meter box at a later date | Unknown - Unlikely Lead |  |  |  | No | Other |  | Will Inspect meter box at a later date | Unknown | Don't Know | Don't Know |  | Building | Unknown | Unknown | No |  |  | Unknown
11607 | 1109 W SCHARBAUER ST, HOBBS NM |  | No | No | Unknown - Unlikely Lead | Don't Know |  |  |  | No | Other |  | Will Inspect meter box at a later date | Unknown - Unlikely Lead |  |  |  | No | Other |  | Will Inspect meter box at a later date | Unknown | Don't Know | Don't Know |  | Building | Unknown | Unknown | No |  |  | Unknown
12530 | 208 W SHIPP DR, HOBBS NM |  | No | No | Unknown - Unlikely Lead | Don't Know |  |  |  | No | Other |  | Will Inspect meter box at a later date | Unknown - Unlikely Lead |  |  |  | No | Other |  | Will Inspect meter box at a later date | Unknown | Don't Know | Don't Know |  | Building | Unknown | Unknown | No |  |  | Unknown
1346 | 539 N BURK ST, HOBBS NM |  | No | No | Unknown - Unlikely Lead | Don't Know |  |  |  | No | Other |  | Will Inspect meter box at a later date | Unknown - Unlikely Lead |  |  |  | No | Other |  | Will Inspect meter box at a later date | Unknown | Don't Know | Don't Know |  | Building | Unknown | Unknown | No |  |  | Unknown
11891 | 219 W SILVER AVE, HOBBS NM |  | No | No | Unknown - Unlikely Lead | Don't Know |  |  |  | No | Other |  | Will Inspect meter box at a later date | Unknown - Unlikely Lead |  |  |  | No | Other |  | Will Inspect meter box at a later date | Unknown | Don't Know | Don't Know |  | Building | Unknown | Unknown | No |  |  | Unknown
11758 | 1112 N SAN MATEO ST, HOBBS NM |  | No | No | Unknown - Unlikely Lead | Don't Know |  |  |  | No | Other |  | Will Inspect meter box at a later date | Unknown - Unlikely Lead |  |  |  | No | Other |  | Will Inspect meter box at a later date | Unknown | Don't Know | Don't Know |  | Building | Unknown | Unknown | No |  |  | Unknown
13233 | 211 W TEMPLE AVE, HOBBS NM |  | No | No | Unknown - Unlikely Lead | Don't Know |  |  |  | No | Other |  | Will Inspect meter box at a later date | Unknown - Unlikely Lead |  |  |  | No | Other |  | Will Inspect meter box at a later date | Unknown | Don't Know | Don't Know |  | Building | Unknown | Unknown | No |  |  | Unknown
12417 | 1202-B E SNYDER ST, HOBBS NM |  | No | No | Unknown - Unlikely Lead | Don't Know |  |  |  | No | Other |  | Will Inspect meter box at a later date | Unknown - Unlikely Lead |  |  |  | No | Other |  | Will Inspect meter box at a later date | Unknown | Don't Know | Don't Know |  | Building | Unknown | Unknown | No |  |  | Unknown
12165 | 310-C E SAINT ANNE PL, HOBBS NM |  | No | No | Unknown - Unlikely Lead | Don't Know |  |  |  | No | Other |  | Will Inspect meter box at a later date | Unknown - Unlikely Lead |  |  |  | No | Other |  | Will Inspect meter box at a later date | Unknown | Don't Know | Don't Know |  | Building | Unknown | Unknown | No |  |  | Unknown
12260 | 1830 N STEVEN DR, HOBBS NM |  | No | No | Unknown - Unlikely Lead | Don't Know |  |  |  | No | Other |  | Will Inspect meter box at a later date | Unknown - Unlikely Lead |  |  |  | No | Other |  | Will Inspect meter box at a later date | Unknown | Don't Know | Don't Know |  | Building | Unknown | Unknown | No |  |  | Unknown
1215 | 1030 E BENDER BLVD, HOBBS NM |  | No | No | Unknown - Unlikely Lead | Don't Know |  |  |  | No | Other |  | Will Inspect meter box at a later date | Unknown - Unlikely Lead |  |  |  | No | Other |  | Will Inspect meter box at a later date | Unknown | Don't Know | Don't Know |  | Building | Unknown | Unknown | No |  |  | Unknown
12355 | 1911 E SNYDER ST, HOBBS NM |  | No | No | Unknown - Unlikely Lead | Don't Know |  |  |  | No | Other |  | Will Inspect meter box at a later date | Unknown - Unlikely Lead |  |  |  | No | Other |  | Will Inspect meter box at a later date | Unknown | Don't Know | Don't Know |  | Building | Unknown | Unknown | No |  |  | Unknown
12223 | 1638 N STEVEN DR, HOBBS NM |  | No | No | Unknown - Unlikely Lead | Don't Know |  |  |  | No | Other |  | Will Inspect meter box at a later date | Unknown - Unlikely Lead |  |  |  | No | Other |  | Will Inspect meter box at a later date | Unknown | Don't Know | Don't Know |  | Building | Unknown | Unknown | No |  |  | Unknown
13047 | 107 W TAOS ST TRLR 1, HOBBS NM |  | No | No | Unknown - Unlikely Lead | Don't Know |  |  |  | No | Other |  | Will Inspect meter box at a later date | Unknown - Unlikely Lead |  |  |  | No | Other |  | Will Inspect meter box at a later date | Unknown | Don't Know | Don't Know |  | Building | Unknown | Unknown | No |  |  | Unknown
12997 | 619 W TAOS ST, HOBBS NM |  | No | No | Unknown - Unlikely Lead | Don't Know |  |  |  | No | Other |  | Will Inspect meter box at a later date | Unknown - Unlikely Lead |  |  |  | No | Other |  | Will Inspect meter box at a later date | Unknown | Don't Know | Don't Know |  | Building | Unknown | Unknown | No |  |  | Unknown
12088 | 214 E SUNSET DR, HOBBS NM |  | No | No | Unknown - Unlikely Lead | Don't Know |  |  |  | No | Other |  | Will Inspect meter box at a later date | Unknown - Unlikely Lead |  |  |  | No | Other |  | Will Inspect meter box at a later date | Unknown | Don't Know | Don't Know |  | Building | Unknown | Unknown | No |  |  | Unknown
1288 | 2400 W BENDER BLVD, HOBBS NM |  | No | No | Unknown - Unlikely Lead | Don't Know |  |  |  | No | Other |  | Will Inspect meter box at a later date | Unknown - Unlikely Lead |  |  |  | No | Other |  | Will Inspect meter box at a later date | Unknown | Don't Know | Don't Know |  | Building | Unknown | Unknown | No |  |  | Unknown
123 | 2019 N ACOMA DR, HOBBS NM |  | No | No | Unknown - Unlikely Lead | Don't Know |  |  |  | No | Other |  | Will Inspect meter box at a later date | Unknown - Unlikely Lead |  |  |  | No | Other |  | Will Inspect meter box at a later date | Unknown | Don't Know | Don't Know |  | Building | Unknown | Unknown | No |  |  | Unknown
12444 | 1200 E SNYDER ST, HOBBS NM |  | No | No | Unknown - Unlikely Lead | Don't Know |  |  |  | No | Other |  | Will Inspect meter box at a later date | Unknown - Unlikely Lead |  |  |  | No | Other |  | Will Inspect meter box at a later date | Unknown | Don't Know | Don't Know |  | Building | Unknown | Unknown | No |  |  | Unknown
13256 | 2625 N THOMAS DR, HOBBS NM |  | No | No | Unknown - Unlikely Lead | Don't Know |  |  |  | No | Other |  | Will Inspect meter box at a later date | Unknown - Unlikely Lead |  |  |  | No | Other |  | Will Inspect meter box at a later date | Unknown | Don't Know | Don't Know |  | Building | Unknown | Unknown | No |  |  | Unknown
13537 | 102 E TEXAS ST, HOBBS NM |  | No | No | Unknown - Unlikely Lead | Don't Know |  |  |  | No | Other |  | Will Inspect meter box at a later date | Unknown - Unlikely Lead |  |  |  | No | Other |  | Will Inspect meter box at a later date | Unknown | Don't Know | Don't Know |  | Building | Unknown | Unknown | No |  |  | Unknown
12604 | 909 N SELMAN ST, HOBBS NM |  | No | No | Unknown - Unlikely Lead | Don't Know |  |  |  | No | Other |  | Will Inspect meter box at a later date | Unknown - Unlikely Lead |  |  |  | No | Other |  | Will Inspect meter box at a later date | Unknown | Don't Know | Don't Know |  | Building | Unknown | Unknown | No |  |  | Unknown
11813 | 1402 N SAN MATEO ST, HOBBS NM |  | No | No | Unknown - Unlikely Lead | Don't Know |  |  |  | No | Other |  | Will Inspect meter box at a later date | Unknown - Unlikely Lead |  |  |  | No | Other |  | Will Inspect meter box at a later date | Unknown | Don't Know | Don't Know |  | Building | Unknown | Unknown | No |  |  | Unknown
12467 | 406 N SHIPP ST, HOBBS NM |  | No | No | Unknown - Unlikely Lead | Don't Know |  |  |  | No | Other |  | Will Inspect meter box at a later date | Unknown - Unlikely Lead |  |  |  | No | Other |  | Will Inspect meter box at a later date | Unknown | Don't Know | Don't Know |  | Building | Unknown | Unknown | No |  |  | Unknown
12239 | 1609 N STEVEN DR, HOBBS NM |  | No | No | Unknown - Unlikely Lead | Don't Know |  |  |  | No | Other |  | Will Inspect meter box at a later date | Unknown - Unlikely Lead |  |  |  | No | Other |  | Will Inspect meter box at a later date | Unknown | Don't Know | Don't Know |  | Building | Unknown | Unknown | No |  |  | Unknown
13470 | 312 S TURNER ST, HOBBS NM |  | No | No | Unknown - Unlikely Lead | Don't Know |  |  |  | No | Other |  | Will Inspect meter box at a later date | Unknown - Unlikely Lead |  |  |  | No | Other |  | Will Inspect meter box at a later date | Unknown | Don't Know | Don't Know |  | Building | Unknown | Unknown | No |  |  | Unknown
13439 | 311 S TURNER ST, HOBBS NM |  | No | No | Unknown - Unlikely Lead | Don't Know |  |  |  | No | Other |  | Will Inspect meter box at a later date | Unknown - Unlikely Lead |  |  |  | No | Other |  | Will Inspect meter box at a later date | Unknown | Don't Know | Don't Know |  | Building | Unknown | Unknown | No |  |  | Unknown
12678 | 3410 N SANDRIDGE DR, HOBBS NM |  | No | No | Unknown - Unlikely Lead | Don't Know |  |  |  | No | Other |  | Will Inspect meter box at a later date | Unknown - Unlikely Lead |  |  |  | No | Other |  | Will Inspect meter box at a later date | Unknown | Don't Know | Don't Know |  | Building | Unknown | Unknown | No |  |  | Unknown
13551 | 425 E TEXAS ST, HOBBS NM |  | No | No | Unknown - Unlikely Lead | Don't Know |  |  |  | No | Other |  | Will Inspect meter box at a later date | Unknown - Unlikely Lead |  |  |  | No | Other |  | Will Inspect meter box at a later date | Unknown | Don't Know | Don't Know |  | Building | Unknown | Unknown | No |  |  | Unknown
1255 | 1407 W BENDER BLVD #2, HOBBS NM |  | No | No | Unknown - Unlikely Lead | Don't Know |  |  |  | No | Other |  | Will Inspect meter box at a later date | Unknown - Unlikely Lead |  |  |  | No | Other |  | Will Inspect meter box at a later date | Unknown | Don't Know | Don't Know |  | Building | Unknown | Unknown | No |  |  | Unknown
12406 | 302 E SNYDER ST, HOBBS NM |  | No | No | Unknown - Unlikely Lead | Don't Know |  |  |  | No | Other |  | Will Inspect meter box at a later date | Unknown - Unlikely Lead |  |  |  | No | Other |  | Will Inspect meter box at a later date | Unknown | Don't Know | Don't Know |  | Building | Unknown | Unknown | No |  |  | Unknown
12802 | 619 E SKELLY ST, HOBBS NM |  | No | No | Unknown - Unlikely Lead | Don't Know |  |  |  | No | Other |  | Will Inspect meter box at a later date | Unknown - Unlikely Lead |  |  |  | No | Other |  | Will Inspect meter box at a later date | Unknown | Don't Know | Don't Know |  | Building | Unknown | Unknown | No |  |  | Unknown
11861 | 201 W SILVER AVE, HOBBS NM |  | No | No | Unknown - Unlikely Lead | Don't Know |  |  |  | No | Other |  | Will Inspect meter box at a later date | Unknown - Unlikely Lead |  |  |  | No | Other |  | Will Inspect meter box at a later date | Unknown | Don't Know | Don't Know |  | Building | Unknown | Unknown | No |  |  | Unknown
12679 | 3404 N SANDRIDGE DR, HOBBS NM |  | No | No | Unknown - Unlikely Lead | Don't Know |  |  |  | No | Other |  | Will Inspect meter box at a later date | Unknown - Unlikely Lead |  |  |  | No | Other |  | Will Inspect meter box at a later date | Unknown | Don't Know | Don't Know |  | Building | Unknown | Unknown | No |  |  | Unknown
11604 | 1301 W SCHARBAUER ST, HOBBS NM |  | No | No | Unknown - Unlikely Lead | Don't Know |  |  |  | No | Other |  | Will Inspect meter box at a later date | Unknown - Unlikely Lead |  |  |  | No | Other |  | Will Inspect meter box at a later date | Unknown | Don't Know | Don't Know |  | Building | Unknown | Unknown | No |  |  | Unknown
12641 | 814 N SELMAN ST, HOBBS NM |  | No | No | Unknown - Unlikely Lead | Don't Know |  |  |  | No | Other |  | Will Inspect meter box at a later date | Unknown - Unlikely Lead |  |  |  | No | Other |  | Will Inspect meter box at a later date | Unknown | Don't Know | Don't Know |  | Building | Unknown | Unknown | No |  |  | Unknown
12389 | 1813 E SNYDER ST, HOBBS NM |  | No | No | Unknown - Unlikely Lead | Don't Know |  |  |  | No | Other |  | Will Inspect meter box at a later date | Unknown - Unlikely Lead |  |  |  | No | Other |  | Will Inspect meter box at a later date | Unknown | Don't Know | Don't Know |  | Building | Unknown | Unknown | No |  |  | Unknown
132 | 2111 N ACOMA DR, HOBBS NM |  | No | No | Unknown - Unlikely Lead | Don't Know |  |  |  | No | Other |  | Will Inspect meter box at a later date | Unknown - Unlikely Lead |  |  |  | No | Other |  | Will Inspect meter box at a later date | Unknown | Don't Know | Don't Know |  | Building | Unknown | Unknown | No |  |  | Unknown
13362 | 1801 N TURNER ST, HOBBS NM |  | No | No | Unknown - Unlikely Lead | Don't Know |  |  |  | No | Other |  | Will Inspect meter box at a later date | Unknown - Unlikely Lead |  |  |  | No | Other |  | Will Inspect meter box at a later date | Unknown | Don't Know | Don't Know |  | Building | Unknown | Unknown | No |  |  | Unknown
12232 | 1707 N STEVEN DR, HOBBS NM |  | No | No | Unknown - Unlikely Lead | Don't Know |  |  |  | No | Other |  | Will Inspect meter box at a later date | Unknown - Unlikely Lead |  |  |  | No | Other |  | Will Inspect meter box at a later date | Unknown | Don't Know | Don't Know |  | Building | Unknown | Unknown | No |  |  | Unknown
11785 | 1506 N SAN MATEO ST, HOBBS NM |  | No | No | Unknown - Unlikely Lead | Don't Know |  |  |  | No | Other |  | Will Inspect meter box at a later date | Unknown - Unlikely Lead |  |  |  | No | Other |  | Will Inspect meter box at a later date | Unknown | Don't Know | Don't Know |  | Building | Unknown | Unknown | No |  |  | Unknown
13424 | 208 N TURNER ST, HOBBS NM |  | No | No | Unknown - Unlikely Lead | Don't Know |  |  |  | No | Other |  | Will Inspect meter box at a later date | Unknown - Unlikely Lead |  |  |  | No | Other |  | Will Inspect meter box at a later date | Unknown | Don't Know | Don't Know |  | Building | Unknown | Unknown | No |  |  | Unknown
13612 | 512 N THORP ST, HOBBS NM |  | No | No | Unknown - Unlikely Lead | Don't Know |  |  |  | No | Other |  | Will Inspect meter box at a later date | Unknown - Unlikely Lead |  |  |  | No | Other |  | Will Inspect meter box at a later date | Unknown | Don't Know | Don't Know |  | Building | Unknown | Unknown | No |  |  | Unknown
12844 | 204 E SKELLY ST, HOBBS NM |  | No | No | Unknown - Unlikely Lead | Don't Know |  |  |  | No | Other |  | Will Inspect meter box at a later date | Unknown - Unlikely Lead |  |  |  | No | Other |  | Will Inspect meter box at a later date | Unknown | Don't Know | Don't Know |  | Building | Unknown | Unknown | No |  |  | Unknown
13637 | 603 N THORP ST, HOBBS NM |  | No | No | Unknown - Unlikely Lead | Don't Know |  |  |  | No | Other |  | Will Inspect meter box at a later date | Unknown - Unlikely Lead |  |  |  | No | Other |  | Will Inspect meter box at a later date | Unknown | Don't Know | Don't Know |  | Building | Unknown | Unknown | No |  |  | Unknown
13001 | 421 W TAOS ST, HOBBS NM |  | No | No | Unknown - Unlikely Lead | Don't Know |  |  |  | No | Other |  | Will Inspect meter box at a later date | Unknown - Unlikely Lead |  |  |  | No | Other |  | Will Inspect meter box at a later date | Unknown | Don't Know | Don't Know |  | Building | Unknown | Unknown | No |  |  | Unknown
11745 | 12-D STONECREST CT, HOBBS NM |  | No | No | Non-Lead - Plastic | No | 1982 | 3/4 | Field inspection only with no records | Yes | Visual inspection at the meter pit | 05/26/2024 00:00:00 |  | Non-Lead - Plastic |  | 3/4 | Installation date after lead ban | Yes | Visual inspection at the meter pit | 05/26/2024 00:00:00 | Will Inspect meter box at a later date | Non-Lead | Don't Know | Don't Know |  | Single Family Residence |  | Unknown | No |  |  | Non-Lead
12660 | 1015 SANDIA DR, HOBBS NM |  | No | No | Unknown - Unlikely Lead | Don't Know |  |  |  | No | Other |  | Will Inspect meter box at a later date | Unknown - Unlikely Lead |  |  |  | No | Other |  | Will Inspect meter box at a later date | Unknown | Don't Know | Don't Know |  | Building | Unknown | Unknown | No |  |  | Unknown
12423 | 1308 E SNYDER ST, HOBBS NM |  | No | No | Unknown - Unlikely Lead | Don't Know |  |  |  | No | Other |  | Will Inspect meter box at a later date | Unknown - Unlikely Lead |  |  |  | No | Other |  | Will Inspect meter box at a later date | Unknown | Don't Know | Don't Know |  | Building | Unknown | Unknown | No |  |  | Unknown
13477 | 105 S TURNER ST, HOBBS NM |  | No | No | Unknown - Unlikely Lead | Don't Know |  |  |  | No | Other |  | Will Inspect meter box at a later date | Unknown - Unlikely Lead |  |  |  | No | Other |  | Will Inspect meter box at a later date | Unknown | Don't Know | Don't Know |  | Building | Unknown | Unknown | No |  |  | Unknown
12691 | 1216 S STARLING DR, HOBBS NM |  | No | No | Unknown - Unlikely Lead | Don't Know |  |  |  | No | Other |  | Will Inspect meter box at a later date | Unknown - Unlikely Lead |  |  |  | No | Other |  | Will Inspect meter box at a later date | Unknown | Don't Know | Don't Know |  | Building | Unknown | Unknown | No |  |  | Unknown
1274 | 2130 W BENDER BLVD, HOBBS NM |  | No | No | Unknown - Unlikely Lead | Don't Know |  |  |  | No | Other |  | Will Inspect meter box at a later date | Unknown - Unlikely Lead |  |  |  | No | Other |  | Will Inspect meter box at a later date | Unknown | Don't Know | Don't Know |  | Building | Unknown | Unknown | No |  |  | Unknown
12670 | 2915 N Sabrita Circle, Hobbs, NM 88240 |  | No | No | Non-Lead - Plastic | No | 2023 | 1 | Installation date after lead ban | Yes | Visual inspection at the meter pit | 05/13/2024 00:00:00 |  | Non-Lead - Copper | 2023 | 1 | Installation date after lead ban | Yes | Visual inspection at the meter pit | 05/13/2024 00:00:00 |  | Non-Lead | No | No |  | Single Family Residence |  | No | No |  |  | Non-Lead | Tier 5 | 32.732583 | -103.122997
12985 | 1003 W TAOS ST, HOBBS NM |  | No | No | Unknown - Unlikely Lead | Don't Know |  |  |  | No | Other |  | Will Inspect meter box at a later date | Unknown - Unlikely Lead |  |  |  | No | Other |  | Will Inspect meter box at a later date | Unknown | Don't Know | Don't Know |  | Building | Unknown | Unknown | No |  |  | Unknown
12663 | 2922Q N Sabrita Circle, Hobbs, NM 88240 |  | No | No | Non-Lead - Plastic | No | 2023 | 1 | Installation date after lead ban | Yes | Visual inspection at the meter pit | 05/13/2024 00:00:00 |  | Non-Lead - Copper | 2023 | 1 | Installation date after lead ban | Yes | Visual inspection at the meter pit | 05/13/2024 00:00:00 |  | Non-Lead | No | No |  |  |  | No | No |  |  | Non-Lead | No Tier | 32.732755 | -103.122451
12889 | 1901 E STANOLIND RD, HOBBS NM |  | No | No | Unknown - Unlikely Lead | Don't Know |  |  |  | No | Other |  | Will Inspect meter box at a later date | Unknown - Unlikely Lead |  |  |  | No | Other |  | Will Inspect meter box at a later date | Unknown | Don't Know | Don't Know |  | Building | Unknown | Unknown | No |  |  | Unknown
12022 | 703 E SUNSET CIR, HOBBS NM |  | No | No | Unknown - Unlikely Lead | Don't Know |  |  |  | No | Other |  | Will Inspect meter box at a later date | Unknown - Unlikely Lead |  |  |  | No | Other |  | Will Inspect meter box at a later date | Unknown | Don't Know | Don't Know |  | Building | Unknown | Unknown | No |  |  | Unknown
12157 | 521 W SAINT ANNE PL, HOBBS NM |  | No | No | Unknown - Unlikely Lead | Don't Know |  |  |  | No | Other |  | Will Inspect meter box at a later date | Unknown - Unlikely Lead |  |  |  | No | Other |  | Will Inspect meter box at a later date | Unknown | Don't Know | Don't Know |  | Building | Unknown | Unknown | No |  |  | Unknown
12810 | 421 E SKELLY ST, HOBBS NM |  | No | No | Unknown - Unlikely Lead | Don't Know |  |  |  | No | Other |  | Will Inspect meter box at a later date | Unknown - Unlikely Lead |  |  |  | No | Other |  | Will Inspect meter box at a later date | Unknown | Don't Know | Don't Know |  | Building | Unknown | Unknown | No |  |  | Unknown
12342 | 401 W SNYDER ST, HOBBS NM |  | No | No | Unknown - Unlikely Lead | Don't Know |  |  |  | No | Other |  | Will Inspect meter box at a later date | Unknown - Unlikely Lead |  |  |  | No | Other |  | Will Inspect meter box at a later date | Unknown | Don't Know | Don't Know |  | Building | Unknown | Unknown | No |  |  | Unknown
11802 | 1513 N SAN MATEO ST, HOBBS NM |  | No | No | Unknown - Unlikely Lead | Don't Know |  |  |  | No | Other |  | Will Inspect meter box at a later date | Unknown - Unlikely Lead |  |  |  | No | Other |  | Will Inspect meter box at a later date | Unknown | Don't Know | Don't Know |  | Building | Unknown | Unknown | No |  |  | Unknown
12960 | 2100 E SETTLERS PASS BLDG 12, HOBBS NM |  | No | No | Non-Lead - Plastic | No | 2015 | 8 | Field inspection only with no records | Yes | Visual inspection at the meter pit | 05/26/2024 00:00:00 |  | Non-Lead - Plastic | 2015 | 4 | Installation date after lead ban | No | Visual inspection at the meter pit | 05/26/2024 00:00:00 |  | Non-Lead | No | No |  | Multiple Family Residence |  | No | No |  |  | Non-Lead
12230 | 1723 N STEVEN DR, HOBBS NM |  | No | No | Unknown - Unlikely Lead | Don't Know |  |  |  | No | Other |  | Will Inspect meter box at a later date | Unknown - Unlikely Lead |  |  |  | No | Other |  | Will Inspect meter box at a later date | Unknown | Don't Know | Don't Know |  | Building | Unknown | Unknown | No |  |  | Unknown
12303 | 2215 N STEVEN DR, HOBBS NM |  | No | No | Unknown - Unlikely Lead | Don't Know |  |  |  | No | Other |  | Will Inspect meter box at a later date | Unknown - Unlikely Lead |  |  |  | No | Other |  | Will Inspect meter box at a later date | Unknown | Don't Know | Don't Know |  | Building | Unknown | Unknown | No |  |  | Unknown
12184 | 316-A E SAINT ANNE PL, HOBBS NM |  | No | No | Unknown - Unlikely Lead | Don't Know |  |  |  | No | Other |  | Will Inspect meter box at a later date | Unknown - Unlikely Lead |  |  |  | No | Other |  | Will Inspect meter box at a later date | Unknown | Don't Know | Don't Know |  | Building | Unknown | Unknown | No |  |  | Unknown
11951 | 914 W SUNRISE CIR, HOBBS NM |  | No | No | Unknown - Unlikely Lead | Don't Know |  |  |  | No | Other |  | Will Inspect meter box at a later date | Unknown - Unlikely Lead |  |  |  | No | Other |  | Will Inspect meter box at a later date | Unknown | Don't Know | Don't Know |  | Building | Unknown | Unknown | No |  |  | Unknown
13164 | 1302 N TASKER DR, HOBBS NM |  | No | No | Unknown - Unlikely Lead | Don't Know |  |  |  | No | Other |  | Will Inspect meter box at a later date | Unknown - Unlikely Lead |  |  |  | No | Other |  | Will Inspect meter box at a later date | Unknown | Don't Know | Don't Know |  | Building | Unknown | Unknown | No |  |  | Unknown
10565 | 1415 S PERRY DR, HOBBS NM |  | No | No | Unknown - Unlikely Lead | Don't Know |  |  |  | No | Other |  | Will Inspect meter box at a later date | Unknown - Unlikely Lead |  |  |  | No | Other |  | Will Inspect meter box at a later date | Unknown | Don't Know | Don't Know |  | Building | Unknown | Unknown | No |  |  | Unknown
11298 | 3212 E SANGER ST, HOBBS NM |  | No | No | Unknown - Unlikely Lead | Don't Know |  |  |  | No | Other |  | Will Inspect meter box at a later date | Unknown - Unlikely Lead |  |  |  | No | Other |  | Will Inspect meter box at a later date | Unknown | Don't Know | Don't Know |  | Building | Unknown | Unknown | No |  |  | Unknown
10658 | 2036 E PARKWOOD AVE, HOBBS NM |  | No | No | Non-Lead - Plastic | Don't Know | 2019 | 1 | Field inspection only with no records | Yes | Visual inspection at the meter pit | 08/19/2024 00:00:00 |  | Non-Lead - Plastic | 2019 | 1 | Field inspection only with no records | Yes | Visual inspection at the meter pit | 08/19/2024 00:00:00 |  | Non-Lead | No | Don't Know |  | Single Family Residence |  | No | No |  |  | Non-Lead
10710 | 1504 W PONDEROSA DR, HOBBS NM |  | No | No | Non-Lead - Plastic | No | 2020 | 1 | Installation date after lead ban | No | Other |  | GIS verfied because of being built after ban | Non-Lead - Plastic | 2020 | 1 | Installation date after lead ban | No | Other |  | Newer Construction, verified by GIS Mapping |  | No | No |  | Single Family Residence | Unknown | No | No |  |  | Non-Lead
10933 | 723 E ROXANA ST, HOBBS NM |  | No | No | Unknown - Unlikely Lead | Don't Know |  |  |  | No | Other |  | Will Inspect meter box at a later date | Unknown - Unlikely Lead |  |  |  | No | Other |  | Will Inspect meter box at a later date | Unknown | Don't Know | Don't Know |  | Building | Unknown | Unknown | No |  |  | Unknown
11476 | 2037 E SADDLE CLUB DR, HOBBS NM |  | No | No | Non-Lead - Copper | No | 2007 | 3/4 | Field inspection only with no records | Yes | Visual inspection at the meter pit | 05/26/2024 00:00:00 |  | Non-Lead - Copper | 2007 | 3/4 | Installation date after lead ban | Yes | Visual inspection at the meter pit | 05/26/2024 00:00:00 |  | Non-Lead | No | No |  | Single Family Residence |  | No | No |  |  | Non-Lead
11391 | 5209 W STEEL DRIVER RD, HOBBS NM |  | No | No | Non-Lead - Plastic | No | 2016 | 1 | Field inspection only with no records | Yes | Visual inspection at the meter pit | 09/30/2024 00:00:00 |  | Non-Lead - Plastic | 2016 | 3/4 | Field inspection only with no records | Yes | Visual inspection at the meter pit | 09/30/2024 00:00:00 |  | Non-Lead | No | No |  | Single Family Residence |  | No | No |  |  | Non-Lead
10829 | 1301 W PAIGE DR, HOBBS NM |  | No | No | Unknown - Unlikely Lead | Don't Know |  |  |  | No | Other |  | Will Inspect meter box at a later date | Unknown - Unlikely Lead |  |  |  | No | Other |  | Will Inspect meter box at a later date | Unknown | Don't Know | Don't Know |  | Building | Unknown | Unknown | No |  |  | Unknown
10840 | 1407 W PAIGE DR, HOBBS NM |  | No | No | Unknown - Unlikely Lead | Don't Know |  |  |  | No | Other |  | Will Inspect meter box at a later date | Unknown - Unlikely Lead |  |  |  | No | Other |  | Will Inspect meter box at a later date | Unknown | Don't Know | Don't Know |  | Building | Unknown | Unknown | No |  |  | Unknown
11404 | 5110 W STEEL DRIVER RD, HOBBS NM |  | No | No | Non-Lead - Plastic | No | 2016 | 1 | Field inspection only with no records | Yes | Visual inspection at the meter pit | 09/30/2024 00:00:00 |  | Non-Lead - Plastic | 2016 | 3/4 | Field inspection only with no records | Yes | Visual inspection at the meter pit | 09/30/2024 00:00:00 |  | Non-Lead | No | No |  | Single Family Residence |  | No | No |  |  | Non-Lead
11779 | 1600 N SAN MATEO ST, HOBBS NM |  | No | No | Unknown - Unlikely Lead | Don't Know |  |  |  | No | Other |  | Will Inspect meter box at a later date | Unknown - Unlikely Lead |  |  |  | No | Other |  | Will Inspect meter box at a later date | Unknown | Don't Know | Don't Know |  | Building | Unknown | Unknown | No |  |  | Unknown
11206 | 2408 N ROUNDUP DR, HOBBS NM |  | No | No | Unknown - Unlikely Lead | Don't Know |  |  |  | No | Other |  | Will Inspect meter box at a later date | Unknown - Unlikely Lead |  |  |  | No | Other |  | Will Inspect meter box at a later date | Unknown | Don't Know | Don't Know |  | Building | Unknown | Unknown | No |  |  | Unknown
12186 | 615 E SAINT ANNE PL, HOBBS NM |  | No | No | Unknown - Unlikely Lead | Don't Know |  |  |  | No | Other |  | Will Inspect meter box at a later date | Unknown - Unlikely Lead |  |  |  | No | Other |  | Will Inspect meter box at a later date | Unknown | Don't Know | Don't Know |  | Building | Unknown | Unknown | No |  |  | Unknown
11572 | 1004 -B W SCHARBAUER ST, HOBBS NM |  | No | No | Unknown - Unlikely Lead | Don't Know |  |  |  | No | Other |  | Will Inspect meter box at a later date | Unknown - Unlikely Lead |  |  |  | No | Other |  | Will Inspect meter box at a later date | Unknown | Don't Know | Don't Know |  | Building | Unknown | Unknown | No |  |  | Unknown
12512 | 405 W SHIPP DR, HOBBS NM |  | No | No | Unknown - Unlikely Lead | Don't Know |  |  |  | No | Other |  | Will Inspect meter box at a later date | Unknown - Unlikely Lead |  |  |  | No | Other |  | Will Inspect meter box at a later date | Unknown | Don't Know | Don't Know |  | Building | Unknown | Unknown | No |  |  | Unknown
12415 | 1225 E SNYDER ST, HOBBS NM |  | No | No | Unknown - Unlikely Lead | Don't Know |  |  |  | No | Other |  | Will Inspect meter box at a later date | Unknown - Unlikely Lead |  |  |  | No | Other |  | Will Inspect meter box at a later date | Unknown | Don't Know | Don't Know |  | Building | Unknown | Unknown | No |  |  | Unknown
12626 | 2422 N SELMAN ST, HOBBS NM |  | No | No | Unknown - Unlikely Lead | Don't Know |  |  |  | No | Other |  | Will Inspect meter box at a later date | Unknown - Unlikely Lead |  |  |  | No | Other |  | Will Inspect meter box at a later date | Unknown | Don't Know | Don't Know |  | Building | Unknown | Unknown | No |  |  | Unknown
13597 | 911 N THORP ST, HOBBS NM |  | No | No | Unknown - Unlikely Lead | Don't Know |  |  |  | No | Other |  | Will Inspect meter box at a later date | Unknown - Unlikely Lead |  |  |  | No | Other |  | Will Inspect meter box at a later date | Unknown | Don't Know | Don't Know |  | Building | Unknown | Unknown | No |  |  | Unknown
11814 | 1235 N SAN MATEO ST, HOBBS NM |  | No | No | Unknown - Unlikely Lead | Don't Know |  |  |  | No | Other |  | Will Inspect meter box at a later date | Unknown - Unlikely Lead |  |  |  | No | Other |  | Will Inspect meter box at a later date | Unknown | Don't Know | Don't Know |  | Building | Unknown | Unknown | No |  |  | Unknown
12322 | 2201 N STEVEN DR, HOBBS NM |  | No | No | Unknown - Unlikely Lead | Don't Know |  |  |  | No | Other |  | Will Inspect meter box at a later date | Unknown - Unlikely Lead |  |  |  | No | Other |  | Will Inspect meter box at a later date | Unknown | Don't Know | Don't Know |  | Building | Unknown | Unknown | No |  |  | Unknown
13126 | 515 E TAOS ST, HOBBS NM |  | No | No | Unknown - Unlikely Lead | Don't Know |  |  |  | No | Other |  | Will Inspect meter box at a later date | Unknown - Unlikely Lead |  |  |  | No | Other |  | Will Inspect meter box at a later date | Unknown | Don't Know | Don't Know |  | Building | Unknown | Unknown | No |  |  | Unknown
12767 | 903 E SKELLY ST, HOBBS NM |  | No | No | Unknown - Unlikely Lead | Don't Know |  |  |  | No | Other |  | Will Inspect meter box at a later date | Unknown - Unlikely Lead |  |  |  | No | Other |  | Will Inspect meter box at a later date | Unknown | Don't Know | Don't Know |  | Building | Unknown | Unknown | No |  |  | Unknown
1169 | 1315 E BENDER BLVD #8, HOBBS NM |  | No | No | Unknown - Unlikely Lead | Don't Know |  |  |  | No | Other |  | Will Inspect meter box at a later date | Unknown - Unlikely Lead |  |  |  | No | Other |  | Will Inspect meter box at a later date | Unknown | Don't Know | Don't Know |  | Building | Unknown | Unknown | No |  |  | Unknown
11771 | 1303 N SAN MATEO ST, HOBBS NM |  | No | No | Unknown - Unlikely Lead | Don't Know |  |  |  | No | Other |  | Will Inspect meter box at a later date | Unknown - Unlikely Lead |  |  |  | No | Other |  | Will Inspect meter box at a later date | Unknown | Don't Know | Don't Know |  | Building | Unknown | Unknown | No |  |  | Unknown
12497 | 102 W SHIPP DR, HOBBS NM |  | No | No | Unknown - Unlikely Lead | Don't Know |  |  |  | No | Other |  | Will Inspect meter box at a later date | Unknown - Unlikely Lead |  |  |  | No | Other |  | Will Inspect meter box at a later date | Unknown | Don't Know | Don't Know |  | Building | Unknown | Unknown | No |  |  | Unknown
1265 | 600 W BENDER BLVD, HOBBS NM |  | No | No | Unknown - Unlikely Lead | Don't Know |  |  |  | No | Other |  | Will Inspect meter box at a later date | Unknown - Unlikely Lead |  |  |  | No | Other |  | Will Inspect meter box at a later date | Unknown | Don't Know | Don't Know |  | Building | Unknown | Unknown | No |  |  | Unknown
11596 | 1000 W SCHARBAUER ST, HOBBS NM |  | No | No | Unknown - Unlikely Lead | Don't Know |  |  |  | No | Other |  | Will Inspect meter box at a later date | Unknown - Unlikely Lead |  |  |  | No | Other |  | Will Inspect meter box at a later date | Unknown | Don't Know | Don't Know |  | Building | Unknown | Unknown | No |  |  | Unknown
13483 | 120 S TURNER ST, HOBBS NM |  | No | No | Unknown - Unlikely Lead | Don't Know |  |  |  | No | Other |  | Will Inspect meter box at a later date | Unknown - Unlikely Lead |  |  |  | No | Other |  | Will Inspect meter box at a later date | Unknown | Don't Know | Don't Know |  | Building | Unknown | Unknown | No |  |  | Unknown
12715 | 511 W SKELLY ST, HOBBS NM |  | No | No | Unknown - Unlikely Lead | Don't Know |  |  |  | No | Other |  | Will Inspect meter box at a later date | Unknown - Unlikely Lead |  |  |  | No | Other |  | Will Inspect meter box at a later date | Unknown | Don't Know | Don't Know |  | Building | Unknown | Unknown | No |  |  | Unknown
12833 | 409 E SKELLY ST, HOBBS NM |  | No | No | Unknown - Unlikely Lead | Don't Know |  |  |  | No | Other |  | Will Inspect meter box at a later date | Unknown - Unlikely Lead |  |  |  | No | Other |  | Will Inspect meter box at a later date | Unknown | Don't Know | Don't Know |  | Building | Unknown | Unknown | No |  |  | Unknown
12879 | 306 E STANOLIND RD, HOBBS NM |  | No | No | Unknown - Unlikely Lead | Don't Know |  |  |  | No | Other |  | Will Inspect meter box at a later date | Unknown - Unlikely Lead |  |  |  | No | Other |  | Will Inspect meter box at a later date | Unknown | Don't Know | Don't Know |  | Building | Unknown | Unknown | No |  |  | Unknown
12361 | 1805 E SNYDER ST, HOBBS NM |  | No | No | Unknown - Unlikely Lead | Don't Know |  |  |  | No | Other |  | Will Inspect meter box at a later date | Unknown - Unlikely Lead |  |  |  | No | Other |  | Will Inspect meter box at a later date | Unknown | Don't Know | Don't Know |  | Building | Unknown | Unknown | No |  |  | Unknown
1306 | 2420 W BENDER BLVD, HOBBS NM |  | No | No | Unknown - Unlikely Lead | Don't Know |  |  |  | No | Other |  | Will Inspect meter box at a later date | Unknown - Unlikely Lead |  |  |  | No | Other |  | Will Inspect meter box at a later date | Unknown | Don't Know | Don't Know |  | Building | Unknown | Unknown | No |  |  | Unknown
12039 | 504 E SUNSET CIR, HOBBS NM |  | No | No | Unknown - Unlikely Lead | Don't Know |  |  |  | No | Other |  | Will Inspect meter box at a later date | Unknown - Unlikely Lead |  |  |  | No | Other |  | Will Inspect meter box at a later date | Unknown | Don't Know | Don't Know |  | Building | Unknown | Unknown | No |  |  | Unknown
13240 | 205 W TEMPLE AVE, HOBBS NM |  | No | No | Unknown - Unlikely Lead | Don't Know |  |  |  | No | Other |  | Will Inspect meter box at a later date | Unknown - Unlikely Lead |  |  |  | No | Other |  | Will Inspect meter box at a later date | Unknown | Don't Know | Don't Know |  | Building | Unknown | Unknown | No |  |  | Unknown
11932 | 2408 SILVER CIR, HOBBS NM |  | No | No | Unknown - Unlikely Lead | Don't Know |  |  |  | No | Other |  | Will Inspect meter box at a later date | Unknown - Unlikely Lead |  |  |  | No | Other |  | Will Inspect meter box at a later date | Unknown | Don't Know | Don't Know |  | Building | Unknown | Unknown | No |  |  | Unknown
11905 | 710 W SILVER AVE, HOBBS NM |  | No | No | Unknown - Unlikely Lead | Don't Know |  |  |  | No | Other |  | Will Inspect meter box at a later date | Unknown - Unlikely Lead |  |  |  | No | Other |  | Will Inspect meter box at a later date | Unknown | Don't Know | Don't Know |  | Building | Unknown | Unknown | No |  |  | Unknown
13434 | 1001 S TURNER ST, HOBBS NM |  | No | No | Unknown - Unlikely Lead | Don't Know |  |  |  | No | Other |  | Will Inspect meter box at a later date | Unknown - Unlikely Lead |  |  |  | No | Other |  | Will Inspect meter box at a later date | Unknown | Don't Know | Don't Know |  | Building | Unknown | Unknown | No |  |  | Unknown
12280 | 1212 N STEVEN DR, HOBBS NM |  | No | No | Unknown - Unlikely Lead | Don't Know |  |  |  | No | Other |  | Will Inspect meter box at a later date | Unknown - Unlikely Lead |  |  |  | No | Other |  | Will Inspect meter box at a later date | Unknown | Don't Know | Don't Know |  | Building | Unknown | Unknown | No |  |  | Unknown
13445 | 1807 S TURNER ST, HOBBS NM |  | No | No | Unknown - Unlikely Lead | Don't Know |  |  |  | No | Other |  | Will Inspect meter box at a later date | Unknown - Unlikely Lead |  |  |  | No | Other |  | Will Inspect meter box at a later date | Unknown | Don't Know | Don't Know |  | Building | Unknown | Unknown | No |  |  | Unknown
12703 | 1200 S STARLING DR, HOBBS NM |  | No | No | Unknown - Unlikely Lead | Don't Know |  |  |  | No | Other |  | Will Inspect meter box at a later date | Unknown - Unlikely Lead |  |  |  | No | Other |  | Will Inspect meter box at a later date | Unknown | Don't Know | Don't Know |  | Building | Unknown | Unknown | No |  |  | Unknown
12059 | 337 SUNSET PL, HOBBS NM |  | No | No | Non-Lead - Plastic | Don't Know |  | 1 | Field inspection only with no records | Yes | Visual inspection at the meter pit | 08/13/2024 00:00:00 |  | Non-Lead - Plastic |  | 1 | Field inspection only with no records | Yes | Visual inspection at the meter pit | 08/13/2024 00:00:00 |  | Non-Lead | No | Don't Know |  | Single Family Residence |  | No | No |  |  | Non-Lead
12109 | 221 E SUNSET DR, HOBBS NM |  | No | No | Unknown - Unlikely Lead | Don't Know |  |  |  | No | Other |  | Will Inspect meter box at a later date | Unknown - Unlikely Lead |  |  |  | No | Other |  | Will Inspect meter box at a later date | Unknown | Don't Know | Don't Know |  | Building | Unknown | Unknown | No |  |  | Unknown
1307 | 3313 BELMONT PL, HOBBS NM |  | No | No | Unknown - Unlikely Lead | Don't Know |  |  |  | No | Other |  | Will Inspect meter box at a later date | Unknown - Unlikely Lead |  |  |  | No | Other |  | Will Inspect meter box at a later date | Unknown | Don't Know | Don't Know |  | Building | Unknown | Unknown | No |  |  | Unknown
12375 | 2105 E SNYDER ST, HOBBS NM |  | No | No | Unknown - Unlikely Lead | Don't Know |  |  |  | No | Other |  | Will Inspect meter box at a later date | Unknown - Unlikely Lead |  |  |  | No | Other |  | Will Inspect meter box at a later date | Unknown | Don't Know | Don't Know |  | Building | Unknown | Unknown | No |  |  | Unknown
13002 | 500 W TAOS ST, HOBBS NM |  | No | No | Unknown - Unlikely Lead | Don't Know |  |  |  | No | Other |  | Will Inspect meter box at a later date | Unknown - Unlikely Lead |  |  |  | No | Other |  | Will Inspect meter box at a later date | Unknown | Don't Know | Don't Know |  | Building | Unknown | Unknown | No |  |  | Unknown
12955 | 2100 E SETTLERS PASS BLDG 5, HOBBS NM |  | No | No | Non-Lead - Plastic | No | 2015 | 8 | Field inspection only with no records | Yes | Visual inspection at the meter pit | 05/26/2024 00:00:00 |  | Non-Lead - Plastic | 2015 | 4 | Installation date after lead ban | No | Visual inspection at the meter pit | 05/26/2024 00:00:00 |  | Non-Lead | No | No |  | Multiple Family Residence |  | No | No |  |  | Non-Lead
12591 | 1206 S SELMAN ST, HOBBS NM |  | No | No | Unknown - Unlikely Lead | Don't Know |  |  |  | No | Other |  | Will Inspect meter box at a later date | Unknown - Unlikely Lead |  |  |  | No | Other |  | Will Inspect meter box at a later date | Unknown | Don't Know | Don't Know |  | Building | Unknown | Unknown | No |  |  | Unknown
13011 | 345 W TAOS ST, HOBBS NM |  | No | No | Unknown - Unlikely Lead | Don't Know |  |  |  | No | Other |  | Will Inspect meter box at a later date | Unknown - Unlikely Lead |  |  |  | No | Other |  | Will Inspect meter box at a later date | Unknown | Don't Know | Don't Know |  | Building | Unknown | Unknown | No |  |  | Unknown
12839 | 1511 E SKELLY ST, HOBBS NM |  | No | No | Unknown - Unlikely Lead | Don't Know |  |  |  | No | Other |  | Will Inspect meter box at a later date | Unknown - Unlikely Lead |  |  |  | No | Other |  | Will Inspect meter box at a later date | Unknown | Don't Know | Don't Know |  | Building | Unknown | Unknown | No |  |  | Unknown
11843 | 409 W SILVER AVE, HOBBS NM |  | No | No | Unknown - Unlikely Lead | Don't Know |  |  |  | No | Other |  | Will Inspect meter box at a later date | Unknown - Unlikely Lead |  |  |  | No | Other |  | Will Inspect meter box at a later date | Unknown | Don't Know | Don't Know |  | Building | Unknown | Unknown | No |  |  | Unknown
13068 | 1103 W TAOS ST, HOBBS NM |  | No | No | Unknown - Unlikely Lead | Don't Know |  |  |  | No | Other |  | Will Inspect meter box at a later date | Unknown - Unlikely Lead |  |  |  | No | Other |  | Will Inspect meter box at a later date | Unknown | Don't Know | Don't Know |  | Building | Unknown | Unknown | No |  |  | Unknown
13641 | 921 N THORP ST, HOBBS NM |  | No | No | Unknown - Unlikely Lead | Don't Know |  |  |  | No | Other |  | Will Inspect meter box at a later date | Unknown - Unlikely Lead |  |  |  | No | Other |  | Will Inspect meter box at a later date | Unknown | Don't Know | Don't Know |  | Building | Unknown | Unknown | No |  |  | Unknown
1245 | 104 W BENDER BLVD, HOBBS NM |  | No | No | Unknown - Unlikely Lead | Don't Know |  |  |  | No | Other |  | Will Inspect meter box at a later date | Unknown - Unlikely Lead |  |  |  | No | Other |  | Will Inspect meter box at a later date | Unknown | Don't Know | Don't Know |  | Building | Unknown | Unknown | No |  |  | Unknown
12014 | 2608 E SUNSET CIR, HOBBS NM |  | No | No | Unknown - Unlikely Lead | Don't Know |  |  |  | No | Other |  | Will Inspect meter box at a later date | Unknown - Unlikely Lead |  |  |  | No | Other |  | Will Inspect meter box at a later date | Unknown | Don't Know | Don't Know |  | Building | Unknown | Unknown | No |  |  | Unknown
12950 | 3616 SMITH LN, HOBBS NM |  | No | No | Unknown - Unlikely Lead | Don't Know |  |  |  | No | Other |  | Will Inspect meter box at a later date | Unknown - Unlikely Lead |  |  |  | No | Other |  | Will Inspect meter box at a later date | Unknown | Don't Know | Don't Know |  | Building | Unknown | Unknown | No |  |  | Unknown
13211 | 408 W TEMPLE AVE, HOBBS NM |  | No | No | Unknown - Unlikely Lead | Don't Know |  |  |  | No | Other |  | Will Inspect meter box at a later date | Unknown - Unlikely Lead |  |  |  | No | Other |  | Will Inspect meter box at a later date | Unknown | Don't Know | Don't Know |  | Building | Unknown | Unknown | No |  |  | Unknown
12454 | 923 N SHIPP ST, HOBBS NM |  | No | No | Unknown - Unlikely Lead | Don't Know |  |  |  | No | Other |  | Will Inspect meter box at a later date | Unknown - Unlikely Lead |  |  |  | No | Other |  | Will Inspect meter box at a later date | Unknown | Don't Know | Don't Know |  | Building | Unknown | Unknown | No |  |  | Unknown
1212 | 1200 E BENDER BLVD, HOBBS NM |  | No | No | Unknown - Unlikely Lead | Don't Know |  |  |  | No | Other |  | Will Inspect meter box at a later date | Unknown - Unlikely Lead |  |  |  | No | Other |  | Will Inspect meter box at a later date | Unknown | Don't Know | Don't Know |  | Building | Unknown | Unknown | No |  |  | Unknown
13220 | 411 W TEMPLE AVE, HOBBS NM |  | No | No | Unknown - Unlikely Lead | Don't Know |  |  |  | No | Other |  | Will Inspect meter box at a later date | Unknown - Unlikely Lead |  |  |  | No | Other |  | Will Inspect meter box at a later date | Unknown | Don't Know | Don't Know |  | Building | Unknown | Unknown | No |  |  | Unknown
1216 | 1314 E BENDER BLVD, HOBBS NM |  | No | No | Unknown - Unlikely Lead | Don't Know |  |  |  | No | Other |  | Will Inspect meter box at a later date | Unknown - Unlikely Lead |  |  |  | No | Other |  | Will Inspect meter box at a later date | Unknown | Don't Know | Don't Know |  | Building | Unknown | Unknown | No |  |  | Unknown
13580 | 519 W TEXAS ST, HOBBS NM |  | No | No | Unknown - Unlikely Lead | Don't Know |  |  |  | No | Other |  | Will Inspect meter box at a later date | Unknown - Unlikely Lead |  |  |  | No | Other |  | Will Inspect meter box at a later date | Unknown | Don't Know | Don't Know |  | Building | Unknown | Unknown | No |  |  | Unknown
12549 | 1222 S SELMAN ST, HOBBS NM |  | No | No | Unknown - Unlikely Lead | Don't Know |  |  |  | No | Other |  | Will Inspect meter box at a later date | Unknown - Unlikely Lead |  |  |  | No | Other |  | Will Inspect meter box at a later date | Unknown | Don't Know | Don't Know |  | Building | Unknown | Unknown | No |  |  | Unknown
12091 | 116 E SUNSET DR, HOBBS NM |  | No | No | Unknown - Unlikely Lead | Don't Know |  |  |  | No | Other |  | Will Inspect meter box at a later date | Unknown - Unlikely Lead |  |  |  | No | Other |  | Will Inspect meter box at a later date | Unknown | Don't Know | Don't Know |  | Building | Unknown | Unknown | No |  |  | Unknown
13273 | 2313 N THOMAS DR, HOBBS NM |  | No | No | Unknown - Unlikely Lead | Don't Know |  |  |  | No | Other |  | Will Inspect meter box at a later date | Unknown - Unlikely Lead |  |  |  | No | Other |  | Will Inspect meter box at a later date | Unknown | Don't Know | Don't Know |  | Building | Unknown | Unknown | No |  |  | Unknown
11686 | 1311 N SAN ANDRES DR, HOBBS NM |  | No | No | Unknown - Unlikely Lead | Don't Know |  |  |  | No | Other |  | Will Inspect meter box at a later date | Unknown - Unlikely Lead |  |  |  | No | Other |  | Will Inspect meter box at a later date | Unknown | Don't Know | Don't Know |  | Building | Unknown | Unknown | No |  |  | Unknown
13481 | 109 S TURNER ST, HOBBS NM |  | No | No | Unknown - Unlikely Lead | Don't Know |  |  |  | No | Other |  | Will Inspect meter box at a later date | Unknown - Unlikely Lead |  |  |  | No | Other |  | Will Inspect meter box at a later date | Unknown | Don't Know | Don't Know |  | Building | Unknown | Unknown | No |  |  | Unknown
11774 | 1416 N SAN MATEO ST, HOBBS NM |  | No | No | Unknown - Unlikely Lead | Don't Know |  |  |  | No | Other |  | Will Inspect meter box at a later date | Unknown - Unlikely Lead |  |  |  | No | Other |  | Will Inspect meter box at a later date | Unknown | Don't Know | Don't Know |  | Building | Unknown | Unknown | No |  |  | Unknown
12201 | 1223 N STEVEN DR, HOBBS NM |  | No | No | Unknown - Unlikely Lead | Don't Know |  |  |  | No | Other |  | Will Inspect meter box at a later date | Unknown - Unlikely Lead |  |  |  | No | Other |  | Will Inspect meter box at a later date | Unknown | Don't Know | Don't Know |  | Building | Unknown | Unknown | No |  |  | Unknown
1313 | 3324 BELMONT PL, HOBBS NM |  | No | No | Unknown - Unlikely Lead | Don't Know |  |  |  | No | Other |  | Will Inspect meter box at a later date | Unknown - Unlikely Lead |  |  |  | No | Other |  | Will Inspect meter box at a later date | Unknown | Don't Know | Don't Know |  | Building | Unknown | Unknown | No |  |  | Unknown
13177 | 1308 N TASKER DR, HOBBS NM |  | No | No | Unknown - Unlikely Lead | Don't Know |  |  |  | No | Other |  | Will Inspect meter box at a later date | Unknown - Unlikely Lead |  |  |  | No | Other |  | Will Inspect meter box at a later date | Unknown | Don't Know | Don't Know |  | Building | Unknown | Unknown | No |  |  | Unknown
12337 | 404 W SNYDER ST, HOBBS NM |  | No | No | Unknown - Unlikely Lead | Don't Know |  |  |  | No | Other |  | Will Inspect meter box at a later date | Unknown - Unlikely Lead |  |  |  | No | Other |  | Will Inspect meter box at a later date | Unknown | Don't Know | Don't Know |  | Building | Unknown | Unknown | No |  |  | Unknown
13608 | 509 N THORP ST, HOBBS NM |  | No | No | Unknown - Unlikely Lead | Don't Know |  |  |  | No | Other |  | Will Inspect meter box at a later date | Unknown - Unlikely Lead |  |  |  | No | Other |  | Will Inspect meter box at a later date | Unknown | Don't Know | Don't Know |  | Building | Unknown | Unknown | No |  |  | Unknown
1177 | 1315 E BENDER BLVD #4, HOBBS NM |  | No | No | Unknown - Unlikely Lead | Don't Know |  |  |  | No | Other |  | Will Inspect meter box at a later date | Unknown - Unlikely Lead |  |  |  | No | Other |  | Will Inspect meter box at a later date | Unknown | Don't Know | Don't Know |  | Building | Unknown | Unknown | No |  |  | Unknown
11983 | 941 W SUNRISE CIR, HOBBS NM |  | No | No | Unknown - Unlikely Lead | Don't Know |  |  |  | No | Other |  | Will Inspect meter box at a later date | Unknown - Unlikely Lead |  |  |  | No | Other |  | Will Inspect meter box at a later date | Unknown | Don't Know | Don't Know |  | Building | Unknown | Unknown | No |  |  | Unknown
13191 | 305 E TEMPLE AVE, HOBBS NM |  | No | No | Unknown - Unlikely Lead | Don't Know |  |  |  | No | Other |  | Will Inspect meter box at a later date | Unknown - Unlikely Lead |  |  |  | No | Other |  | Will Inspect meter box at a later date | Unknown | Don't Know | Don't Know |  | Building | Unknown | Unknown | No |  |  | Unknown
12811 | 323 E SKELLY ST, HOBBS NM |  | No | No | Unknown - Unlikely Lead | Don't Know |  |  |  | No | Other |  | Will Inspect meter box at a later date | Unknown - Unlikely Lead |  |  |  | No | Other |  | Will Inspect meter box at a later date | Unknown | Don't Know | Don't Know |  | Building | Unknown | Unknown | No |  |  | Unknown
12773 | 1413 E SKELLY ST, HOBBS NM |  | No | No | Unknown - Unlikely Lead | Don't Know |  |  |  | No | Other |  | Will Inspect meter box at a later date | Unknown - Unlikely Lead |  |  |  | No | Other |  | Will Inspect meter box at a later date | Unknown | Don't Know | Don't Know |  | Building | Unknown | Unknown | No |  |  | Unknown
11749 | 9 STONECREST CT, HOBBS NM |  | No | No | Non-Lead - Plastic | No | 1982 | 3/4 | Field inspection only with no records | Yes | Visual inspection at the meter pit | 05/26/2024 00:00:00 |  | Non-Lead - Plastic |  | 3/4 | Installation date after lead ban | Yes | Visual inspection at the meter pit | 05/26/2024 00:00:00 | Will Inspect meter box at a later date | Non-Lead | Don't Know | Don't Know |  | Single Family Residence |  | Unknown | No |  |  | Non-Lead
12532 | 307 W SHIPP DR, HOBBS NM |  | No | No | Unknown - Unlikely Lead | Don't Know |  |  |  | No | Other |  | Will Inspect meter box at a later date | Unknown - Unlikely Lead |  |  |  | No | Other |  | Will Inspect meter box at a later date | Unknown | Don't Know | Don't Know |  | Building | Unknown | Unknown | No |  |  | Unknown
12248 | 1309 N STEVEN DR, HOBBS NM |  | No | No | Unknown - Unlikely Lead | Don't Know |  |  |  | No | Other |  | Will Inspect meter box at a later date | Unknown - Unlikely Lead |  |  |  | No | Other |  | Will Inspect meter box at a later date | Unknown | Don't Know | Don't Know |  | Building | Unknown | Unknown | No |  |  | Unknown
12411 | 1202-A E SNYDER ST, HOBBS NM |  | No | No | Unknown - Unlikely Lead | Don't Know |  |  |  | No | Other |  | Will Inspect meter box at a later date | Unknown - Unlikely Lead |  |  |  | No | Other |  | Will Inspect meter box at a later date | Unknown | Don't Know | Don't Know |  | Building | Unknown | Unknown | No |  |  | Unknown
12789 | 802 E SKELLY ST, HOBBS NM |  | No | No | Unknown - Unlikely Lead | Don't Know |  |  |  | No | Other |  | Will Inspect meter box at a later date | Unknown - Unlikely Lead |  |  |  | No | Other |  | Will Inspect meter box at a later date | Unknown | Don't Know | Don't Know |  | Building | Unknown | Unknown | No |  |  | Unknown
13127 | 108 E TAOS ST, HOBBS NM |  | No | No | Unknown - Unlikely Lead | Don't Know |  |  |  | No | Other |  | Will Inspect meter box at a later date | Unknown - Unlikely Lead |  |  |  | No | Other |  | Will Inspect meter box at a later date | Unknown | Don't Know | Don't Know |  | Building | Unknown | Unknown | No |  |  | Unknown
12 | 1402 S 14TH ST, HOBBS NM |  | No | No | Unknown - Unlikely Lead | Don't Know |  |  |  | No | Other |  | Will Inspect meter box at a later date | Unknown - Unlikely Lead |  |  |  | No | Other |  | Will Inspect meter box at a later date | Unknown | Don't Know | Don't Know |  | Building | Unknown | Unknown | No |  |  | Unknown
13122 | 520 E TAOS ST, HOBBS NM |  | No | No | Unknown - Unlikely Lead | Don't Know |  |  |  | No | Other |  | Will Inspect meter box at a later date | Unknown - Unlikely Lead |  |  |  | No | Other |  | Will Inspect meter box at a later date | Unknown | Don't Know | Don't Know |  | Building | Unknown | Unknown | No |  |  | Unknown
12082 | 617 E SUNSET DR, HOBBS NM |  | No | No | Unknown - Unlikely Lead | Don't Know |  |  |  | No | Other |  | Will Inspect meter box at a later date | Unknown - Unlikely Lead |  |  |  | No | Other |  | Will Inspect meter box at a later date | Unknown | Don't Know | Don't Know |  | Building | Unknown | Unknown | No |  |  | Unknown
11979 | 911 W SUNRISE CIR, HOBBS NM |  | No | No | Unknown - Unlikely Lead | Don't Know |  |  |  | No | Other |  | Will Inspect meter box at a later date | Unknown - Unlikely Lead |  |  |  | No | Other |  | Will Inspect meter box at a later date | Unknown | Don't Know | Don't Know |  | Building | Unknown | Unknown | No |  |  | Unknown
12862 | 402 W STANOLIND RD, HOBBS NM |  | No | No | Unknown - Unlikely Lead | Don't Know |  |  |  | No | Other |  | Will Inspect meter box at a later date | Unknown - Unlikely Lead |  |  |  | No | Other |  | Will Inspect meter box at a later date | Unknown | Don't Know | Don't Know |  | Building | Unknown | Unknown | No |  |  | Unknown
1322 | 1618 BUCKNELL CT, HOBBS NM |  | No | No | Unknown - Unlikely Lead | Don't Know |  |  |  | No | Other |  | Will Inspect meter box at a later date | Unknown - Unlikely Lead |  |  |  | No | Other |  | Will Inspect meter box at a later date | Unknown | Don't Know | Don't Know |  | Building | Unknown | Unknown | No |  |  | Unknown
13342 | 400 N TURNER ST, HOBBS NM |  | No | No | Unknown - Unlikely Lead | Don't Know |  |  |  | No | Other |  | Will Inspect meter box at a later date | Unknown - Unlikely Lead |  |  |  | No | Other |  | Will Inspect meter box at a later date | Unknown | Don't Know | Don't Know |  | Building | Unknown | Unknown | No |  |  | Unknown
12076 | 321 SUNSET PL, HOBBS NM |  | No | No | Non-Lead - Plastic | Don't Know |  | 1 | Field inspection only with no records | Yes | Visual inspection at the meter pit | 08/13/2024 00:00:00 |  | Non-Lead - Plastic |  | 1 | Field inspection only with no records | Yes | Visual inspection at the meter pit | 08/13/2024 00:00:00 |  | Non-Lead | No | Don't Know |  | Single Family Residence |  | No | No |  |  | Non-Lead
11929 | 2414 SILVER CIR, HOBBS NM |  | No | No | Unknown - Unlikely Lead | Don't Know |  |  |  | No | Other |  | Will Inspect meter box at a later date | Unknown - Unlikely Lead |  |  |  | No | Other |  | Will Inspect meter box at a later date | Unknown | Don't Know | Don't Know |  | Building | Unknown | Unknown | No |  |  | Unknown
11730 | 18-C STONECREST CT, HOBBS NM |  | No | No | Non-Lead - Plastic | No | 1982 | 3/4 | Field inspection only with no records | Yes | Visual inspection at the meter pit | 05/26/2024 00:00:00 |  | Non-Lead - Plastic |  | 3/4 | Installation date after lead ban | Yes | Visual inspection at the meter pit | 05/26/2024 00:00:00 | Will Inspect meter box at a later date | Non-Lead | Don't Know | Don't Know |  | Single Family Residence |  | Unknown | No |  |  | Non-Lead
13063 | 908 W TAOS ST, HOBBS NM |  | No | No | Unknown - Unlikely Lead | Don't Know |  |  |  | No | Other |  | Will Inspect meter box at a later date | Unknown - Unlikely Lead |  |  |  | No | Other |  | Will Inspect meter box at a later date | Unknown | Don't Know | Don't Know |  | Building | Unknown | Unknown | No |  |  | Unknown
12924 | 505 E SECO DR, HOBBS NM |  | No | No | Unknown - Unlikely Lead | Don't Know |  |  |  | No | Other |  | Will Inspect meter box at a later date | Unknown - Unlikely Lead |  |  |  | No | Other |  | Will Inspect meter box at a later date | Unknown | Don't Know | Don't Know |  | Building | Unknown | Unknown | No |  |  | Unknown
13226 | 209 W TEMPLE AVE, HOBBS NM |  | No | No | Unknown - Unlikely Lead | Don't Know |  |  |  | No | Other |  | Will Inspect meter box at a later date | Unknown - Unlikely Lead |  |  |  | No | Other |  | Will Inspect meter box at a later date | Unknown | Don't Know | Don't Know |  | Building | Unknown | Unknown | No |  |  | Unknown
13225 | 304 W TEMPLE AVE, HOBBS NM |  | No | No | Unknown - Unlikely Lead | Don't Know |  |  |  | No | Other |  | Will Inspect meter box at a later date | Unknown - Unlikely Lead |  |  |  | No | Other |  | Will Inspect meter box at a later date | Unknown | Don't Know | Don't Know |  | Building | Unknown | Unknown | No |  |  | Unknown
12114 | 227 E SUNSET DR, HOBBS NM |  | No | No | Unknown - Unlikely Lead | Don't Know |  |  |  | No | Other |  | Will Inspect meter box at a later date | Unknown - Unlikely Lead |  |  |  | No | Other |  | Will Inspect meter box at a later date | Unknown | Don't Know | Don't Know |  | Building | Unknown | Unknown | No |  |  | Unknown
13353 | 620 N TURNER ST, HOBBS NM |  | No | No | Unknown - Unlikely Lead | Don't Know |  |  |  | No | Other |  | Will Inspect meter box at a later date | Unknown - Unlikely Lead |  |  |  | No | Other |  | Will Inspect meter box at a later date | Unknown | Don't Know | Don't Know |  | Building | Unknown | Unknown | No |  |  | Unknown
13480 | 400 S TURNER ST, HOBBS NM |  | No | No | Unknown - Unlikely Lead | Don't Know |  |  |  | No | Other |  | Will Inspect meter box at a later date | Unknown - Unlikely Lead |  |  |  | No | Other |  | Will Inspect meter box at a later date | Unknown | Don't Know | Don't Know |  | Building | Unknown | Unknown | No |  |  | Unknown
12672 | 2911 N Sabrita Circle, Hobbs, NM 88240 |  | No | No | Non-Lead - Plastic | No | 2023 | 1 | Installation date after lead ban | Yes | Visual inspection at the meter pit | 05/13/2024 00:00:00 |  | Non-Lead - Copper | 2023 | 1 | Installation date after lead ban | Yes | Visual inspection at the meter pit | 05/13/2024 00:00:00 |  | Non-Lead | No | No |  | Single Family Residence |  | No | No |  |  | Non-Lead | Tier 5 | 32.732444 | -103.122973
1238 | 530 W BENDER BLVD, HOBBS NM |  | No | No | Unknown - Unlikely Lead | Don't Know |  |  |  | No | Other |  | Will Inspect meter box at a later date | Unknown - Unlikely Lead |  |  |  | No | Other |  | Will Inspect meter box at a later date | Unknown | Don't Know | Don't Know |  | Building | Unknown | Unknown | No |  |  | Unknown
11738 | 1-A STONECREST CT, HOBBS NM |  | No | No | Non-Lead - Plastic | No | 1982 | 3/4 | Field inspection only with no records | Yes | Visual inspection at the meter pit | 05/26/2024 00:00:00 |  | Non-Lead - Plastic |  | 3/4 | Installation date after lead ban | Yes | Visual inspection at the meter pit | 05/26/2024 00:00:00 | Will Inspect meter box at a later date | Non-Lead | Don't Know | Don't Know |  | Single Family Residence |  | Unknown | No |  |  | Non-Lead
1198 | 923 E BENDER BLVD, HOBBS NM |  | No | No | Unknown - Unlikely Lead | Don't Know |  |  |  | No | Other |  | Will Inspect meter box at a later date | Unknown - Unlikely Lead |  |  |  | No | Other |  | Will Inspect meter box at a later date | Unknown | Don't Know | Don't Know |  | Building | Unknown | Unknown | No |  |  | Unknown
12368 | 1812 E SNYDER ST, HOBBS NM |  | No | No | Unknown - Unlikely Lead | Don't Know |  |  |  | No | Other |  | Will Inspect meter box at a later date | Unknown - Unlikely Lead |  |  |  | No | Other |  | Will Inspect meter box at a later date | Unknown | Don't Know | Don't Know |  | Building | Unknown | Unknown | No |  |  | Unknown
13108 | 101 E TAOS ST, HOBBS NM |  | No | No | Unknown - Unlikely Lead | Don't Know |  |  |  | No | Other |  | Will Inspect meter box at a later date | Unknown - Unlikely Lead |  |  |  | No | Other |  | Will Inspect meter box at a later date | Unknown | Don't Know | Don't Know |  | Building | Unknown | Unknown | No |  |  | Unknown
13088 | 223 E TAOS ST, HOBBS NM |  | No | No | Unknown - Unlikely Lead | Don't Know |  |  |  | No | Other |  | Will Inspect meter box at a later date | Unknown - Unlikely Lead |  |  |  | No | Other |  | Will Inspect meter box at a later date | Unknown | Don't Know | Don't Know |  | Building | Unknown | Unknown | No |  |  | Unknown
12713 | 300 W SKELLY ST, HOBBS NM |  | No | No | Unknown - Unlikely Lead | Don't Know |  |  |  | No | Other |  | Will Inspect meter box at a later date | Unknown - Unlikely Lead |  |  |  | No | Other |  | Will Inspect meter box at a later date | Unknown | Don't Know | Don't Know |  | Building | Unknown | Unknown | No |  |  | Unknown
12685 | 1211 S STARLING DR, HOBBS NM |  | No | No | Unknown - Unlikely Lead | Don't Know |  |  |  | No | Other |  | Will Inspect meter box at a later date | Unknown - Unlikely Lead |  |  |  | No | Other |  | Will Inspect meter box at a later date | Unknown | Don't Know | Don't Know |  | Building | Unknown | Unknown | No |  |  | Unknown
13134 | 1425 N TASKER DR, HOBBS NM |  | No | No | Unknown - Unlikely Lead | Don't Know |  |  |  | No | Other |  | Will Inspect meter box at a later date | Unknown - Unlikely Lead |  |  |  | No | Other |  | Will Inspect meter box at a later date | Unknown | Don't Know | Don't Know |  | Building | Unknown | Unknown | No |  |  | Unknown
11593 | 1316 W SCHARBAUER ST, HOBBS NM |  | No | No | Unknown - Unlikely Lead | Don't Know |  |  |  | No | Other |  | Will Inspect meter box at a later date | Unknown - Unlikely Lead |  |  |  | No | Other |  | Will Inspect meter box at a later date | Unknown | Don't Know | Don't Know |  | Building | Unknown | Unknown | No |  |  | Unknown
12168 | 318-D E SAINT ANNE PL, HOBBS NM |  | No | No | Unknown - Unlikely Lead | Don't Know |  |  |  | No | Other |  | Will Inspect meter box at a later date | Unknown - Unlikely Lead |  |  |  | No | Other |  | Will Inspect meter box at a later date | Unknown | Don't Know | Don't Know |  | Building | Unknown | Unknown | No |  |  | Unknown
13602 | 915 N THORP ST, HOBBS NM |  | No | No | Unknown - Unlikely Lead | Don't Know |  |  |  | No | Other |  | Will Inspect meter box at a later date | Unknown - Unlikely Lead |  |  |  | No | Other |  | Will Inspect meter box at a later date | Unknown | Don't Know | Don't Know |  | Building | Unknown | Unknown | No |  |  | Unknown
11579 | 1006 W SCHARBAUER ST, HOBBS NM |  | No | No | Unknown - Unlikely Lead | Don't Know |  |  |  | No | Other |  | Will Inspect meter box at a later date | Unknown - Unlikely Lead |  |  |  | No | Other |  | Will Inspect meter box at a later date | Unknown | Don't Know | Don't Know |  | Building | Unknown | Unknown | No |  |  | Unknown
12826 | 1222 E SKELLY ST, HOBBS NM |  | No | No | Unknown - Unlikely Lead | Don't Know |  |  |  | No | Other |  | Will Inspect meter box at a later date | Unknown - Unlikely Lead |  |  |  | No | Other |  | Will Inspect meter box at a later date | Unknown | Don't Know | Don't Know |  | Building | Unknown | Unknown | No |  |  | Unknown
12630 | 701 N SELMAN ST, HOBBS NM |  | No | No | Unknown - Unlikely Lead | Don't Know |  |  |  | No | Other |  | Will Inspect meter box at a later date | Unknown - Unlikely Lead |  |  |  | No | Other |  | Will Inspect meter box at a later date | Unknown | Don't Know | Don't Know |  | Building | Unknown | Unknown | No |  |  | Unknown
13042 | 107 W TAOS ST TRLR 4, HOBBS NM |  | No | No | Unknown - Unlikely Lead | Don't Know |  |  |  | No | Other |  | Will Inspect meter box at a later date | Unknown - Unlikely Lead |  |  |  | No | Other |  | Will Inspect meter box at a later date | Unknown | Don't Know | Don't Know |  | Building | Unknown | Unknown | No |  |  | Unknown
11960 | 961 W SUNRISE CIR, HOBBS NM |  | No | No | Unknown - Unlikely Lead | Don't Know |  |  |  | No | Other |  | Will Inspect meter box at a later date | Unknown - Unlikely Lead |  |  |  | No | Other |  | Will Inspect meter box at a later date | Unknown | Don't Know | Don't Know |  | Building | Unknown | Unknown | No |  |  | Unknown
13222 | 402 W TEMPLE AVE, HOBBS NM |  | No | No | Unknown - Unlikely Lead | Don't Know |  |  |  | No | Other |  | Will Inspect meter box at a later date | Unknown - Unlikely Lead |  |  |  | No | Other |  | Will Inspect meter box at a later date | Unknown | Don't Know | Don't Know |  | Building | Unknown | Unknown | No |  |  | Unknown
11839 | 509 W SILVER AVE, HOBBS NM |  | No | No | Unknown - Unlikely Lead | Don't Know |  |  |  | No | Other |  | Will Inspect meter box at a later date | Unknown - Unlikely Lead |  |  |  | No | Other |  | Will Inspect meter box at a later date | Unknown | Don't Know | Don't Know |  | Building | Unknown | Unknown | No |  |  | Unknown
12409 | 1806 E SNYDER ST, HOBBS NM |  | No | No | Unknown - Unlikely Lead | Don't Know |  |  |  | No | Other |  | Will Inspect meter box at a later date | Unknown - Unlikely Lead |  |  |  | No | Other |  | Will Inspect meter box at a later date | Unknown | Don't Know | Don't Know |  | Building | Unknown | Unknown | No |  |  | Unknown
11731 | 16-C STONECREST CT, HOBBS NM |  | No | No | Non-Lead - Plastic | No | 1982 | 3/4 | Field inspection only with no records | Yes | Visual inspection at the meter pit | 05/26/2024 00:00:00 |  | Non-Lead - Plastic |  | 3/4 | Installation date after lead ban | Yes | Visual inspection at the meter pit | 05/26/2024 00:00:00 | Will Inspect meter box at a later date | Non-Lead | Don't Know | Don't Know |  | Single Family Residence |  | Unknown | No |  |  | Non-Lead
12632 | 2526 N SELMAN ST, HOBBS NM |  | No | No | Unknown - Unlikely Lead | Don't Know |  |  |  | No | Other |  | Will Inspect meter box at a later date | Unknown - Unlikely Lead |  |  |  | No | Other |  | Will Inspect meter box at a later date | Unknown | Don't Know | Don't Know |  | Building | Unknown | Unknown | No |  |  | Unknown
12665 | 2905 N Sabrita Circle, Hobbs, NM 88240 |  | No | No | Non-Lead - Plastic | No | 2023 | 1 | Installation date after lead ban | Yes | Visual inspection at the meter pit | 05/13/2024 00:00:00 |  | Non-Lead - Copper | 2023 | 1 | Installation date after lead ban | Yes | Visual inspection at the meter pit | 05/13/2024 00:00:00 |  | Non-Lead | No | No |  |  |  | No | No |  |  | Non-Lead | No Tier | 32.732301 | -103.122972
13010 | 927 W TAOS ST, HOBBS NM |  | No | No | Unknown - Unlikely Lead | Don't Know |  |  |  | No | Other |  | Will Inspect meter box at a later date | Unknown - Unlikely Lead |  |  |  | No | Other |  | Will Inspect meter box at a later date | Unknown | Don't Know | Don't Know |  | Building | Unknown | Unknown | No |  |  | Unknown
11583 | 1208 W SCHARBAUER ST, HOBBS NM |  | No | No | Unknown - Unlikely Lead | Don't Know |  |  |  | No | Other |  | Will Inspect meter box at a later date | Unknown - Unlikely Lead |  |  |  | No | Other |  | Will Inspect meter box at a later date | Unknown | Don't Know | Don't Know |  | Building | Unknown | Unknown | No |  |  | Unknown
13465 | 703 S TURNER ST, HOBBS NM |  | No | No | Unknown - Unlikely Lead | Don't Know |  |  |  | No | Other |  | Will Inspect meter box at a later date | Unknown - Unlikely Lead |  |  |  | No | Other |  | Will Inspect meter box at a later date | Unknown | Don't Know | Don't Know |  | Building | Unknown | Unknown | No |  |  | Unknown
13624 | 1101 N THORP ST, HOBBS NM |  | No | No | Unknown - Unlikely Lead | Don't Know |  |  |  | No | Other |  | Will Inspect meter box at a later date | Unknown - Unlikely Lead |  |  |  | No | Other |  | Will Inspect meter box at a later date | Unknown | Don't Know | Don't Know |  | Building | Unknown | Unknown | No |  |  | Unknown
12774 | 1411 E SKELLY ST, HOBBS NM |  | No | No | Unknown - Unlikely Lead | Don't Know |  |  |  | No | Other |  | Will Inspect meter box at a later date | Unknown - Unlikely Lead |  |  |  | No | Other |  | Will Inspect meter box at a later date | Unknown | Don't Know | Don't Know |  | Building | Unknown | Unknown | No |  |  | Unknown
12004 | 2605 E SUNSET CIR, HOBBS NM |  | No | No | Unknown - Unlikely Lead | Don't Know |  |  |  | No | Other |  | Will Inspect meter box at a later date | Unknown - Unlikely Lead |  |  |  | No | Other |  | Will Inspect meter box at a later date | Unknown | Don't Know | Don't Know |  | Building | Unknown | Unknown | No |  |  | Unknown
11841 | 114 W SILVER AVE, HOBBS NM |  | No | No | Unknown - Unlikely Lead | Don't Know |  |  |  | No | Other |  | Will Inspect meter box at a later date | Unknown - Unlikely Lead |  |  |  | No | Other |  | Will Inspect meter box at a later date | Unknown | Don't Know | Don't Know |  | Building | Unknown | Unknown | No |  |  | Unknown
12705 | 1218 S STARLING DR, HOBBS NM |  | No | No | Unknown - Unlikely Lead | Don't Know |  |  |  | No | Other |  | Will Inspect meter box at a later date | Unknown - Unlikely Lead |  |  |  | No | Other |  | Will Inspect meter box at a later date | Unknown | Don't Know | Don't Know |  | Building | Unknown | Unknown | No |  |  | Unknown
12276 | 1229 N STEVEN DR, HOBBS NM |  | No | No | Unknown - Unlikely Lead | Don't Know |  |  |  | No | Other |  | Will Inspect meter box at a later date | Unknown - Unlikely Lead |  |  |  | No | Other |  | Will Inspect meter box at a later date | Unknown | Don't Know | Don't Know |  | Building | Unknown | Unknown | No |  |  | Unknown
13297 | 2029 E TANGLEWOOD AVE, HOBBS NM |  | No | No | Non-Lead - Plastic | Don't Know | 2019 | 1 | Field inspection only with no records | Yes | Visual inspection at the meter pit | 08/19/2024 00:00:00 |  | Non-Lead - Plastic | 2019 | 1 | Field inspection only with no records | Yes | Visual inspection at the meter pit | 08/19/2024 00:00:00 |  | Non-Lead | No | Don't Know |  | Single Family Residence |  | No | No |  |  | Non-Lead
11666 | 1520 N SAN ANDRES DR, HOBBS NM |  | No | No | Unknown - Unlikely Lead | Don't Know |  |  |  | No | Other |  | Will Inspect meter box at a later date | Unknown - Unlikely Lead |  |  |  | No | Other |  | Will Inspect meter box at a later date | Unknown | Don't Know | Don't Know |  | Building | Unknown | Unknown | No |  |  | Unknown
11852 | 1009 W SILVER AVE, HOBBS NM |  | No | No | Unknown - Unlikely Lead | Don't Know |  |  |  | No | Other |  | Will Inspect meter box at a later date | Unknown - Unlikely Lead |  |  |  | No | Other |  | Will Inspect meter box at a later date | Unknown | Don't Know | Don't Know |  | Building | Unknown | Unknown | No |  |  | Unknown
12540 | 214 W SHIPP DR, HOBBS NM |  | No | No | Unknown - Unlikely Lead | Don't Know |  |  |  | No | Other |  | Will Inspect meter box at a later date | Unknown - Unlikely Lead |  |  |  | No | Other |  | Will Inspect meter box at a later date | Unknown | Don't Know | Don't Know |  | Building | Unknown | Unknown | No |  |  | Unknown
11762 | 1210 N SAN MATEO ST, HOBBS NM |  | No | No | Unknown - Unlikely Lead | Don't Know |  |  |  | No | Other |  | Will Inspect meter box at a later date | Unknown - Unlikely Lead |  |  |  | No | Other |  | Will Inspect meter box at a later date | Unknown | Don't Know | Don't Know |  | Building | Unknown | Unknown | No |  |  | Unknown
13388 | 2010 N TURNER ST, HOBBS NM |  | No | No | Unknown - Unlikely Lead | Don't Know |  |  |  | No | Other |  | Will Inspect meter box at a later date | Unknown - Unlikely Lead |  |  |  | No | Other |  | Will Inspect meter box at a later date | Unknown | Don't Know | Don't Know |  | Building | Unknown | Unknown | No |  |  | Unknown
12160 | 500 E SAINT ANNE PL, HOBBS NM |  | No | No | Unknown - Unlikely Lead | Don't Know |  |  |  | No | Other |  | Will Inspect meter box at a later date | Unknown - Unlikely Lead |  |  |  | No | Other |  | Will Inspect meter box at a later date | Unknown | Don't Know | Don't Know |  | Building | Unknown | Unknown | No |  |  | Unknown
1257 | 1407 W BENDER BLVD #1, HOBBS NM |  | No | No | Unknown - Unlikely Lead | Don't Know |  |  |  | No | Other |  | Will Inspect meter box at a later date | Unknown - Unlikely Lead |  |  |  | No | Other |  | Will Inspect meter box at a later date | Unknown | Don't Know | Don't Know |  | Building | Unknown | Unknown | No |  |  | Unknown
12231 | 1729 N STEVEN DR, HOBBS NM |  | No | No | Unknown - Unlikely Lead | Don't Know |  |  |  | No | Other |  | Will Inspect meter box at a later date | Unknown - Unlikely Lead |  |  |  | No | Other |  | Will Inspect meter box at a later date | Unknown | Don't Know | Don't Know |  | Building | Unknown | Unknown | No |  |  | Unknown
12537 | 311 W SHIPP DR, HOBBS NM |  | No | No | Unknown - Unlikely Lead | Don't Know |  |  |  | No | Other |  | Will Inspect meter box at a later date | Unknown - Unlikely Lead |  |  |  | No | Other |  | Will Inspect meter box at a later date | Unknown | Don't Know | Don't Know |  | Building | Unknown | Unknown | No |  |  | Unknown
11834 | 301 W SILVER AVE, HOBBS NM |  | No | No | Unknown - Unlikely Lead | Don't Know |  |  |  | No | Other |  | Will Inspect meter box at a later date | Unknown - Unlikely Lead |  |  |  | No | Other |  | Will Inspect meter box at a later date | Unknown | Don't Know | Don't Know |  | Building | Unknown | Unknown | No |  |  | Unknown
12002 | 608 E SUNSET CIR, HOBBS NM |  | No | No | Unknown - Unlikely Lead | Don't Know |  |  |  | No | Other |  | Will Inspect meter box at a later date | Unknown - Unlikely Lead |  |  |  | No | Other |  | Will Inspect meter box at a later date | Unknown | Don't Know | Don't Know |  | Building | Unknown | Unknown | No |  |  | Unknown
12452 | 1007 N SHIPP ST, HOBBS NM |  | No | No | Unknown - Unlikely Lead | Don't Know |  |  |  | No | Other |  | Will Inspect meter box at a later date | Unknown - Unlikely Lead |  |  |  | No | Other |  | Will Inspect meter box at a later date | Unknown | Don't Know | Don't Know |  | Building | Unknown | Unknown | No |  |  | Unknown
1269 | 125 W BENDER BLVD, HOBBS NM |  | No | No | Unknown - Unlikely Lead | Don't Know |  |  |  | No | Other |  | Will Inspect meter box at a later date | Unknown - Unlikely Lead |  |  |  | No | Other |  | Will Inspect meter box at a later date | Unknown | Don't Know | Don't Know |  | Building | Unknown | Unknown | No |  |  | Unknown
13565 | 1314 E TEXAS ST, HOBBS NM |  | No | No | Unknown - Unlikely Lead | Don't Know |  |  |  | No | Other |  | Will Inspect meter box at a later date | Unknown - Unlikely Lead |  |  |  | No | Other |  | Will Inspect meter box at a later date | Unknown | Don't Know | Don't Know |  | Building | Unknown | Unknown | No |  |  | Unknown
11612 | 1103 W SCHARBAUER ST, HOBBS NM |  | No | No | Unknown - Unlikely Lead | Don't Know |  |  |  | No | Other |  | Will Inspect meter box at a later date | Unknown - Unlikely Lead |  |  |  | No | Other |  | Will Inspect meter box at a later date | Unknown | Don't Know | Don't Know |  | Building | Unknown | Unknown | No |  |  | Unknown
1358 | 113 S BURK ST, HOBBS NM |  | No | No | Unknown - Unlikely Lead | Don't Know |  |  |  | No | Other |  | Will Inspect meter box at a later date | Unknown - Unlikely Lead |  |  |  | No | Other |  | Will Inspect meter box at a later date | Unknown | Don't Know | Don't Know |  | Building | Unknown | Unknown | No |  |  | Unknown
13358 | 1919 N TURNER ST, HOBBS NM |  | No | No | Unknown - Unlikely Lead | Don't Know |  |  |  | No | Other |  | Will Inspect meter box at a later date | Unknown - Unlikely Lead |  |  |  | No | Other |  | Will Inspect meter box at a later date | Unknown | Don't Know | Don't Know |  | Building | Unknown | Unknown | No |  |  | Unknown
13578 | 1000 W TEXAS ST, HOBBS NM |  | No | No | Unknown - Unlikely Lead | Don't Know |  |  |  | No | Other |  | Will Inspect meter box at a later date | Unknown - Unlikely Lead |  |  |  | No | Other |  | Will Inspect meter box at a later date | Unknown | Don't Know | Don't Know |  | Building | Unknown | Unknown | No |  |  | Unknown
13404 | 1819 N TURNER ST #H, HOBBS NM |  | No | No | Unknown - Unlikely Lead | Don't Know |  |  |  | No | Other |  | Will Inspect meter box at a later date | Unknown - Unlikely Lead |  |  |  | No | Other |  | Will Inspect meter box at a later date | Unknown | Don't Know | Don't Know |  | Building | Unknown | Unknown | No |  |  | Unknown
12658 | 1004 SANDIA DR, HOBBS NM |  | No | No | Unknown - Unlikely Lead | Don't Know |  |  |  | No | Other |  | Will Inspect meter box at a later date | Unknown - Unlikely Lead |  |  |  | No | Other |  | Will Inspect meter box at a later date | Unknown | Don't Know | Don't Know |  | Building | Unknown | Unknown | No |  |  | Unknown
13658 | 1806 S THORP ST, HOBBS NM |  | No | No | Unknown - Unlikely Lead | Don't Know |  |  |  | No | Other |  | Will Inspect meter box at a later date | Unknown - Unlikely Lead |  |  |  | No | Other |  | Will Inspect meter box at a later date | Unknown | Don't Know | Don't Know |  | Building | Unknown | Unknown | No |  |  | Unknown
11924 | 1326 E SILVER DR, HOBBS NM |  | No | No | Unknown - Unlikely Lead | Don't Know |  |  |  | No | Other |  | Will Inspect meter box at a later date | Unknown - Unlikely Lead |  |  |  | No | Other |  | Will Inspect meter box at a later date | Unknown | Don't Know | Don't Know |  | Building | Unknown | Unknown | No |  |  | Unknown
11753 | 1105 N SAN MATEO ST, HOBBS NM |  | No | No | Unknown - Unlikely Lead | Don't Know |  |  |  | No | Other |  | Will Inspect meter box at a later date | Unknown - Unlikely Lead |  |  |  | No | Other |  | Will Inspect meter box at a later date | Unknown | Don't Know | Don't Know |  | Building | Unknown | Unknown | No |  |  | Unknown
13332 | 922 N THORP ST, HOBBS NM |  | No | No | Unknown - Unlikely Lead | Don't Know |  |  |  | No | Other |  | Will Inspect meter box at a later date | Unknown - Unlikely Lead |  |  |  | No | Other |  | Will Inspect meter box at a later date | Unknown | Don't Know | Don't Know |  | Building | Unknown | Unknown | No |  |  | Unknown
12701 | 1223 S STARLING DR, HOBBS NM |  | No | No | Unknown - Unlikely Lead | Don't Know |  |  |  | No | Other |  | Will Inspect meter box at a later date | Unknown - Unlikely Lead |  |  |  | No | Other |  | Will Inspect meter box at a later date | Unknown | Don't Know | Don't Know |  | Building | Unknown | Unknown | No |  |  | Unknown
11846 | 220 W SILVER AVE, HOBBS NM |  | No | No | Unknown - Unlikely Lead | Don't Know |  |  |  | No | Other |  | Will Inspect meter box at a later date | Unknown - Unlikely Lead |  |  |  | No | Other |  | Will Inspect meter box at a later date | Unknown | Don't Know | Don't Know |  | Building | Unknown | Unknown | No |  |  | Unknown
12427 | 510 E SNYDER ST, HOBBS NM |  | No | No | Unknown - Unlikely Lead | Don't Know |  |  |  | No | Other |  | Will Inspect meter box at a later date | Unknown - Unlikely Lead |  |  |  | No | Other |  | Will Inspect meter box at a later date | Unknown | Don't Know | Don't Know |  | Building | Unknown | Unknown | No |  |  | Unknown
13391 | 2002 N TURNER ST, HOBBS NM |  | No | No | Unknown - Unlikely Lead | Don't Know |  |  |  | No | Other |  | Will Inspect meter box at a later date | Unknown - Unlikely Lead |  |  |  | No | Other |  | Will Inspect meter box at a later date | Unknown | Don't Know | Don't Know |  | Building | Unknown | Unknown | No |  |  | Unknown
12863 | 302 W STANOLIND RD, HOBBS NM |  | No | No | Unknown - Unlikely Lead | Don't Know |  |  |  | No | Other |  | Will Inspect meter box at a later date | Unknown - Unlikely Lead |  |  |  | No | Other |  | Will Inspect meter box at a later date | Unknown | Don't Know | Don't Know |  | Building | Unknown | Unknown | No |  |  | Unknown
13606 | 704 N THORP ST, HOBBS NM |  | No | No | Unknown - Unlikely Lead | Don't Know |  |  |  | No | Other |  | Will Inspect meter box at a later date | Unknown - Unlikely Lead |  |  |  | No | Other |  | Will Inspect meter box at a later date | Unknown | Don't Know | Don't Know |  | Building | Unknown | Unknown | No |  |  | Unknown
12560 | 516 S SELMAN ST, HOBBS NM |  | No | No | Unknown - Unlikely Lead | Don't Know |  |  |  | No | Other |  | Will Inspect meter box at a later date | Unknown - Unlikely Lead |  |  |  | No | Other |  | Will Inspect meter box at a later date | Unknown | Don't Know | Don't Know |  | Building | Unknown | Unknown | No |  |  | Unknown
13194 | 111 E TEMPLE AVE, HOBBS NM |  | No | No | Unknown - Unlikely Lead | Don't Know |  |  |  | No | Other |  | Will Inspect meter box at a later date | Unknown - Unlikely Lead |  |  |  | No | Other |  | Will Inspect meter box at a later date | Unknown | Don't Know | Don't Know |  | Building | Unknown | Unknown | No |  |  | Unknown
11576 | 1400 W SCHARBAUER ST, HOBBS NM |  | No | No | Unknown - Unlikely Lead | Don't Know |  |  |  | No | Other |  | Will Inspect meter box at a later date | Unknown - Unlikely Lead |  |  |  | No | Other |  | Will Inspect meter box at a later date | Unknown | Don't Know | Don't Know |  | Building | Unknown | Unknown | No |  |  | Unknown
1336 | 705 N BURK ST, HOBBS NM |  | No | No | Unknown - Unlikely Lead | Don't Know |  |  |  | No | Other |  | Will Inspect meter box at a later date | Unknown - Unlikely Lead |  |  |  | No | Other |  | Will Inspect meter box at a later date | Unknown | Don't Know | Don't Know |  | Building | Unknown | Unknown | No |  |  | Unknown
11815 | 1502 N SAN MATEO ST, HOBBS NM |  | No | No | Unknown - Unlikely Lead | Don't Know |  |  |  | No | Other |  | Will Inspect meter box at a later date | Unknown - Unlikely Lead |  |  |  | No | Other |  | Will Inspect meter box at a later date | Unknown | Don't Know | Don't Know |  | Building | Unknown | Unknown | No |  |  | Unknown
12838 | 1615 E SKELLY ST, HOBBS NM |  | No | No | Unknown - Unlikely Lead | Don't Know |  |  |  | No | Other |  | Will Inspect meter box at a later date | Unknown - Unlikely Lead |  |  |  | No | Other |  | Will Inspect meter box at a later date | Unknown | Don't Know | Don't Know |  | Building | Unknown | Unknown | No |  |  | Unknown
12970 | 909 W TAOS ST, HOBBS NM |  | No | No | Unknown - Unlikely Lead | Don't Know |  |  |  | No | Other |  | Will Inspect meter box at a later date | Unknown - Unlikely Lead |  |  |  | No | Other |  | Will Inspect meter box at a later date | Unknown | Don't Know | Don't Know |  | Building | Unknown | Unknown | No |  |  | Unknown
12957 | 2100 E SETTLERS PASS BLDG 7, HOBBS NM |  | No | No | Non-Lead - Plastic | No | 2015 | 8 | Field inspection only with no records | Yes | Visual inspection at the meter pit | 05/26/2024 00:00:00 |  | Non-Lead - Plastic | 2015 | 4 | Installation date after lead ban | No | Visual inspection at the meter pit | 05/26/2024 00:00:00 |  | Non-Lead | No | No |  | Multiple Family Residence |  | No | No |  |  | Non-Lead
12543 | 310 W SHIPP DR, HOBBS NM |  | No | No | Unknown - Unlikely Lead | Don't Know |  |  |  | No | Other |  | Will Inspect meter box at a later date | Unknown - Unlikely Lead |  |  |  | No | Other |  | Will Inspect meter box at a later date | Unknown | Don't Know | Don't Know |  | Building | Unknown | Unknown | No |  |  | Unknown
12122 | 101 W SAINT ANNE PL, HOBBS NM |  | No | No | Unknown - Unlikely Lead | Don't Know |  |  |  | No | Other |  | Will Inspect meter box at a later date | Unknown - Unlikely Lead |  |  |  | No | Other |  | Will Inspect meter box at a later date | Unknown | Don't Know | Don't Know |  | Building | Unknown | Unknown | No |  |  | Unknown
13292 | 1911 E TANGLEWOOD AVE, HOBBS NM |  | No | No | Non-Lead - Plastic | Don't Know | 2019 | 1 | Field inspection only with no records | Yes | Visual inspection at the meter pit | 08/19/2024 00:00:00 |  | Non-Lead - Plastic | 2019 | 1 | Field inspection only with no records | Yes | Visual inspection at the meter pit | 08/19/2024 00:00:00 |  | Non-Lead | No | Don't Know |  | Single Family Residence |  | No | No |  |  | Non-Lead
13541 | 607 E TEXAS ST, HOBBS NM |  | No | No | Unknown - Unlikely Lead | Don't Know |  |  |  | No | Other |  | Will Inspect meter box at a later date | Unknown - Unlikely Lead |  |  |  | No | Other |  | Will Inspect meter box at a later date | Unknown | Don't Know | Don't Know |  | Building | Unknown | Unknown | No |  |  | Unknown
13062 | 1128 W TAOS ST, HOBBS NM |  | No | No | Unknown - Unlikely Lead | Don't Know |  |  |  | No | Other |  | Will Inspect meter box at a later date | Unknown - Unlikely Lead |  |  |  | No | Other |  | Will Inspect meter box at a later date | Unknown | Don't Know | Don't Know |  | Building | Unknown | Unknown | No |  |  | Unknown
11664 | 1111 N SAN ANDRES DR, HOBBS NM |  | No | No | Unknown - Unlikely Lead | Don't Know |  |  |  | No | Other |  | Will Inspect meter box at a later date | Unknown - Unlikely Lead |  |  |  | No | Other |  | Will Inspect meter box at a later date | Unknown | Don't Know | Don't Know |  | Building | Unknown | Unknown | No |  |  | Unknown
12778 | 1113 E SKELLY ST, HOBBS NM |  | No | No | Unknown - Unlikely Lead | Don't Know |  |  |  | No | Other |  | Will Inspect meter box at a later date | Unknown - Unlikely Lead |  |  |  | No | Other |  | Will Inspect meter box at a later date | Unknown | Don't Know | Don't Know |  | Building | Unknown | Unknown | No |  |  | Unknown
12164 | 310-B E SAINT ANNE PL, HOBBS NM |  | No | No | Unknown - Unlikely Lead | Don't Know |  |  |  | No | Other |  | Will Inspect meter box at a later date | Unknown - Unlikely Lead |  |  |  | No | Other |  | Will Inspect meter box at a later date | Unknown | Don't Know | Don't Know |  | Building | Unknown | Unknown | No |  |  | Unknown
12408 | 1820 E SNYDER ST, HOBBS NM |  | No | No | Unknown - Unlikely Lead | Don't Know |  |  |  | No | Other |  | Will Inspect meter box at a later date | Unknown - Unlikely Lead |  |  |  | No | Other |  | Will Inspect meter box at a later date | Unknown | Don't Know | Don't Know |  | Building | Unknown | Unknown | No |  |  | Unknown
12413 | 1315 E SNYDER ST, HOBBS NM |  | No | No | Unknown - Unlikely Lead | Don't Know |  |  |  | No | Other |  | Will Inspect meter box at a later date | Unknown - Unlikely Lead |  |  |  | No | Other |  | Will Inspect meter box at a later date | Unknown | Don't Know | Don't Know |  | Building | Unknown | Unknown | No |  |  | Unknown
13291 | 1809 E TANGLEWOOD AVE, HOBBS NM |  | No | No | Non-Lead - Plastic | Don't Know | 2019 | 1 | Field inspection only with no records | Yes | Visual inspection at the meter pit | 08/19/2024 00:00:00 |  | Non-Lead - Plastic | 2019 | 1 | Field inspection only with no records | Yes | Visual inspection at the meter pit | 08/19/2024 00:00:00 |  | Non-Lead | No | Don't Know |  | Single Family Residence |  | No | No |  |  | Non-Lead
12296 | 1313 N STEVEN DR, HOBBS NM |  | No | No | Unknown - Unlikely Lead | Don't Know |  |  |  | No | Other |  | Will Inspect meter box at a later date | Unknown - Unlikely Lead |  |  |  | No | Other |  | Will Inspect meter box at a later date | Unknown | Don't Know | Don't Know |  | Building | Unknown | Unknown | No |  |  | Unknown
12707 | 1323 S STARLING DR, HOBBS NM |  | No | No | Unknown - Unlikely Lead | Don't Know |  |  |  | No | Other |  | Will Inspect meter box at a later date | Unknown - Unlikely Lead |  |  |  | No | Other |  | Will Inspect meter box at a later date | Unknown | Don't Know | Don't Know |  | Building | Unknown | Unknown | No |  |  | Unknown
11726 | 22-D STONECREST CT, HOBBS NM |  | No | No | Non-Lead - Plastic | No | 1982 | 3/4 | Field inspection only with no records | Yes | Visual inspection at the meter pit | 05/26/2024 00:00:00 |  | Non-Lead - Plastic |  | 3/4 | Installation date after lead ban | Yes | Visual inspection at the meter pit | 05/26/2024 00:00:00 | Will Inspect meter box at a later date | Non-Lead | Don't Know | Don't Know |  | Single Family Residence |  | Unknown | No |  |  | Non-Lead
1167 | 1315 E BENDER BLVD #5, HOBBS NM |  | No | No | Unknown - Unlikely Lead | Don't Know |  |  |  | No | Other |  | Will Inspect meter box at a later date | Unknown - Unlikely Lead |  |  |  | No | Other |  | Will Inspect meter box at a later date | Unknown | Don't Know | Don't Know |  | Building | Unknown | Unknown | No |  |  | Unknown
11942 | 902 W SUNRISE CIR, HOBBS NM |  | No | No | Unknown - Unlikely Lead | Don't Know |  |  |  | No | Other |  | Will Inspect meter box at a later date | Unknown - Unlikely Lead |  |  |  | No | Other |  | Will Inspect meter box at a later date | Unknown | Don't Know | Don't Know |  | Building | Unknown | Unknown | No |  |  | Unknown
12732 | 200 W SKELLY ST, HOBBS NM |  | No | No | Unknown - Unlikely Lead | Don't Know |  |  |  | No | Other |  | Will Inspect meter box at a later date | Unknown - Unlikely Lead |  |  |  | No | Other |  | Will Inspect meter box at a later date | Unknown | Don't Know | Don't Know |  | Building | Unknown | Unknown | No |  |  | Unknown
12412 | 1316 E SNYDER ST, HOBBS NM |  | No | No | Unknown - Unlikely Lead | Don't Know |  |  |  | No | Other |  | Will Inspect meter box at a later date | Unknown - Unlikely Lead |  |  |  | No | Other |  | Will Inspect meter box at a later date | Unknown | Don't Know | Don't Know |  | Building | Unknown | Unknown | No |  |  | Unknown
13600 | 807 N THORP ST, HOBBS NM |  | No | No | Unknown - Unlikely Lead | Don't Know |  |  |  | No | Other |  | Will Inspect meter box at a later date | Unknown - Unlikely Lead |  |  |  | No | Other |  | Will Inspect meter box at a later date | Unknown | Don't Know | Don't Know |  | Building | Unknown | Unknown | No |  |  | Unknown
12977 | 331 W TAOS ST, HOBBS NM |  | No | No | Unknown - Unlikely Lead | Don't Know |  |  |  | No | Other |  | Will Inspect meter box at a later date | Unknown - Unlikely Lead |  |  |  | No | Other |  | Will Inspect meter box at a later date | Unknown | Don't Know | Don't Know |  | Building | Unknown | Unknown | No |  |  | Unknown
11722 | 5-C STONECREST CT, HOBBS NM |  | No | No | Non-Lead - Plastic | No | 1982 | 3/4 | Field inspection only with no records | Yes | Visual inspection at the meter pit | 05/26/2024 00:00:00 |  | Non-Lead - Plastic |  | 3/4 | Installation date after lead ban | Yes | Visual inspection at the meter pit | 05/26/2024 00:00:00 | Will Inspect meter box at a later date | Non-Lead | Don't Know | Don't Know |  | Single Family Residence |  | Unknown | No |  |  | Non-Lead
12559 | 1309 S SELMAN ST, HOBBS NM |  | No | No | Unknown - Unlikely Lead | Don't Know |  |  |  | No | Other |  | Will Inspect meter box at a later date | Unknown - Unlikely Lead |  |  |  | No | Other |  | Will Inspect meter box at a later date | Unknown | Don't Know | Don't Know |  | Building | Unknown | Unknown | No |  |  | Unknown
11827 | 5914 SAN JOAQUIN, HOBBS NM |  | No | No | Unknown - Unlikely Lead | Don't Know |  |  |  | No | Other |  | Will Inspect meter box at a later date | Unknown - Unlikely Lead |  |  |  | No | Other |  | Will Inspect meter box at a later date | Unknown | Don't Know | Don't Know |  | Building | Unknown | Unknown | No |  |  | Unknown
13463 | 1720 S TURNER ST, HOBBS NM |  | No | No | Unknown - Unlikely Lead | Don't Know |  |  |  | No | Other |  | Will Inspect meter box at a later date | Unknown - Unlikely Lead |  |  |  | No | Other |  | Will Inspect meter box at a later date | Unknown | Don't Know | Don't Know |  | Building | Unknown | Unknown | No |  |  | Unknown
1232 | 1113 E BENDER BLVD, HOBBS NM |  | No | No | Unknown - Unlikely Lead | Don't Know |  |  |  | No | Other |  | Will Inspect meter box at a later date | Unknown - Unlikely Lead |  |  |  | No | Other |  | Will Inspect meter box at a later date | Unknown | Don't Know | Don't Know |  | Building | Unknown | Unknown | No |  |  | Unknown
11993 | 937 W SUNRISE CIR, HOBBS NM |  | No | No | Unknown - Unlikely Lead | Don't Know |  |  |  | No | Other |  | Will Inspect meter box at a later date | Unknown - Unlikely Lead |  |  |  | No | Other |  | Will Inspect meter box at a later date | Unknown | Don't Know | Don't Know |  | Building | Unknown | Unknown | No |  |  | Unknown
1326 | 701 N BURK ST, HOBBS NM |  | No | No | Unknown - Unlikely Lead | Don't Know |  |  |  | No | Other |  | Will Inspect meter box at a later date | Unknown - Unlikely Lead |  |  |  | No | Other |  | Will Inspect meter box at a later date | Unknown | Don't Know | Don't Know |  | Building | Unknown | Unknown | No |  |  | Unknown
1158 | 903 E BELL PL, HOBBS NM |  | No | No | Unknown - Unlikely Lead | Don't Know |  |  |  | No | Other |  | Will Inspect meter box at a later date | Unknown - Unlikely Lead |  |  |  | No | Other |  | Will Inspect meter box at a later date | Unknown | Don't Know | Don't Know |  | Building | Unknown | Unknown | No |  |  | Unknown
1364 | 620 E BYERS ST, HOBBS NM |  | No | No | Unknown - Unlikely Lead | Don't Know |  |  |  | No | Other |  | Will Inspect meter box at a later date | Unknown - Unlikely Lead |  |  |  | No | Other |  | Will Inspect meter box at a later date | Unknown | Don't Know | Don't Know |  | Building | Unknown | Unknown | No |  |  | Unknown
13327 | 2224 N TURNER ST, HOBBS NM |  | No | No | Unknown - Unlikely Lead | Don't Know |  |  |  | No | Other |  | Will Inspect meter box at a later date | Unknown - Unlikely Lead |  |  |  | No | Other |  | Will Inspect meter box at a later date | Unknown | Don't Know | Don't Know |  | Building | Unknown | Unknown | No |  |  | Unknown
13135 | 1522 N TASKER DR, HOBBS NM |  | No | No | Unknown - Unlikely Lead | Don't Know |  |  |  | No | Other |  | Will Inspect meter box at a later date | Unknown - Unlikely Lead |  |  |  | No | Other |  | Will Inspect meter box at a later date | Unknown | Don't Know | Don't Know |  | Building | Unknown | Unknown | No |  |  | Unknown
13187 | 403 E TEMPLE AVE, HOBBS NM |  | No | No | Unknown - Unlikely Lead | Don't Know |  |  |  | No | Other |  | Will Inspect meter box at a later date | Unknown - Unlikely Lead |  |  |  | No | Other |  | Will Inspect meter box at a later date | Unknown | Don't Know | Don't Know |  | Building | Unknown | Unknown | No |  |  | Unknown
12345 | 208 W SNYDER ST, HOBBS NM |  | No | No | Unknown - Unlikely Lead | Don't Know |  |  |  | No | Other |  | Will Inspect meter box at a later date | Unknown - Unlikely Lead |  |  |  | No | Other |  | Will Inspect meter box at a later date | Unknown | Don't Know | Don't Know |  | Building | Unknown | Unknown | No |  |  | Unknown
11789 | 1315 N SAN MATEO ST, HOBBS NM |  | No | No | Unknown - Unlikely Lead | Don't Know |  |  |  | No | Other |  | Will Inspect meter box at a later date | Unknown - Unlikely Lead |  |  |  | No | Other |  | Will Inspect meter box at a later date | Unknown | Don't Know | Don't Know |  | Building | Unknown | Unknown | No |  |  | Unknown
12240 | 1645 N STEVEN DR, HOBBS NM |  | No | No | Unknown - Unlikely Lead | Don't Know |  |  |  | No | Other |  | Will Inspect meter box at a later date | Unknown - Unlikely Lead |  |  |  | No | Other |  | Will Inspect meter box at a later date | Unknown | Don't Know | Don't Know |  | Building | Unknown | Unknown | No |  |  | Unknown
11594 | 1321 W SCHARBAUER ST, HOBBS NM |  | No | No | Unknown - Unlikely Lead | Don't Know |  |  |  | No | Other |  | Will Inspect meter box at a later date | Unknown - Unlikely Lead |  |  |  | No | Other |  | Will Inspect meter box at a later date | Unknown | Don't Know | Don't Know |  | Building | Unknown | Unknown | No |  |  | Unknown
13504 | 1512 E TEXAS ST, HOBBS NM |  | No | No | Unknown - Unlikely Lead | Don't Know |  |  |  | No | Other |  | Will Inspect meter box at a later date | Unknown - Unlikely Lead |  |  |  | No | Other |  | Will Inspect meter box at a later date | Unknown | Don't Know | Don't Know |  | Building | Unknown | Unknown | No |  |  | Unknown
11669 | 1204 N SAN ANDRES DR, HOBBS NM |  | No | No | Unknown - Unlikely Lead | Don't Know |  |  |  | No | Other |  | Will Inspect meter box at a later date | Unknown - Unlikely Lead |  |  |  | No | Other |  | Will Inspect meter box at a later date | Unknown | Don't Know | Don't Know |  | Building | Unknown | Unknown | No |  |  | Unknown
12294 | 1803 N STEVEN DR, HOBBS NM |  | No | No | Unknown - Unlikely Lead | Don't Know |  |  |  | No | Other |  | Will Inspect meter box at a later date | Unknown - Unlikely Lead |  |  |  | No | Other |  | Will Inspect meter box at a later date | Unknown | Don't Know | Don't Know |  | Building | Unknown | Unknown | No |  |  | Unknown
13061 | 419 W TAOS ST, HOBBS NM |  | No | No | Unknown - Unlikely Lead | Don't Know |  |  |  | No | Other |  | Will Inspect meter box at a later date | Unknown - Unlikely Lead |  |  |  | No | Other |  | Will Inspect meter box at a later date | Unknown | Don't Know | Don't Know |  | Building | Unknown | Unknown | No |  |  | Unknown
11971 | 945 W SUNRISE CIR, HOBBS NM |  | No | No | Unknown - Unlikely Lead | Don't Know |  |  |  | No | Other |  | Will Inspect meter box at a later date | Unknown - Unlikely Lead |  |  |  | No | Other |  | Will Inspect meter box at a later date | Unknown | Don't Know | Don't Know |  | Building | Unknown | Unknown | No |  |  | Unknown
13605 | 311 N THORP ST, HOBBS NM |  | No | No | Unknown - Unlikely Lead | Don't Know |  |  |  | No | Other |  | Will Inspect meter box at a later date | Unknown - Unlikely Lead |  |  |  | No | Other |  | Will Inspect meter box at a later date | Unknown | Don't Know | Don't Know |  | Building | Unknown | Unknown | No |  |  | Unknown
1292 | 2500 W BENDER BLVD, HOBBS NM |  | No | No | Unknown - Unlikely Lead | Don't Know |  |  |  | No | Other |  | Will Inspect meter box at a later date | Unknown - Unlikely Lead |  |  |  | No | Other |  | Will Inspect meter box at a later date | Unknown | Don't Know | Don't Know |  | Building | Unknown | Unknown | No |  |  | Unknown
11571 | 1308 W SCHARBAUER ST, HOBBS NM |  | No | No | Unknown - Unlikely Lead | Don't Know |  |  |  | No | Other |  | Will Inspect meter box at a later date | Unknown - Unlikely Lead |  |  |  | No | Other |  | Will Inspect meter box at a later date | Unknown | Don't Know | Don't Know |  | Building | Unknown | Unknown | No |  |  | Unknown
13012 | 1324 W TAOS ST, HOBBS NM |  | No | No | Unknown - Unlikely Lead | Don't Know |  |  |  | No | Other |  | Will Inspect meter box at a later date | Unknown - Unlikely Lead |  |  |  | No | Other |  | Will Inspect meter box at a later date | Unknown | Don't Know | Don't Know |  | Building | Unknown | Unknown | No |  |  | Unknown
13398 | 1939 N TURNER ST, HOBBS NM |  | No | No | Unknown - Unlikely Lead | Don't Know |  |  |  | No | Other |  | Will Inspect meter box at a later date | Unknown - Unlikely Lead |  |  |  | No | Other |  | Will Inspect meter box at a later date | Unknown | Don't Know | Don't Know |  | Building | Unknown | Unknown | No |  |  | Unknown
13430 | 1819 N TURNER ST, HOBBS NM |  | No | No | Unknown - Unlikely Lead | Don't Know |  |  |  | No | Other |  | Will Inspect meter box at a later date | Unknown - Unlikely Lead |  |  |  | No | Other |  | Will Inspect meter box at a later date | Unknown | Don't Know | Don't Know |  | Building | Unknown | Unknown | No |  |  | Unknown
13318 | 915 N TURNER ST, HOBBS NM |  | No | No | Unknown - Unlikely Lead | Don't Know |  |  |  | No | Other |  | Will Inspect meter box at a later date | Unknown - Unlikely Lead |  |  |  | No | Other |  | Will Inspect meter box at a later date | Unknown | Don't Know | Don't Know |  | Building | Unknown | Unknown | No |  |  | Unknown
12785 | 1523 E SKELLY ST, HOBBS NM |  | No | No | Unknown - Unlikely Lead | Don't Know |  |  |  | No | Other |  | Will Inspect meter box at a later date | Unknown - Unlikely Lead |  |  |  | No | Other |  | Will Inspect meter box at a later date | Unknown | Don't Know | Don't Know |  | Building | Unknown | Unknown | No |  |  | Unknown
11964 | 942 W SUNRISE CIR, HOBBS NM |  | No | No | Unknown - Unlikely Lead | Don't Know |  |  |  | No | Other |  | Will Inspect meter box at a later date | Unknown - Unlikely Lead |  |  |  | No | Other |  | Will Inspect meter box at a later date | Unknown | Don't Know | Don't Know |  | Building | Unknown | Unknown | No |  |  | Unknown
13320 | 824 N TURNER ST, HOBBS NM |  | No | No | Unknown - Unlikely Lead | Don't Know |  |  |  | No | Other |  | Will Inspect meter box at a later date | Unknown - Unlikely Lead |  |  |  | No | Other |  | Will Inspect meter box at a later date | Unknown | Don't Know | Don't Know |  | Building | Unknown | Unknown | No |  |  | Unknown
12683 | 1209 S STARLING DR, HOBBS NM |  | No | No | Unknown - Unlikely Lead | Don't Know |  |  |  | No | Other |  | Will Inspect meter box at a later date | Unknown - Unlikely Lead |  |  |  | No | Other |  | Will Inspect meter box at a later date | Unknown | Don't Know | Don't Know |  | Building | Unknown | Unknown | No |  |  | Unknown
1319 | 1619 BUCKNELL CT, HOBBS NM |  | No | No | Unknown - Unlikely Lead | Don't Know |  |  |  | No | Other |  | Will Inspect meter box at a later date | Unknown - Unlikely Lead |  |  |  | No | Other |  | Will Inspect meter box at a later date | Unknown | Don't Know | Don't Know |  | Building | Unknown | Unknown | No |  |  | Unknown
134 | 2201 N ACOMA DR, HOBBS NM |  | No | No | Unknown - Unlikely Lead | Don't Know |  |  |  | No | Other |  | Will Inspect meter box at a later date | Unknown - Unlikely Lead |  |  |  | No | Other |  | Will Inspect meter box at a later date | Unknown | Don't Know | Don't Know |  | Building | Unknown | Unknown | No |  |  | Unknown
11775 | 1540 N SAN MATEO ST, HOBBS NM |  | No | No | Unknown - Unlikely Lead | Don't Know |  |  |  | No | Other |  | Will Inspect meter box at a later date | Unknown - Unlikely Lead |  |  |  | No | Other |  | Will Inspect meter box at a later date | Unknown | Don't Know | Don't Know |  | Building | Unknown | Unknown | No |  |  | Unknown
12026 | 709 E SUNSET CIR, HOBBS NM |  | No | No | Unknown - Unlikely Lead | Don't Know |  |  |  | No | Other |  | Will Inspect meter box at a later date | Unknown - Unlikely Lead |  |  |  | No | Other |  | Will Inspect meter box at a later date | Unknown | Don't Know | Don't Know |  | Building | Unknown | Unknown | No |  |  | Unknown
1338 | 523-A N BURK ST, HOBBS NM |  | No | No | Unknown - Unlikely Lead | Don't Know |  |  |  | No | Other |  | Will Inspect meter box at a later date | Unknown - Unlikely Lead |  |  |  | No | Other |  | Will Inspect meter box at a later date | Unknown | Don't Know | Don't Know |  | Building | Unknown | Unknown | No |  |  | Unknown
11956 | 913 W SUNRISE CIR, HOBBS NM |  | No | No | Unknown - Unlikely Lead | Don't Know |  |  |  | No | Other |  | Will Inspect meter box at a later date | Unknown - Unlikely Lead |  |  |  | No | Other |  | Will Inspect meter box at a later date | Unknown | Don't Know | Don't Know |  | Building | Unknown | Unknown | No |  |  | Unknown
1220 | 715 W BENDER BLVD, HOBBS NM |  | No | No | Unknown - Unlikely Lead | Don't Know |  |  |  | No | Other |  | Will Inspect meter box at a later date | Unknown - Unlikely Lead |  |  |  | No | Other |  | Will Inspect meter box at a later date | Unknown | Don't Know | Don't Know |  | Building | Unknown | Unknown | No |  |  | Unknown
13385 | 1824-B N TURNER ST, HOBBS NM |  | No | No | Unknown - Unlikely Lead | Don't Know |  |  |  | No | Other |  | Will Inspect meter box at a later date | Unknown - Unlikely Lead |  |  |  | No | Other |  | Will Inspect meter box at a later date | Unknown | Don't Know | Don't Know |  | Building | Unknown | Unknown | No |  |  | Unknown
13409 | 1819 N TURNER ST #J, HOBBS NM |  | No | No | Unknown - Unlikely Lead | Don't Know |  |  |  | No | Other |  | Will Inspect meter box at a later date | Unknown - Unlikely Lead |  |  |  | No | Other |  | Will Inspect meter box at a later date | Unknown | Don't Know | Don't Know |  | Building | Unknown | Unknown | No |  |  | Unknown
12347 | 408 E SNYDER ST, HOBBS NM |  | No | No | Unknown - Unlikely Lead | Don't Know |  |  |  | No | Other |  | Will Inspect meter box at a later date | Unknown - Unlikely Lead |  |  |  | No | Other |  | Will Inspect meter box at a later date | Unknown | Don't Know | Don't Know |  | Building | Unknown | Unknown | No |  |  | Unknown
12436 | 1101 E SNYDER ST, HOBBS NM |  | Yes - Daycare | No | Non-Lead - Plastic | No | Unknown | 1 | Field inspection only with no records | Yes | Visual inspection at the meter pit | 08/13/2024 00:00:00 |  | Non-Lead - Plastic | Unknown | 1 | Installation date after lead ban | No | Visual inspection at the meter pit | 08/13/2024 00:00:00 |  | Non-Lead | No | No |  | Building |  | No | No |  |  | Non-Lead
12459 | 420 N SHIPP ST, HOBBS NM |  | No | No | Unknown - Unlikely Lead | Don't Know |  |  |  | No | Other |  | Will Inspect meter box at a later date | Unknown - Unlikely Lead |  |  |  | No | Other |  | Will Inspect meter box at a later date | Unknown | Don't Know | Don't Know |  | Building | Unknown | Unknown | No |  |  | Unknown
12086 | 520 E SUNSET DR, HOBBS NM |  | No | No | Unknown - Unlikely Lead | Don't Know |  |  |  | No | Other |  | Will Inspect meter box at a later date | Unknown - Unlikely Lead |  |  |  | No | Other |  | Will Inspect meter box at a later date | Unknown | Don't Know | Don't Know |  | Building | Unknown | Unknown | No |  |  | Unknown
11816 | 1201 N SAN MATEO ST, HOBBS NM |  | No | No | Unknown - Unlikely Lead | Don't Know |  |  |  | No | Other |  | Will Inspect meter box at a later date | Unknown - Unlikely Lead |  |  |  | No | Other |  | Will Inspect meter box at a later date | Unknown | Don't Know | Don't Know |  | Building | Unknown | Unknown | No |  |  | Unknown
13583 | 2518 W TEXAS ST, HOBBS NM |  | No | No | Unknown - Unlikely Lead | Don't Know |  |  |  | No | Other |  | Will Inspect meter box at a later date | Unknown - Unlikely Lead |  |  |  | No | Other |  | Will Inspect meter box at a later date | Unknown | Don't Know | Don't Know |  | Building | Unknown | Unknown | No |  |  | Unknown
12618 | 2529 N SELMAN ST, HOBBS NM |  | No | No | Unknown - Unlikely Lead | Don't Know |  |  |  | No | Other |  | Will Inspect meter box at a later date | Unknown - Unlikely Lead |  |  |  | No | Other |  | Will Inspect meter box at a later date | Unknown | Don't Know | Don't Know |  | Building | Unknown | Unknown | No |  |  | Unknown
11695 | 2-A STONECREST CT, HOBBS NM |  | No | No | Non-Lead - Plastic | No | 1982 | 3/4 | Field inspection only with no records | Yes | Visual inspection at the meter pit | 05/26/2024 00:00:00 |  | Non-Lead - Plastic |  | 3/4 | Installation date after lead ban | Yes | Visual inspection at the meter pit | 05/26/2024 00:00:00 | Will Inspect meter box at a later date | Non-Lead | Don't Know | Don't Know |  | Single Family Residence |  | Unknown | No |  |  | Non-Lead
11968 | 920 W SUNRISE CIR, HOBBS NM |  | No | No | Unknown - Unlikely Lead | Don't Know |  |  |  | No | Other |  | Will Inspect meter box at a later date | Unknown - Unlikely Lead |  |  |  | No | Other |  | Will Inspect meter box at a later date | Unknown | Don't Know | Don't Know |  | Building | Unknown | Unknown | No |  |  | Unknown
11641 | 1222 N SAN ANDRES DR, HOBBS NM |  | No | No | Unknown - Unlikely Lead | Don't Know |  |  |  | No | Other |  | Will Inspect meter box at a later date | Unknown - Unlikely Lead |  |  |  | No | Other |  | Will Inspect meter box at a later date | Unknown | Don't Know | Don't Know |  | Building | Unknown | Unknown | No |  |  | Unknown
12564 | 1218 S SELMAN ST, HOBBS NM |  | No | No | Unknown - Unlikely Lead | Don't Know |  |  |  | No | Other |  | Will Inspect meter box at a later date | Unknown - Unlikely Lead |  |  |  | No | Other |  | Will Inspect meter box at a later date | Unknown | Don't Know | Don't Know |  | Building | Unknown | Unknown | No |  |  | Unknown
12619 | 2501 N SELMAN ST, HOBBS NM |  | No | No | Unknown - Unlikely Lead | Don't Know |  |  |  | No | Other |  | Will Inspect meter box at a later date | Unknown - Unlikely Lead |  |  |  | No | Other |  | Will Inspect meter box at a later date | Unknown | Don't Know | Don't Know |  | Building | Unknown | Unknown | No |  |  | Unknown
12581 | 710 S SELMAN ST, HOBBS NM |  | No | No | Unknown - Unlikely Lead | Don't Know |  |  |  | No | Other |  | Will Inspect meter box at a later date | Unknown - Unlikely Lead |  |  |  | No | Other |  | Will Inspect meter box at a later date | Unknown | Don't Know | Don't Know |  | Building | Unknown | Unknown | No |  |  | Unknown
13450 | 1227 S TURNER ST, HOBBS NM |  | No | No | Unknown - Unlikely Lead | Don't Know |  |  |  | No | Other |  | Will Inspect meter box at a later date | Unknown - Unlikely Lead |  |  |  | No | Other |  | Will Inspect meter box at a later date | Unknown | Don't Know | Don't Know |  | Building | Unknown | Unknown | No |  |  | Unknown
13267 | 2310 N THOMAS DR, HOBBS NM |  | No | No | Unknown - Unlikely Lead | Don't Know |  |  |  | No | Other |  | Will Inspect meter box at a later date | Unknown - Unlikely Lead |  |  |  | No | Other |  | Will Inspect meter box at a later date | Unknown | Don't Know | Don't Know |  | Building | Unknown | Unknown | No |  |  | Unknown
13653 | 1021 S THORP ST, HOBBS NM |  | No | No | Unknown - Unlikely Lead | Don't Know |  |  |  | No | Other |  | Will Inspect meter box at a later date | Unknown - Unlikely Lead |  |  |  | No | Other |  | Will Inspect meter box at a later date | Unknown | Don't Know | Don't Know |  | Building | Unknown | Unknown | No |  |  | Unknown
11716 | 8-A STONECREST CT, HOBBS NM |  | No | No | Non-Lead - Plastic | No | 1982 | 3/4 | Field inspection only with no records | Yes | Visual inspection at the meter pit | 05/26/2024 00:00:00 |  | Non-Lead - Plastic |  | 3/4 | Installation date after lead ban | Yes | Visual inspection at the meter pit | 05/26/2024 00:00:00 | Will Inspect meter box at a later date | Non-Lead | Don't Know | Don't Know |  | Single Family Residence |  | Unknown | No |  |  | Non-Lead
11620 | 406 W SCHARBAUER ST, HOBBS NM |  | No | No | Unknown - Unlikely Lead | Don't Know |  |  |  | No | Other |  | Will Inspect meter box at a later date | Unknown - Unlikely Lead |  |  |  | No | Other |  | Will Inspect meter box at a later date | Unknown | Don't Know | Don't Know |  | Building | Unknown | Unknown | No |  |  | Unknown
12000 | 430 E SUNSET CIR, HOBBS NM |  | No | No | Unknown - Unlikely Lead | Don't Know |  |  |  | No | Other |  | Will Inspect meter box at a later date | Unknown - Unlikely Lead |  |  |  | No | Other |  | Will Inspect meter box at a later date | Unknown | Don't Know | Don't Know |  | Building | Unknown | Unknown | No |  |  | Unknown
12287 | 1303 N STEVEN DR, HOBBS NM |  | No | No | Unknown - Unlikely Lead | Don't Know |  |  |  | No | Other |  | Will Inspect meter box at a later date | Unknown - Unlikely Lead |  |  |  | No | Other |  | Will Inspect meter box at a later date | Unknown | Don't Know | Don't Know |  | Building | Unknown | Unknown | No |  |  | Unknown
12202 | 1807 N STEVEN DR, HOBBS NM |  | No | No | Unknown - Unlikely Lead | Don't Know |  |  |  | No | Other |  | Will Inspect meter box at a later date | Unknown - Unlikely Lead |  |  |  | No | Other |  | Will Inspect meter box at a later date | Unknown | Don't Know | Don't Know |  | Building | Unknown | Unknown | No |  |  | Unknown
13588 | 116 W TEXAS ST, HOBBS NM |  | No | No | Unknown - Unlikely Lead | Don't Know |  |  |  | No | Other |  | Will Inspect meter box at a later date | Unknown - Unlikely Lead |  |  |  | No | Other |  | Will Inspect meter box at a later date | Unknown | Don't Know | Don't Know |  | Building | Unknown | Unknown | No |  |  | Unknown
12414 | 820 E SNYDER ST, HOBBS NM |  | No | No | Unknown - Unlikely Lead | Don't Know |  |  |  | No | Other |  | Will Inspect meter box at a later date | Unknown - Unlikely Lead |  |  |  | No | Other |  | Will Inspect meter box at a later date | Unknown | Don't Know | Don't Know |  | Building | Unknown | Unknown | No |  |  | Unknown
12350 | 1717 E SNYDER ST, HOBBS NM |  | No | No | Unknown - Unlikely Lead | Don't Know |  |  |  | No | Other |  | Will Inspect meter box at a later date | Unknown - Unlikely Lead |  |  |  | No | Other |  | Will Inspect meter box at a later date | Unknown | Don't Know | Don't Know |  | Building | Unknown | Unknown | No |  |  | Unknown
13562 | 110 E TEXAS ST, HOBBS NM |  | No | No | Unknown - Unlikely Lead | Don't Know |  |  |  | No | Other |  | Will Inspect meter box at a later date | Unknown - Unlikely Lead |  |  |  | No | Other |  | Will Inspect meter box at a later date | Unknown | Don't Know | Don't Know |  | Building | Unknown | Unknown | No |  |  | Unknown
13377 | 420 N TURNER ST, HOBBS NM |  | No | No | Unknown - Unlikely Lead | Don't Know |  |  |  | No | Other |  | Will Inspect meter box at a later date | Unknown - Unlikely Lead |  |  |  | No | Other |  | Will Inspect meter box at a later date | Unknown | Don't Know | Don't Know |  | Building | Unknown | Unknown | No |  |  | Unknown
11919 | 1306 E SILVER DR, HOBBS NM |  | No | No | Unknown - Unlikely Lead | Don't Know |  |  |  | No | Other |  | Will Inspect meter box at a later date | Unknown - Unlikely Lead |  |  |  | No | Other |  | Will Inspect meter box at a later date | Unknown | Don't Know | Don't Know |  | Building | Unknown | Unknown | No |  |  | Unknown
13396 | 2114 N TURNER ST, HOBBS NM |  | No | No | Unknown - Unlikely Lead | Don't Know |  |  |  | No | Other |  | Will Inspect meter box at a later date | Unknown - Unlikely Lead |  |  |  | No | Other |  | Will Inspect meter box at a later date | Unknown | Don't Know | Don't Know |  | Building | Unknown | Unknown | No |  |  | Unknown
11945 | 923 W SUNRISE CIR, HOBBS NM |  | No | No | Unknown - Unlikely Lead | Don't Know |  |  |  | No | Other |  | Will Inspect meter box at a later date | Unknown - Unlikely Lead |  |  |  | No | Other |  | Will Inspect meter box at a later date | Unknown | Don't Know | Don't Know |  | Building | Unknown | Unknown | No |  |  | Unknown
11667 | 1308 N SAN ANDRES DR, HOBBS NM |  | No | No | Unknown - Unlikely Lead | Don't Know |  |  |  | No | Other |  | Will Inspect meter box at a later date | Unknown - Unlikely Lead |  |  |  | No | Other |  | Will Inspect meter box at a later date | Unknown | Don't Know | Don't Know |  | Building | Unknown | Unknown | No |  |  | Unknown
12112 | 324 E SUNSET DR, HOBBS NM |  | No | No | Non-Lead - Copper | Don't Know |  | 3/4 | Field inspection only with no records | Yes | Visual inspection at the meter pit | 07/23/2024 00:00:00 |  | Galvanized | 1960 | 3/4 | Field inspection only with no records | Yes | Visual inspection at the meter pit | 07/23/2024 00:00:00 |  | Non-Lead | No | Don't Know |  | Single Family Residence |  | No | No |  |  | Non-Lead
13341 | 817 N TURNER ST, HOBBS NM |  | No | No | Unknown - Unlikely Lead | Don't Know |  |  |  | No | Other |  | Will Inspect meter box at a later date | Unknown - Unlikely Lead |  |  |  | No | Other |  | Will Inspect meter box at a later date | Unknown | Don't Know | Don't Know |  | Building | Unknown | Unknown | No |  |  | Unknown
13278 | 2113 E TANGLEWOOD AVE, HOBBS NM |  | No | No | Non-Lead - Plastic | Don't Know | 2019 | 1 | Field inspection only with no records | Yes | Visual inspection at the meter pit | 08/19/2024 00:00:00 |  | Non-Lead - Plastic | 2019 | 1 | Field inspection only with no records | Yes | Visual inspection at the meter pit | 08/19/2024 00:00:00 |  | Non-Lead | No | Don't Know |  | Single Family Residence |  | No | No |  |  | Non-Lead
11658 | 1510 N SAN ANDRES DR, HOBBS NM |  | No | No | Unknown - Unlikely Lead | Don't Know |  |  |  | No | Other |  | Will Inspect meter box at a later date | Unknown - Unlikely Lead |  |  |  | No | Other |  | Will Inspect meter box at a later date | Unknown | Don't Know | Don't Know |  | Building | Unknown | Unknown | No |  |  | Unknown
13151 | 1621 N TASKER DR, HOBBS NM |  | No | No | Unknown - Unlikely Lead | Don't Know |  |  |  | No | Other |  | Will Inspect meter box at a later date | Unknown - Unlikely Lead |  |  |  | No | Other |  | Will Inspect meter box at a later date | Unknown | Don't Know | Don't Know |  | Building | Unknown | Unknown | No |  |  | Unknown
11674 | 1321 N SAN ANDRES DR, HOBBS NM |  | No | No | Unknown - Unlikely Lead | Don't Know |  |  |  | No | Other |  | Will Inspect meter box at a later date | Unknown - Unlikely Lead |  |  |  | No | Other |  | Will Inspect meter box at a later date | Unknown | Don't Know | Don't Know |  | Building | Unknown | Unknown | No |  |  | Unknown
12090 | 320 E SUNSET DR, HOBBS NM |  | No | No | Unknown - Unlikely Lead | Don't Know |  |  |  | No | Other |  | Will Inspect meter box at a later date | Unknown - Unlikely Lead |  |  |  | No | Other |  | Will Inspect meter box at a later date | Unknown | Don't Know | Don't Know |  | Building | Unknown | Unknown | No |  |  | Unknown
12182 | 316-B E SAINT ANNE PL, HOBBS NM |  | No | No | Unknown - Unlikely Lead | Don't Know |  |  |  | No | Other |  | Will Inspect meter box at a later date | Unknown - Unlikely Lead |  |  |  | No | Other |  | Will Inspect meter box at a later date | Unknown | Don't Know | Don't Know |  | Building | Unknown | Unknown | No |  |  | Unknown
13338 | 901 N TURNER ST, HOBBS NM |  | No | No | Unknown - Unlikely Lead | Don't Know |  |  |  | No | Other |  | Will Inspect meter box at a later date | Unknown - Unlikely Lead |  |  |  | No | Other |  | Will Inspect meter box at a later date | Unknown | Don't Know | Don't Know |  | Building | Unknown | Unknown | No |  |  | Unknown
13128 | 621 E TAOS ST, HOBBS NM |  | No | No | Unknown - Unlikely Lead | Don't Know |  |  |  | No | Other |  | Will Inspect meter box at a later date | Unknown - Unlikely Lead |  |  |  | No | Other |  | Will Inspect meter box at a later date | Unknown | Don't Know | Don't Know |  | Building | Unknown | Unknown | No |  |  | Unknown
12849 | 201 E SKELLY ST, HOBBS NM |  | No | No | Unknown - Unlikely Lead | Don't Know |  |  |  | No | Other |  | Will Inspect meter box at a later date | Unknown - Unlikely Lead |  |  |  | No | Other |  | Will Inspect meter box at a later date | Unknown | Don't Know | Don't Know |  | Building | Unknown | Unknown | No |  |  | Unknown
12426 | 1904 E SNYDER ST, HOBBS NM |  | No | No | Unknown - Unlikely Lead | Don't Know |  |  |  | No | Other |  | Will Inspect meter box at a later date | Unknown - Unlikely Lead |  |  |  | No | Other |  | Will Inspect meter box at a later date | Unknown | Don't Know | Don't Know |  | Building | Unknown | Unknown | No |  |  | Unknown
12731 | 525 W SKELLY ST, HOBBS NM |  | No | No | Unknown - Unlikely Lead | Don't Know |  |  |  | No | Other |  | Will Inspect meter box at a later date | Unknown - Unlikely Lead |  |  |  | No | Other |  | Will Inspect meter box at a later date | Unknown | Don't Know | Don't Know |  | Building | Unknown | Unknown | No |  |  | Unknown
12203 | 1129 N STEVEN DR, HOBBS NM |  | No | No | Unknown - Unlikely Lead | Don't Know |  |  |  | No | Other |  | Will Inspect meter box at a later date | Unknown - Unlikely Lead |  |  |  | No | Other |  | Will Inspect meter box at a later date | Unknown | Don't Know | Don't Know |  | Building | Unknown | Unknown | No |  |  | Unknown
13347 | 500 N TURNER ST, HOBBS NM |  | No | No | Unknown - Unlikely Lead | Don't Know |  |  |  | No | Other |  | Will Inspect meter box at a later date | Unknown - Unlikely Lead |  |  |  | No | Other |  | Will Inspect meter box at a later date | Unknown | Don't Know | Don't Know |  | Building | Unknown | Unknown | No |  |  | Unknown
13316 | 1814 N TURNER ST, HOBBS NM |  | No | No | Unknown - Unlikely Lead | Don't Know |  |  |  | No | Other |  | Will Inspect meter box at a later date | Unknown - Unlikely Lead |  |  |  | No | Other |  | Will Inspect meter box at a later date | Unknown | Don't Know | Don't Know |  | Building | Unknown | Unknown | No |  |  | Unknown
11595 | 1107 W SCHARBAUER ST, HOBBS NM |  | No | No | Unknown - Unlikely Lead | Don't Know |  |  |  | No | Other |  | Will Inspect meter box at a later date | Unknown - Unlikely Lead |  |  |  | No | Other |  | Will Inspect meter box at a later date | Unknown | Don't Know | Don't Know |  | Building | Unknown | Unknown | No |  |  | Unknown
12224 | 1644 N STEVEN DR, HOBBS NM |  | No | No | Unknown - Unlikely Lead | Don't Know |  |  |  | No | Other |  | Will Inspect meter box at a later date | Unknown - Unlikely Lead |  |  |  | No | Other |  | Will Inspect meter box at a later date | Unknown | Don't Know | Don't Know |  | Building | Unknown | Unknown | No |  |  | Unknown
12332 | 402 W SNYDER ST, HOBBS NM |  | No | No | Unknown - Unlikely Lead | Don't Know |  |  |  | No | Other |  | Will Inspect meter box at a later date | Unknown - Unlikely Lead |  |  |  | No | Other |  | Will Inspect meter box at a later date | Unknown | Don't Know | Don't Know |  | Building | Unknown | Unknown | No |  |  | Unknown
13457 | 1237 S TURNER ST, HOBBS NM |  | No | No | Unknown - Unlikely Lead | Don't Know |  |  |  | No | Other |  | Will Inspect meter box at a later date | Unknown - Unlikely Lead |  |  |  | No | Other |  | Will Inspect meter box at a later date | Unknown | Don't Know | Don't Know |  | Building | Unknown | Unknown | No |  |  | Unknown
13615 | 611 N THORP ST, HOBBS NM |  | No | No | Unknown - Unlikely Lead | Don't Know |  |  |  | No | Other |  | Will Inspect meter box at a later date | Unknown - Unlikely Lead |  |  |  | No | Other |  | Will Inspect meter box at a later date | Unknown | Don't Know | Don't Know |  | Building | Unknown | Unknown | No |  |  | Unknown
1363 | 522 E BYERS ST, HOBBS NM |  | No | No | Unknown - Unlikely Lead | Don't Know |  |  |  | No | Other |  | Will Inspect meter box at a later date | Unknown - Unlikely Lead |  |  |  | No | Other |  | Will Inspect meter box at a later date | Unknown | Don't Know | Don't Know |  | Building | Unknown | Unknown | No |  |  | Unknown
12770 | 908 E SKELLY ST, HOBBS NM |  | No | No | Unknown - Unlikely Lead | Don't Know |  |  |  | No | Other |  | Will Inspect meter box at a later date | Unknown - Unlikely Lead |  |  |  | No | Other |  | Will Inspect meter box at a later date | Unknown | Don't Know | Don't Know |  | Building | Unknown | Unknown | No |  |  | Unknown
13361 | 1809 N TURNER ST, HOBBS NM |  | No | No | Unknown - Unlikely Lead | Don't Know |  |  |  | No | Other |  | Will Inspect meter box at a later date | Unknown - Unlikely Lead |  |  |  | No | Other |  | Will Inspect meter box at a later date | Unknown | Don't Know | Don't Know |  | Building | Unknown | Unknown | No |  |  | Unknown
1259 | 2303 W BENDER BLVD, HOBBS NM |  | No | No | Unknown - Unlikely Lead | Don't Know |  |  |  | No | Other |  | Will Inspect meter box at a later date | Unknown - Unlikely Lead |  |  |  | No | Other |  | Will Inspect meter box at a later date | Unknown | Don't Know | Don't Know |  | Building | Unknown | Unknown | No |  |  | Unknown
12277 | 1901 N STEVEN DR, HOBBS NM |  | No | No | Unknown - Unlikely Lead | Don't Know |  |  |  | No | Other |  | Will Inspect meter box at a later date | Unknown - Unlikely Lead |  |  |  | No | Other |  | Will Inspect meter box at a later date | Unknown | Don't Know | Don't Know |  | Building | Unknown | Unknown | No |  |  | Unknown
12525 | 304 W SHIPP DR, HOBBS NM |  | No | No | Unknown - Unlikely Lead | Don't Know |  |  |  | No | Other |  | Will Inspect meter box at a later date | Unknown - Unlikely Lead |  |  |  | No | Other |  | Will Inspect meter box at a later date | Unknown | Don't Know | Don't Know |  | Building | Unknown | Unknown | No |  |  | Unknown
13454 | 1721 S TURNER ST, HOBBS NM |  | No | No | Unknown - Unlikely Lead | Don't Know |  |  |  | No | Other |  | Will Inspect meter box at a later date | Unknown - Unlikely Lead |  |  |  | No | Other |  | Will Inspect meter box at a later date | Unknown | Don't Know | Don't Know |  | Building | Unknown | Unknown | No |  |  | Unknown
12264 | 1722 N STEVEN DR, HOBBS NM |  | No | No | Unknown - Unlikely Lead | Don't Know |  |  |  | No | Other |  | Will Inspect meter box at a later date | Unknown - Unlikely Lead |  |  |  | No | Other |  | Will Inspect meter box at a later date | Unknown | Don't Know | Don't Know |  | Building | Unknown | Unknown | No |  |  | Unknown
12684 | 1219 S STARLING DR, HOBBS NM |  | No | No | Unknown - Unlikely Lead | Don't Know |  |  |  | No | Other |  | Will Inspect meter box at a later date | Unknown - Unlikely Lead |  |  |  | No | Other |  | Will Inspect meter box at a later date | Unknown | Don't Know | Don't Know |  | Building | Unknown | Unknown | No |  |  | Unknown
1213 | 905 E BENDER BLVD, HOBBS NM |  | No | No | Unknown - Unlikely Lead | Don't Know |  |  |  | No | Other |  | Will Inspect meter box at a later date | Unknown - Unlikely Lead |  |  |  | No | Other |  | Will Inspect meter box at a later date | Unknown | Don't Know | Don't Know |  | Building | Unknown | Unknown | No |  |  | Unknown
13496 | 6114 N T-BIRD RD, HOBBS NM |  | No | No | Unknown - Unlikely Lead | Don't Know |  |  |  | No | Other |  | Will Inspect meter box at a later date | Unknown - Unlikely Lead |  |  |  | No | Other |  | Will Inspect meter box at a later date | Unknown | Don't Know | Don't Know |  | Building | Unknown | Unknown | No |  |  | Unknown
12981 | 1129 W TAOS ST, HOBBS NM |  | No | No | Unknown - Unlikely Lead | Don't Know |  |  |  | No | Other |  | Will Inspect meter box at a later date | Unknown - Unlikely Lead |  |  |  | No | Other |  | Will Inspect meter box at a later date | Unknown | Don't Know | Don't Know |  | Building | Unknown | Unknown | No |  |  | Unknown
12984 | 813 W TAOS ST, HOBBS NM |  | No | No | Unknown - Unlikely Lead | Don't Know |  |  |  | No | Other |  | Will Inspect meter box at a later date | Unknown - Unlikely Lead |  |  |  | No | Other |  | Will Inspect meter box at a later date | Unknown | Don't Know | Don't Know |  | Building | Unknown | Unknown | No |  |  | Unknown
12724 | 110 W SKELLY ST, HOBBS NM |  | No | No | Unknown - Unlikely Lead | Don't Know |  |  |  | No | Other |  | Will Inspect meter box at a later date | Unknown - Unlikely Lead |  |  |  | No | Other |  | Will Inspect meter box at a later date | Unknown | Don't Know | Don't Know |  | Building | Unknown | Unknown | No |  |  | Unknown
12578 | 715 S SELMAN ST, HOBBS NM |  | No | No | Unknown - Unlikely Lead | Don't Know |  |  |  | No | Other |  | Will Inspect meter box at a later date | Unknown - Unlikely Lead |  |  |  | No | Other |  | Will Inspect meter box at a later date | Unknown | Don't Know | Don't Know |  | Building | Unknown | Unknown | No |  |  | Unknown
12538 | 408 W SHIPP DR, HOBBS NM |  | No | No | Unknown - Unlikely Lead | Don't Know |  |  |  | No | Other |  | Will Inspect meter box at a later date | Unknown - Unlikely Lead |  |  |  | No | Other |  | Will Inspect meter box at a later date | Unknown | Don't Know | Don't Know |  | Building | Unknown | Unknown | No |  |  | Unknown
13633 | 1103 N THORP ST, HOBBS NM |  | No | No | Unknown - Unlikely Lead | Don't Know |  |  |  | No | Other |  | Will Inspect meter box at a later date | Unknown - Unlikely Lead |  |  |  | No | Other |  | Will Inspect meter box at a later date | Unknown | Don't Know | Don't Know |  | Building | Unknown | Unknown | No |  |  | Unknown
12891 | 314 E STANOLIND RD, HOBBS NM |  | No | No | Unknown - Unlikely Lead | Don't Know |  |  |  | No | Other |  | Will Inspect meter box at a later date | Unknown - Unlikely Lead |  |  |  | No | Other |  | Will Inspect meter box at a later date | Unknown | Don't Know | Don't Know |  | Building | Unknown | Unknown | No |  |  | Unknown
12191 | 216 E SAINT ANNE PL, HOBBS NM |  | No | No | Unknown - Unlikely Lead | Don't Know |  |  |  | No | Other |  | Will Inspect meter box at a later date | Unknown - Unlikely Lead |  |  |  | No | Other |  | Will Inspect meter box at a later date | Unknown | Don't Know | Don't Know |  | Building | Unknown | Unknown | No |  |  | Unknown
13550 | 1400 E TEXAS ST, HOBBS NM |  | No | No | Unknown - Unlikely Lead | Don't Know |  |  |  | No | Other |  | Will Inspect meter box at a later date | Unknown - Unlikely Lead |  |  |  | No | Other |  | Will Inspect meter box at a later date | Unknown | Don't Know | Don't Know |  | Building | Unknown | Unknown | No |  |  | Unknown
13242 | 2315 N THOMAS DR, HOBBS NM |  | No | No | Unknown - Unlikely Lead | Don't Know |  |  |  | No | Other |  | Will Inspect meter box at a later date | Unknown - Unlikely Lead |  |  |  | No | Other |  | Will Inspect meter box at a later date | Unknown | Don't Know | Don't Know |  | Building | Unknown | Unknown | No |  |  | Unknown
12493 | 903 S SHIPP ST, HOBBS NM |  | No | No | Unknown - Unlikely Lead | Don't Know |  |  |  | No | Other |  | Will Inspect meter box at a later date | Unknown - Unlikely Lead |  |  |  | No | Other |  | Will Inspect meter box at a later date | Unknown | Don't Know | Don't Know |  | Building | Unknown | Unknown | No |  |  | Unknown
12328 | 514 W SNYDER ST, HOBBS NM |  | No | No | Unknown - Unlikely Lead | Don't Know |  |  |  | No | Other |  | Will Inspect meter box at a later date | Unknown - Unlikely Lead |  |  |  | No | Other |  | Will Inspect meter box at a later date | Unknown | Don't Know | Don't Know |  | Building | Unknown | Unknown | No |  |  | Unknown
13035 | 107 W TAOS ST TRLR 5, HOBBS NM |  | No | No | Unknown - Unlikely Lead | Don't Know |  |  |  | No | Other |  | Will Inspect meter box at a later date | Unknown - Unlikely Lead |  |  |  | No | Other |  | Will Inspect meter box at a later date | Unknown | Don't Know | Don't Know |  | Building | Unknown | Unknown | No |  |  | Unknown
13129 | 201 E TAOS ST, HOBBS NM |  | No | No | Unknown - Unlikely Lead | Don't Know |  |  |  | No | Other |  | Will Inspect meter box at a later date | Unknown - Unlikely Lead |  |  |  | No | Other |  | Will Inspect meter box at a later date | Unknown | Don't Know | Don't Know |  | Building | Unknown | Unknown | No |  |  | Unknown
12173 | 316-D E SAINT ANNE PL, HOBBS NM |  | No | No | Unknown - Unlikely Lead | Don't Know |  |  |  | No | Other |  | Will Inspect meter box at a later date | Unknown - Unlikely Lead |  |  |  | No | Other |  | Will Inspect meter box at a later date | Unknown | Don't Know | Don't Know |  | Building | Unknown | Unknown | No |  |  | Unknown
12174 | 322-D E SAINT ANNE PL, HOBBS NM |  | No | No | Unknown - Unlikely Lead | Don't Know |  |  |  | No | Other |  | Will Inspect meter box at a later date | Unknown - Unlikely Lead |  |  |  | No | Other |  | Will Inspect meter box at a later date | Unknown | Don't Know | Don't Know |  | Building | Unknown | Unknown | No |  |  | Unknown
13610 | 904 N THORP ST, HOBBS NM |  | No | No | Unknown - Unlikely Lead | Don't Know |  |  |  | No | Other |  | Will Inspect meter box at a later date | Unknown - Unlikely Lead |  |  |  | No | Other |  | Will Inspect meter box at a later date | Unknown | Don't Know | Don't Know |  | Building | Unknown | Unknown | No |  |  | Unknown
12965 | SANGER ELEMENTARY, HOBBS NM |  | No | No | Unknown - Unlikely Lead | Don't Know |  |  |  | No | Other |  | Will Inspect meter box at a later date | Unknown - Unlikely Lead |  |  |  | No | Other |  | Will Inspect meter box at a later date | Unknown | Don't Know | Don't Know |  | Building | Unknown | Unknown | No |  |  | Unknown
12897 | 2708 W SCENIC DR-MAINSTAY, HOBBS NM |  | No | No | Unknown - Unlikely Lead | Don't Know |  |  |  | No | Other |  | Will Inspect meter box at a later date | Unknown - Unlikely Lead |  |  |  | No | Other |  | Will Inspect meter box at a later date | Unknown | Don't Know | Don't Know |  | Building | Unknown | Unknown | No |  |  | Unknown
13466 | 1123 S TURNER ST, HOBBS NM |  | No | No | Unknown - Unlikely Lead | Don't Know |  |  |  | No | Other |  | Will Inspect meter box at a later date | Unknown - Unlikely Lead |  |  |  | No | Other |  | Will Inspect meter box at a later date | Unknown | Don't Know | Don't Know |  | Building | Unknown | Unknown | No |  |  | Unknown
13241 | 2214 N THOMAS DR, HOBBS NM |  | No | No | Unknown - Unlikely Lead | Don't Know |  |  |  | No | Other |  | Will Inspect meter box at a later date | Unknown - Unlikely Lead |  |  |  | No | Other |  | Will Inspect meter box at a later date | Unknown | Don't Know | Don't Know |  | Building | Unknown | Unknown | No |  |  | Unknown
12896 | 2708 W SCENIC-COMFORT INN, HOBBS NM |  | No | No | Unknown - Unlikely Lead | Don't Know |  |  |  | No | Other |  | Will Inspect meter box at a later date | Unknown - Unlikely Lead |  |  |  | No | Other |  | Will Inspect meter box at a later date | Unknown | Don't Know | Don't Know |  | Building | Unknown | Unknown | No |  |  | Unknown
1200 | 1316 E BENDER BLVD, HOBBS NM |  | No | No | Unknown - Unlikely Lead | Don't Know |  |  |  | No | Other |  | Will Inspect meter box at a later date | Unknown - Unlikely Lead |  |  |  | No | Other |  | Will Inspect meter box at a later date | Unknown | Don't Know | Don't Know |  | Building | Unknown | Unknown | No |  |  | Unknown
13033 | 107 W TAOS ST TRLR 10, HOBBS NM |  | No | No | Unknown - Unlikely Lead | Don't Know |  |  |  | No | Other |  | Will Inspect meter box at a later date | Unknown - Unlikely Lead |  |  |  | No | Other |  | Will Inspect meter box at a later date | Unknown | Don't Know | Don't Know |  | Building | Unknown | Unknown | No |  |  | Unknown
12185 | 322-A E SAINT ANNE PL, HOBBS NM |  | No | No | Unknown - Unlikely Lead | Don't Know |  |  |  | No | Other |  | Will Inspect meter box at a later date | Unknown - Unlikely Lead |  |  |  | No | Other |  | Will Inspect meter box at a later date | Unknown | Don't Know | Don't Know |  | Building | Unknown | Unknown | No |  |  | Unknown
13437 | 1411 S TURNER ST, HOBBS NM |  | No | No | Unknown - Unlikely Lead | Don't Know |  |  |  | No | Other |  | Will Inspect meter box at a later date | Unknown - Unlikely Lead |  |  |  | No | Other |  | Will Inspect meter box at a later date | Unknown | Don't Know | Don't Know |  | Building | Unknown | Unknown | No |  |  | Unknown
13540 | 503 E TEXAS ST, HOBBS NM |  | No | No | Unknown - Unlikely Lead | Don't Know |  |  |  | No | Other |  | Will Inspect meter box at a later date | Unknown - Unlikely Lead |  |  |  | No | Other |  | Will Inspect meter box at a later date | Unknown | Don't Know | Don't Know |  | Building | Unknown | Unknown | No |  |  | Unknown
11588 | 1203 W SCHARBAUER ST, HOBBS NM |  | No | No | Unknown - Unlikely Lead | Don't Know |  |  |  | No | Other |  | Will Inspect meter box at a later date | Unknown - Unlikely Lead |  |  |  | No | Other |  | Will Inspect meter box at a later date | Unknown | Don't Know | Don't Know |  | Building | Unknown | Unknown | No |  |  | Unknown
13455 | 912 S TURNER ST, HOBBS NM |  | No | No | Unknown - Unlikely Lead | Don't Know |  |  |  | No | Other |  | Will Inspect meter box at a later date | Unknown - Unlikely Lead |  |  |  | No | Other |  | Will Inspect meter box at a later date | Unknown | Don't Know | Don't Know |  | Building | Unknown | Unknown | No |  |  | Unknown
13077 | 219 E TAOS ST, HOBBS NM |  | No | No | Unknown - Unlikely Lead | Don't Know |  |  |  | No | Other |  | Will Inspect meter box at a later date | Unknown - Unlikely Lead |  |  |  | No | Other |  | Will Inspect meter box at a later date | Unknown | Don't Know | Don't Know |  | Building | Unknown | Unknown | No |  |  | Unknown
11587 | 1002 W SCHARBAUER ST, HOBBS NM |  | No | No | Unknown - Unlikely Lead | Don't Know |  |  |  | No | Other |  | Will Inspect meter box at a later date | Unknown - Unlikely Lead |  |  |  | No | Other |  | Will Inspect meter box at a later date | Unknown | Don't Know | Don't Know |  | Building | Unknown | Unknown | No |  |  | Unknown
133 | 2022 N ACOMA DR, HOBBS NM |  | No | No | Unknown - Unlikely Lead | Don't Know |  |  |  | No | Other |  | Will Inspect meter box at a later date | Unknown - Unlikely Lead |  |  |  | No | Other |  | Will Inspect meter box at a later date | Unknown | Don't Know | Don't Know |  | Building | Unknown | Unknown | No |  |  | Unknown
12987 | 1111 W TAOS ST, HOBBS NM |  | No | No | Unknown - Unlikely Lead | Don't Know |  |  |  | No | Other |  | Will Inspect meter box at a later date | Unknown - Unlikely Lead |  |  |  | No | Other |  | Will Inspect meter box at a later date | Unknown | Don't Know | Don't Know |  | Building | Unknown | Unknown | No |  |  | Unknown
12131 | 226 W SAINT ANNE PL, HOBBS NM |  | No | No | Unknown - Unlikely Lead | Don't Know |  |  |  | No | Other |  | Will Inspect meter box at a later date | Unknown - Unlikely Lead |  |  |  | No | Other |  | Will Inspect meter box at a later date | Unknown | Don't Know | Don't Know |  | Building | Unknown | Unknown | No |  |  | Unknown
13366 | 1315 N TURNER ST, HOBBS NM |  | No | No | Unknown - Unlikely Lead | Don't Know |  |  |  | No | Other |  | Will Inspect meter box at a later date | Unknown - Unlikely Lead |  |  |  | No | Other |  | Will Inspect meter box at a later date | Unknown | Don't Know | Don't Know |  | Building | Unknown | Unknown | No |  |  | Unknown
12695 | 1206 S STARLING DR, HOBBS NM |  | No | No | Unknown - Unlikely Lead | Don't Know |  |  |  | No | Other |  | Will Inspect meter box at a later date | Unknown - Unlikely Lead |  |  |  | No | Other |  | Will Inspect meter box at a later date | Unknown | Don't Know | Don't Know |  | Building | Unknown | Unknown | No |  |  | Unknown
12108 | 615 E SUNSET DR, HOBBS NM |  | No | No | Unknown - Unlikely Lead | Don't Know |  |  |  | No | Other |  | Will Inspect meter box at a later date | Unknown - Unlikely Lead |  |  |  | No | Other |  | Will Inspect meter box at a later date | Unknown | Don't Know | Don't Know |  | Building | Unknown | Unknown | No |  |  | Unknown
13422 | 112 N TURNER ST, HOBBS NM |  | No | No | Unknown - Unlikely Lead | Don't Know |  |  |  | No | Other |  | Will Inspect meter box at a later date | Unknown - Unlikely Lead |  |  |  | No | Other |  | Will Inspect meter box at a later date | Unknown | Don't Know | Don't Know |  | Building | Unknown | Unknown | No |  |  | Unknown
12813 | 1419 E SKELLY ST, HOBBS NM |  | No | No | Unknown - Unlikely Lead | Don't Know |  |  |  | No | Other |  | Will Inspect meter box at a later date | Unknown - Unlikely Lead |  |  |  | No | Other |  | Will Inspect meter box at a later date | Unknown | Don't Know | Don't Know |  | Building | Unknown | Unknown | No |  |  | Unknown
12546 | 1230 S SELMAN ST, HOBBS NM |  | No | No | Unknown - Unlikely Lead | Don't Know |  |  |  | No | Other |  | Will Inspect meter box at a later date | Unknown - Unlikely Lead |  |  |  | No | Other |  | Will Inspect meter box at a later date | Unknown | Don't Know | Don't Know |  | Building | Unknown | Unknown | No |  |  | Unknown
1204 | 1021 E BENDER BLVD, HOBBS NM |  | No | No | Unknown - Unlikely Lead | Don't Know |  |  |  | No | Other |  | Will Inspect meter box at a later date | Unknown - Unlikely Lead |  |  |  | No | Other |  | Will Inspect meter box at a later date | Unknown | Don't Know | Don't Know |  | Building | Unknown | Unknown | No |  |  | Unknown
12399 | 1704 E SNYDER ST, HOBBS NM |  | No | No | Unknown - Unlikely Lead | Don't Know |  |  |  | No | Other |  | Will Inspect meter box at a later date | Unknown - Unlikely Lead |  |  |  | No | Other |  | Will Inspect meter box at a later date | Unknown | Don't Know | Don't Know |  | Building | Unknown | Unknown | No |  |  | Unknown
13259 | 2613 N THOMAS DR, HOBBS NM |  | No | No | Unknown - Unlikely Lead | Don't Know |  |  |  | No | Other |  | Will Inspect meter box at a later date | Unknown - Unlikely Lead |  |  |  | No | Other |  | Will Inspect meter box at a later date | Unknown | Don't Know | Don't Know |  | Building | Unknown | Unknown | No |  |  | Unknown
1290 | 624 W BENDER BLVD, HOBBS NM |  | No | No | Unknown - Unlikely Lead | Don't Know |  |  |  | No | Other |  | Will Inspect meter box at a later date | Unknown - Unlikely Lead |  |  |  | No | Other |  | Will Inspect meter box at a later date | Unknown | Don't Know | Don't Know |  | Building | Unknown | Unknown | No |  |  | Unknown
12169 | 316-C E SAINT ANNE PL, HOBBS NM |  | No | No | Unknown - Unlikely Lead | Don't Know |  |  |  | No | Other |  | Will Inspect meter box at a later date | Unknown - Unlikely Lead |  |  |  | No | Other |  | Will Inspect meter box at a later date | Unknown | Don't Know | Don't Know |  | Building | Unknown | Unknown | No |  |  | Unknown
13113 | 633 E TAOS ST, HOBBS NM |  | No | No | Unknown - Unlikely Lead | Don't Know |  |  |  | No | Other |  | Will Inspect meter box at a later date | Unknown - Unlikely Lead |  |  |  | No | Other |  | Will Inspect meter box at a later date | Unknown | Don't Know | Don't Know |  | Building | Unknown | Unknown | No |  |  | Unknown
13557 | 504 E TEXAS ST, HOBBS NM |  | No | No | Unknown - Unlikely Lead | Don't Know |  |  |  | No | Other |  | Will Inspect meter box at a later date | Unknown - Unlikely Lead |  |  |  | No | Other |  | Will Inspect meter box at a later date | Unknown | Don't Know | Don't Know |  | Building | Unknown | Unknown | No |  |  | Unknown
11976 | 956 W SUNRISE CIR, HOBBS NM |  | No | No | Unknown - Unlikely Lead | Don't Know |  |  |  | No | Other |  | Will Inspect meter box at a later date | Unknown - Unlikely Lead |  |  |  | No | Other |  | Will Inspect meter box at a later date | Unknown | Don't Know | Don't Know |  | Building | Unknown | Unknown | No |  |  | Unknown
1174 | 1315 E BENDER BLVD #10, HOBBS NM |  | No | No | Unknown - Unlikely Lead | Don't Know |  |  |  | No | Other |  | Will Inspect meter box at a later date | Unknown - Unlikely Lead |  |  |  | No | Other |  | Will Inspect meter box at a later date | Unknown | Don't Know | Don't Know |  | Building | Unknown | Unknown | No |  |  | Unknown
13379 | 600 N TURNER ST, HOBBS NM |  | No | No | Unknown - Unlikely Lead | Don't Know |  |  |  | No | Other |  | Will Inspect meter box at a later date | Unknown - Unlikely Lead |  |  |  | No | Other |  | Will Inspect meter box at a later date | Unknown | Don't Know | Don't Know |  | Building | Unknown | Unknown | No |  |  | Unknown
1194 | 1032 E BENDER BLVD, HOBBS NM |  | No | No | Unknown - Unlikely Lead | Don't Know |  |  |  | No | Other |  | Will Inspect meter box at a later date | Unknown - Unlikely Lead |  |  |  | No | Other |  | Will Inspect meter box at a later date | Unknown | Don't Know | Don't Know |  | Building | Unknown | Unknown | No |  |  | Unknown
1341 | 202 N BURK ST, HOBBS NM |  | No | No | Unknown - Unlikely Lead | Don't Know |  |  |  | No | Other |  | Will Inspect meter box at a later date | Unknown - Unlikely Lead |  |  |  | No | Other |  | Will Inspect meter box at a later date | Unknown | Don't Know | Don't Know |  | Building | Unknown | Unknown | No |  |  | Unknown
12198 | 1917 N STEVEN DR, HOBBS NM |  | No | No | Unknown - Unlikely Lead | Don't Know |  |  |  | No | Other |  | Will Inspect meter box at a later date | Unknown - Unlikely Lead |  |  |  | No | Other |  | Will Inspect meter box at a later date | Unknown | Don't Know | Don't Know |  | Building | Unknown | Unknown | No |  |  | Unknown
11680 | 1328 N SAN ANDRES DR, HOBBS NM |  | No | No | Unknown - Unlikely Lead | Don't Know |  |  |  | No | Other |  | Will Inspect meter box at a later date | Unknown - Unlikely Lead |  |  |  | No | Other |  | Will Inspect meter box at a later date | Unknown | Don't Know | Don't Know |  | Building | Unknown | Unknown | No |  |  | Unknown
13284 | 2100 E TANGLEWOOD AVE, HOBBS NM |  | No | No | Non-Lead - Plastic | Don't Know | 2019 | 1 | Field inspection only with no records | Yes | Visual inspection at the meter pit | 08/19/2024 00:00:00 |  | Non-Lead - Plastic | 2019 | 1 | Field inspection only with no records | Yes | Visual inspection at the meter pit | 08/19/2024 00:00:00 |  | Non-Lead | No | Don't Know |  | Single Family Residence |  | No | No |  |  | Non-Lead
1184 | 225 E BENDER BLVD, HOBBS NM |  | No | No | Unknown - Unlikely Lead | Don't Know |  |  |  | No | Other |  | Will Inspect meter box at a later date | Unknown - Unlikely Lead |  |  |  | No | Other |  | Will Inspect meter box at a later date | Unknown | Don't Know | Don't Know |  | Building | Unknown | Unknown | No |  |  | Unknown
11567 | 513 W SCHARBAUER ST, HOBBS NM |  | No | No | Unknown - Unlikely Lead | Don't Know |  |  |  | No | Other |  | Will Inspect meter box at a later date | Unknown - Unlikely Lead |  |  |  | No | Other |  | Will Inspect meter box at a later date | Unknown | Don't Know | Don't Know |  | Building | Unknown | Unknown | No |  |  | Unknown
13041 | 107 W TAOS ST TRLR 8, HOBBS NM |  | No | No | Unknown - Unlikely Lead | Don't Know |  |  |  | No | Other |  | Will Inspect meter box at a later date | Unknown - Unlikely Lead |  |  |  | No | Other |  | Will Inspect meter box at a later date | Unknown | Don't Know | Don't Know |  | Building | Unknown | Unknown | No |  |  | Unknown
12574 | 1310 S SELMAN ST, HOBBS NM |  | No | No | Unknown - Unlikely Lead | Don't Know |  |  |  | No | Other |  | Will Inspect meter box at a later date | Unknown - Unlikely Lead |  |  |  | No | Other |  | Will Inspect meter box at a later date | Unknown | Don't Know | Don't Know |  | Building | Unknown | Unknown | No |  |  | Unknown
12521 | 111 W SHIPP DR, HOBBS NM |  | No | No | Unknown - Unlikely Lead | Don't Know |  |  |  | No | Other |  | Will Inspect meter box at a later date | Unknown - Unlikely Lead |  |  |  | No | Other |  | Will Inspect meter box at a later date | Unknown | Don't Know | Don't Know |  | Building | Unknown | Unknown | No |  |  | Unknown
12321 | 2126 N STEVEN DR, HOBBS NM |  | No | No | Unknown - Unlikely Lead | Don't Know |  |  |  | No | Other |  | Will Inspect meter box at a later date | Unknown - Unlikely Lead |  |  |  | No | Other |  | Will Inspect meter box at a later date | Unknown | Don't Know | Don't Know |  | Building | Unknown | Unknown | No |  |  | Unknown
11767 | 1407 N SAN MATEO ST, HOBBS NM |  | No | No | Unknown - Unlikely Lead | Don't Know |  |  |  | No | Other |  | Will Inspect meter box at a later date | Unknown - Unlikely Lead |  |  |  | No | Other |  | Will Inspect meter box at a later date | Unknown | Don't Know | Don't Know |  | Building | Unknown | Unknown | No |  |  | Unknown
12850 | 417 E SKELLY ST, HOBBS NM |  | No | No | Unknown - Unlikely Lead | Don't Know |  |  |  | No | Other |  | Will Inspect meter box at a later date | Unknown - Unlikely Lead |  |  |  | No | Other |  | Will Inspect meter box at a later date | Unknown | Don't Know | Don't Know |  | Building | Unknown | Unknown | No |  |  | Unknown
12872 | 506 E STANOLIND RD, HOBBS NM |  | No | No | Unknown - Unlikely Lead | Don't Know |  |  |  | No | Other |  | Will Inspect meter box at a later date | Unknown - Unlikely Lead |  |  |  | No | Other |  | Will Inspect meter box at a later date | Unknown | Don't Know | Don't Know |  | Building | Unknown | Unknown | No |  |  | Unknown
13165 | 1226 N TASKER DR, HOBBS NM |  | No | No | Unknown - Unlikely Lead | Don't Know |  |  |  | No | Other |  | Will Inspect meter box at a later date | Unknown - Unlikely Lead |  |  |  | No | Other |  | Will Inspect meter box at a later date | Unknown | Don't Know | Don't Know |  | Building | Unknown | Unknown | No |  |  | Unknown
1305 | 1519 W BENDER BLVD, HOBBS NM |  | No | No | Unknown - Unlikely Lead | Don't Know |  |  |  | No | Other |  | Will Inspect meter box at a later date | Unknown - Unlikely Lead |  |  |  | No | Other |  | Will Inspect meter box at a later date | Unknown | Don't Know | Don't Know |  | Building | Unknown | Unknown | No |  |  | Unknown
11911 | 617 W SILVER AVE, HOBBS NM |  | No | No | Unknown - Unlikely Lead | Don't Know |  |  |  | No | Other |  | Will Inspect meter box at a later date | Unknown - Unlikely Lead |  |  |  | No | Other |  | Will Inspect meter box at a later date | Unknown | Don't Know | Don't Know |  | Building | Unknown | Unknown | No |  |  | Unknown
12696 | 1202 S STARLING DR, HOBBS NM |  | No | No | Unknown - Unlikely Lead | Don't Know |  |  |  | No | Other |  | Will Inspect meter box at a later date | Unknown - Unlikely Lead |  |  |  | No | Other |  | Will Inspect meter box at a later date | Unknown | Don't Know | Don't Know |  | Building | Unknown | Unknown | No |  |  | Unknown
12450 | 2019 E SNYDER ST, HOBBS NM |  | No | No | Unknown - Unlikely Lead | Don't Know |  |  |  | No | Other |  | Will Inspect meter box at a later date | Unknown - Unlikely Lead |  |  |  | No | Other |  | Will Inspect meter box at a later date | Unknown | Don't Know | Don't Know |  | Building | Unknown | Unknown | No |  |  | Unknown
1173 | 1315 E BENDER BLVD #12, HOBBS NM |  | No | No | Unknown - Unlikely Lead | Don't Know |  |  |  | No | Other |  | Will Inspect meter box at a later date | Unknown - Unlikely Lead |  |  |  | No | Other |  | Will Inspect meter box at a later date | Unknown | Don't Know | Don't Know |  | Building | Unknown | Unknown | No |  |  | Unknown
13572 | 1010 W TEXAS ST, HOBBS NM |  | No | No | Unknown - Unlikely Lead | Don't Know |  |  |  | No | Other |  | Will Inspect meter box at a later date | Unknown - Unlikely Lead |  |  |  | No | Other |  | Will Inspect meter box at a later date | Unknown | Don't Know | Don't Know |  | Building | Unknown | Unknown | No |  |  | Unknown
12649 | 2610 N SELMAN ST, HOBBS NM |  | No | No | Unknown - Unlikely Lead | Don't Know |  |  |  | No | Other |  | Will Inspect meter box at a later date | Unknown - Unlikely Lead |  |  |  | No | Other |  | Will Inspect meter box at a later date | Unknown | Don't Know | Don't Know |  | Building | Unknown | Unknown | No |  |  | Unknown
12012 | 521 E SUNSET CIR, HOBBS NM |  | No | No | Unknown - Unlikely Lead | Don't Know |  |  |  | No | Other |  | Will Inspect meter box at a later date | Unknown - Unlikely Lead |  |  |  | No | Other |  | Will Inspect meter box at a later date | Unknown | Don't Know | Don't Know |  | Building | Unknown | Unknown | No |  |  | Unknown
13067 | 422 W TAOS ST, HOBBS NM |  | No | No | Unknown - Unlikely Lead | Don't Know |  |  |  | No | Other |  | Will Inspect meter box at a later date | Unknown - Unlikely Lead |  |  |  | No | Other |  | Will Inspect meter box at a later date | Unknown | Don't Know | Don't Know |  | Building | Unknown | Unknown | No |  |  | Unknown
11682 | 1700 N SAN ANDRES DR, HOBBS NM |  | No | No | Unknown - Unlikely Lead | Don't Know |  |  |  | No | Other |  | Will Inspect meter box at a later date | Unknown - Unlikely Lead |  |  |  | No | Other |  | Will Inspect meter box at a later date | Unknown | Don't Know | Don't Know |  | Building | Unknown | Unknown | No |  |  | Unknown
13642 | 903 N THORP ST, HOBBS NM |  | No | No | Unknown - Unlikely Lead | Don't Know |  |  |  | No | Other |  | Will Inspect meter box at a later date | Unknown - Unlikely Lead |  |  |  | No | Other |  | Will Inspect meter box at a later date | Unknown | Don't Know | Don't Know |  | Building | Unknown | Unknown | No |  |  | Unknown
11625 | 1621 N SAN ANDRES DR, HOBBS NM |  | No | No | Unknown - Unlikely Lead | Don't Know |  |  |  | No | Other |  | Will Inspect meter box at a later date | Unknown - Unlikely Lead |  |  |  | No | Other |  | Will Inspect meter box at a later date | Unknown | Don't Know | Don't Know |  | Building | Unknown | Unknown | No |  |  | Unknown
11760 | 1116 N SAN MATEO ST, HOBBS NM |  | No | No | Unknown - Unlikely Lead | Don't Know |  |  |  | No | Other |  | Will Inspect meter box at a later date | Unknown - Unlikely Lead |  |  |  | No | Other |  | Will Inspect meter box at a later date | Unknown | Don't Know | Don't Know |  | Building | Unknown | Unknown | No |  |  | Unknown
12227 | 1735 N STEVEN DR, HOBBS NM |  | No | No | Unknown - Unlikely Lead | Don't Know |  |  |  | No | Other |  | Will Inspect meter box at a later date | Unknown - Unlikely Lead |  |  |  | No | Other |  | Will Inspect meter box at a later date | Unknown | Don't Know | Don't Know |  | Building | Unknown | Unknown | No |  |  | Unknown
12780 | 1308 E SKELLY ST, HOBBS NM |  | No | No | Unknown - Unlikely Lead | Don't Know |  |  |  | No | Other |  | Will Inspect meter box at a later date | Unknown - Unlikely Lead |  |  |  | No | Other |  | Will Inspect meter box at a later date | Unknown | Don't Know | Don't Know |  | Building | Unknown | Unknown | No |  |  | Unknown
13052 | 513 W TAOS ST, HOBBS NM |  | No | No | Unknown - Unlikely Lead | Don't Know |  |  |  | No | Other |  | Will Inspect meter box at a later date | Unknown - Unlikely Lead |  |  |  | No | Other |  | Will Inspect meter box at a later date | Unknown | Don't Know | Don't Know |  | Building | Unknown | Unknown | No |  |  | Unknown
12244 | 2008 N STEVEN DR, HOBBS NM |  | No | No | Unknown - Unlikely Lead | Don't Know |  |  |  | No | Other |  | Will Inspect meter box at a later date | Unknown - Unlikely Lead |  |  |  | No | Other |  | Will Inspect meter box at a later date | Unknown | Don't Know | Don't Know |  | Building | Unknown | Unknown | No |  |  | Unknown
1321 | 1625 BUCKNELL CT, HOBBS NM |  | No | No | Unknown - Unlikely Lead | Don't Know |  |  |  | No | Other |  | Will Inspect meter box at a later date | Unknown - Unlikely Lead |  |  |  | No | Other |  | Will Inspect meter box at a later date | Unknown | Don't Know | Don't Know |  | Building | Unknown | Unknown | No |  |  | Unknown
13500 | 6102 N T-BIRD RD, HOBBS NM |  | No | No | Unknown - Unlikely Lead | Don't Know |  |  |  | No | Other |  | Will Inspect meter box at a later date | Unknown - Unlikely Lead |  |  |  | No | Other |  | Will Inspect meter box at a later date | Unknown | Don't Know | Don't Know |  | Building | Unknown | Unknown | No |  |  | Unknown
11723 | 7-C STONECREST CT, HOBBS NM |  | No | No | Non-Lead - Plastic | No | 1982 | 3/4 | Field inspection only with no records | Yes | Visual inspection at the meter pit | 05/26/2024 00:00:00 |  | Non-Lead - Plastic |  | 3/4 | Installation date after lead ban | Yes | Visual inspection at the meter pit | 05/26/2024 00:00:00 | Will Inspect meter box at a later date | Non-Lead | Don't Know | Don't Know |  | Single Family Residence |  | Unknown | No |  |  | Non-Lead
12868 | 806 E STANOLIND RD, HOBBS NM |  | No | No | Unknown - Unlikely Lead | Don't Know |  |  |  | No | Other |  | Will Inspect meter box at a later date | Unknown - Unlikely Lead |  |  |  | No | Other |  | Will Inspect meter box at a later date | Unknown | Don't Know | Don't Know |  | Building | Unknown | Unknown | No |  |  | Unknown
11913 | 728 W SILVER AVE, HOBBS NM |  | No | No | Unknown - Unlikely Lead | Don't Know |  |  |  | No | Other |  | Will Inspect meter box at a later date | Unknown - Unlikely Lead |  |  |  | No | Other |  | Will Inspect meter box at a later date | Unknown | Don't Know | Don't Know |  | Building | Unknown | Unknown | No |  |  | Unknown
13330 | 1101 N TURNER ST, HOBBS NM |  | No | No | Unknown - Unlikely Lead | Don't Know |  |  |  | No | Other |  | Will Inspect meter box at a later date | Unknown - Unlikely Lead |  |  |  | No | Other |  | Will Inspect meter box at a later date | Unknown | Don't Know | Don't Know |  | Building | Unknown | Unknown | No |  |  | Unknown
12217 | 1516 N STEVEN DR, HOBBS NM |  | No | No | Unknown - Unlikely Lead | Don't Know |  |  |  | No | Other |  | Will Inspect meter box at a later date | Unknown - Unlikely Lead |  |  |  | No | Other |  | Will Inspect meter box at a later date | Unknown | Don't Know | Don't Know |  | Building | Unknown | Unknown | No |  |  | Unknown
13614 | 515 N THORP ST, HOBBS NM |  | No | No | Unknown - Unlikely Lead | Don't Know |  |  |  | No | Other |  | Will Inspect meter box at a later date | Unknown - Unlikely Lead |  |  |  | No | Other |  | Will Inspect meter box at a later date | Unknown | Don't Know | Don't Know |  | Building | Unknown | Unknown | No |  |  | Unknown
12150 | 415 W SAINT ANNE PL, HOBBS NM |  | No | No | Unknown - Unlikely Lead | Don't Know |  |  |  | No | Other |  | Will Inspect meter box at a later date | Unknown - Unlikely Lead |  |  |  | No | Other |  | Will Inspect meter box at a later date | Unknown | Don't Know | Don't Know |  | Building | Unknown | Unknown | No |  |  | Unknown
11679 | 1501 N SAN ANDRES DR, HOBBS NM |  | No | No | Unknown - Unlikely Lead | Don't Know |  |  |  | No | Other |  | Will Inspect meter box at a later date | Unknown - Unlikely Lead |  |  |  | No | Other |  | Will Inspect meter box at a later date | Unknown | Don't Know | Don't Know |  | Building | Unknown | Unknown | No |  |  | Unknown
11836 | 516 W SILVER AVE, HOBBS NM |  | No | No | Unknown - Unlikely Lead | Don't Know |  |  |  | No | Other |  | Will Inspect meter box at a later date | Unknown - Unlikely Lead |  |  |  | No | Other |  | Will Inspect meter box at a later date | Unknown | Don't Know | Don't Know |  | Building | Unknown | Unknown | No |  |  | Unknown
1251 | 2413 W BENDER BLVD, HOBBS NM |  | No | No | Unknown - Unlikely Lead | Don't Know |  |  |  | No | Other |  | Will Inspect meter box at a later date | Unknown - Unlikely Lead |  |  |  | No | Other |  | Will Inspect meter box at a later date | Unknown | Don't Know | Don't Know |  | Building | Unknown | Unknown | No |  |  | Unknown
1299 | 1430 W BENDER BLVD, HOBBS NM |  | No | No | Unknown - Unlikely Lead | Don't Know |  |  |  | No | Other |  | Will Inspect meter box at a later date | Unknown - Unlikely Lead |  |  |  | No | Other |  | Will Inspect meter box at a later date | Unknown | Don't Know | Don't Know |  | Building | Unknown | Unknown | No |  |  | Unknown
11796 | 1101 N SAN MATEO ST, HOBBS NM |  | No | No | Unknown - Unlikely Lead | Don't Know |  |  |  | No | Other |  | Will Inspect meter box at a later date | Unknown - Unlikely Lead |  |  |  | No | Other |  | Will Inspect meter box at a later date | Unknown | Don't Know | Don't Know |  | Building | Unknown | Unknown | No |  |  | Unknown
12804 | 1512 E SKELLY ST, HOBBS NM |  | No | No | Unknown - Unlikely Lead | Don't Know |  |  |  | No | Other |  | Will Inspect meter box at a later date | Unknown - Unlikely Lead |  |  |  | No | Other |  | Will Inspect meter box at a later date | Unknown | Don't Know | Don't Know |  | Building | Unknown | Unknown | No |  |  | Unknown
12650 | 2609 N SELMAN ST, HOBBS NM |  | No | No | Unknown - Unlikely Lead | Don't Know |  |  |  | No | Other |  | Will Inspect meter box at a later date | Unknown - Unlikely Lead |  |  |  | No | Other |  | Will Inspect meter box at a later date | Unknown | Don't Know | Don't Know |  | Building | Unknown | Unknown | No |  |  | Unknown
13265 | 2317 N THOMAS DR, HOBBS NM |  | No | No | Unknown - Unlikely Lead | Don't Know |  |  |  | No | Other |  | Will Inspect meter box at a later date | Unknown - Unlikely Lead |  |  |  | No | Other |  | Will Inspect meter box at a later date | Unknown | Don't Know | Don't Know |  | Building | Unknown | Unknown | No |  |  | Unknown
12607 | 2912 N SELMAN ST, HOBBS NM |  | No | No | Unknown - Unlikely Lead | Don't Know |  |  |  | No | Other |  | Will Inspect meter box at a later date | Unknown - Unlikely Lead |  |  |  | No | Other |  | Will Inspect meter box at a later date | Unknown | Don't Know | Don't Know |  | Building | Unknown | Unknown | No |  |  | Unknown
13401 | 1819 N TURNER ST #K, HOBBS NM |  | No | No | Unknown - Unlikely Lead | Don't Know |  |  |  | No | Other |  | Will Inspect meter box at a later date | Unknown - Unlikely Lead |  |  |  | No | Other |  | Will Inspect meter box at a later date | Unknown | Don't Know | Don't Know |  | Building | Unknown | Unknown | No |  |  | Unknown
1203 | 1206 E BENDER BLVD, HOBBS NM |  | No | No | Unknown - Unlikely Lead | Don't Know |  |  |  | No | Other |  | Will Inspect meter box at a later date | Unknown - Unlikely Lead |  |  |  | No | Other |  | Will Inspect meter box at a later date | Unknown | Don't Know | Don't Know |  | Building | Unknown | Unknown | No |  |  | Unknown
11742 | 8-D STONECREST CT, HOBBS NM |  | No | No | Non-Lead - Plastic | No | 1982 | 3/4 | Field inspection only with no records | Yes | Visual inspection at the meter pit | 05/26/2024 00:00:00 |  | Non-Lead - Plastic |  | 3/4 | Installation date after lead ban | Yes | Visual inspection at the meter pit | 05/26/2024 00:00:00 | Will Inspect meter box at a later date | Non-Lead | Don't Know | Don't Know |  | Single Family Residence |  | Unknown | No |  |  | Non-Lead
1275 | 110 W BENDER BLVD, HOBBS NM |  | No | No | Unknown - Unlikely Lead | Don't Know |  |  |  | No | Other |  | Will Inspect meter box at a later date | Unknown - Unlikely Lead |  |  |  | No | Other |  | Will Inspect meter box at a later date | Unknown | Don't Know | Don't Know |  | Building | Unknown | Unknown | No |  |  | Unknown
13232 | 206 W TEMPLE AVE, HOBBS NM |  | No | No | Unknown - Unlikely Lead | Don't Know |  |  |  | No | Other |  | Will Inspect meter box at a later date | Unknown - Unlikely Lead |  |  |  | No | Other |  | Will Inspect meter box at a later date | Unknown | Don't Know | Don't Know |  | Building | Unknown | Unknown | No |  |  | Unknown
12188 | 300 E SAINT ANNE PL, HOBBS NM |  | No | No | Unknown - Unlikely Lead | Don't Know |  |  |  | No | Other |  | Will Inspect meter box at a later date | Unknown - Unlikely Lead |  |  |  | No | Other |  | Will Inspect meter box at a later date | Unknown | Don't Know | Don't Know |  | Building | Unknown | Unknown | No |  |  | Unknown
12207 | 1923 N STEVEN DR, HOBBS NM |  | No | No | Unknown - Unlikely Lead | Don't Know |  |  |  | No | Other |  | Will Inspect meter box at a later date | Unknown - Unlikely Lead |  |  |  | No | Other |  | Will Inspect meter box at a later date | Unknown | Don't Know | Don't Know |  | Building | Unknown | Unknown | No |  |  | Unknown
13648 | 416 N THORP ST, HOBBS NM |  | No | No | Unknown - Unlikely Lead | Don't Know |  |  |  | No | Other |  | Will Inspect meter box at a later date | Unknown - Unlikely Lead |  |  |  | No | Other |  | Will Inspect meter box at a later date | Unknown | Don't Know | Don't Know |  | Building | Unknown | Unknown | No |  |  | Unknown
13229 | 309 W TEMPLE AVE, HOBBS NM |  | No | No | Unknown - Unlikely Lead | Don't Know |  |  |  | No | Other |  | Will Inspect meter box at a later date | Unknown - Unlikely Lead |  |  |  | No | Other |  | Will Inspect meter box at a later date | Unknown | Don't Know | Don't Know |  | Building | Unknown | Unknown | No |  |  | Unknown
12478 | 407 N SHIPP ST, HOBBS NM |  | No | No | Unknown - Unlikely Lead | Don't Know |  |  |  | No | Other |  | Will Inspect meter box at a later date | Unknown - Unlikely Lead |  |  |  | No | Other |  | Will Inspect meter box at a later date | Unknown | Don't Know | Don't Know |  | Building | Unknown | Unknown | No |  |  | Unknown
12717 | 501 W SKELLY ST, HOBBS NM |  | No | No | Unknown - Unlikely Lead | Don't Know |  |  |  | No | Other |  | Will Inspect meter box at a later date | Unknown - Unlikely Lead |  |  |  | No | Other |  | Will Inspect meter box at a later date | Unknown | Don't Know | Don't Know |  | Building | Unknown | Unknown | No |  |  | Unknown
12991 | 1122 W TAOS ST, HOBBS NM |  | No | No | Unknown - Unlikely Lead | Don't Know |  |  |  | No | Other |  | Will Inspect meter box at a later date | Unknown - Unlikely Lead |  |  |  | No | Other |  | Will Inspect meter box at a later date | Unknown | Don't Know | Don't Know |  | Building | Unknown | Unknown | No |  |  | Unknown
13210 | 403 1/2 W TEMPLE AVE, HOBBS NM |  | No | No | Unknown - Unlikely Lead | Don't Know |  |  |  | No | Other |  | Will Inspect meter box at a later date | Unknown - Unlikely Lead |  |  |  | No | Other |  | Will Inspect meter box at a later date | Unknown | Don't Know | Don't Know |  | Building | Unknown | Unknown | No |  |  | Unknown
13577 | 104 W TEXAS ST, HOBBS NM |  | No | No | Unknown - Unlikely Lead | Don't Know |  |  |  | No | Other |  | Will Inspect meter box at a later date | Unknown - Unlikely Lead |  |  |  | No | Other |  | Will Inspect meter box at a later date | Unknown | Don't Know | Don't Know |  | Building | Unknown | Unknown | No |  |  | Unknown
12219 | 1530 N STEVEN DR, HOBBS NM |  | No | No | Unknown - Unlikely Lead | Don't Know |  |  |  | No | Other |  | Will Inspect meter box at a later date | Unknown - Unlikely Lead |  |  |  | No | Other |  | Will Inspect meter box at a later date | Unknown | Don't Know | Don't Know |  | Building | Unknown | Unknown | No |  |  | Unknown
11917 | 1416 E SILVER DR, HOBBS NM |  | No | No | Unknown - Unlikely Lead | Don't Know |  |  |  | No | Other |  | Will Inspect meter box at a later date | Unknown - Unlikely Lead |  |  |  | No | Other |  | Will Inspect meter box at a later date | Unknown | Don't Know | Don't Know |  | Building | Unknown | Unknown | No |  |  | Unknown
12845 | 405 E SKELLY ST, HOBBS NM |  | No | No | Unknown - Unlikely Lead | Don't Know |  |  |  | No | Other |  | Will Inspect meter box at a later date | Unknown - Unlikely Lead |  |  |  | No | Other |  | Will Inspect meter box at a later date | Unknown | Don't Know | Don't Know |  | Building | Unknown | Unknown | No |  |  | Unknown
12974 | 518 W TAOS ST, HOBBS NM |  | No | No | Unknown - Unlikely Lead | Don't Know |  |  |  | No | Other |  | Will Inspect meter box at a later date | Unknown - Unlikely Lead |  |  |  | No | Other |  | Will Inspect meter box at a later date | Unknown | Don't Know | Don't Know |  | Building | Unknown | Unknown | No |  |  | Unknown
12762 | 1620 E SKELLY ST, HOBBS NM |  | No | No | Unknown - Unlikely Lead | Don't Know |  |  |  | No | Other |  | Will Inspect meter box at a later date | Unknown - Unlikely Lead |  |  |  | No | Other |  | Will Inspect meter box at a later date | Unknown | Don't Know | Don't Know |  | Building | Unknown | Unknown | No |  |  | Unknown
12048 | 621 E SUNSET CIR, HOBBS NM |  | No | No | Unknown - Unlikely Lead | Don't Know |  |  |  | No | Other |  | Will Inspect meter box at a later date | Unknown - Unlikely Lead |  |  |  | No | Other |  | Will Inspect meter box at a later date | Unknown | Don't Know | Don't Know |  | Building | Unknown | Unknown | No |  |  | Unknown
12405 | 1410 E SNYDER, HOBBS NM |  | No | No | Unknown - Unlikely Lead | Don't Know |  |  |  | No | Other |  | Will Inspect meter box at a later date | Unknown - Unlikely Lead |  |  |  | No | Other |  | Will Inspect meter box at a later date | Unknown | Don't Know | Don't Know |  | Building | Unknown | Unknown | No |  |  | Unknown
13510 | 306 E TEXAS ST, HOBBS NM |  | No | No | Unknown - Unlikely Lead | Don't Know |  |  |  | No | Other |  | Will Inspect meter box at a later date | Unknown - Unlikely Lead |  |  |  | No | Other |  | Will Inspect meter box at a later date | Unknown | Don't Know | Don't Know |  | Building | Unknown | Unknown | No |  |  | Unknown
12461 | 801 N SHIPP ST, HOBBS NM |  | No | No | Unknown - Unlikely Lead | Don't Know |  |  |  | No | Other |  | Will Inspect meter box at a later date | Unknown - Unlikely Lead |  |  |  | No | Other |  | Will Inspect meter box at a later date | Unknown | Don't Know | Don't Know |  | Building | Unknown | Unknown | No |  |  | Unknown
13535 | 318 E TEXAS ST, HOBBS NM |  | No | No | Unknown - Unlikely Lead | Don't Know |  |  |  | No | Other |  | Will Inspect meter box at a later date | Unknown - Unlikely Lead |  |  |  | No | Other |  | Will Inspect meter box at a later date | Unknown | Don't Know | Don't Know |  | Building | Unknown | Unknown | No |  |  | Unknown
12352 | 1701 E SNYDER ST, HOBBS NM |  | No | No | Unknown - Unlikely Lead | Don't Know |  |  |  | No | Other |  | Will Inspect meter box at a later date | Unknown - Unlikely Lead |  |  |  | No | Other |  | Will Inspect meter box at a later date | Unknown | Don't Know | Don't Know |  | Building | Unknown | Unknown | No |  |  | Unknown
12378 | 1916 E SNYDER ST, HOBBS NM |  | No | No | Unknown - Unlikely Lead | Don't Know |  |  |  | No | Other |  | Will Inspect meter box at a later date | Unknown - Unlikely Lead |  |  |  | No | Other |  | Will Inspect meter box at a later date | Unknown | Don't Know | Don't Know |  | Building | Unknown | Unknown | No |  |  | Unknown
11628 | 1517 N SAN ANDRES DR, HOBBS NM |  | No | No | Unknown - Unlikely Lead | Don't Know |  |  |  | No | Other |  | Will Inspect meter box at a later date | Unknown - Unlikely Lead |  |  |  | No | Other |  | Will Inspect meter box at a later date | Unknown | Don't Know | Don't Know |  | Building | Unknown | Unknown | No |  |  | Unknown
12721 | 210 W SKELLY ST, HOBBS NM |  | No | No | Unknown - Unlikely Lead | Don't Know |  |  |  | No | Other |  | Will Inspect meter box at a later date | Unknown - Unlikely Lead |  |  |  | No | Other |  | Will Inspect meter box at a later date | Unknown | Don't Know | Don't Know |  | Building | Unknown | Unknown | No |  |  | Unknown
13072 | 339 W TAOS ST, HOBBS NM |  | No | No | Unknown - Unlikely Lead | Don't Know |  |  |  | No | Other |  | Will Inspect meter box at a later date | Unknown - Unlikely Lead |  |  |  | No | Other |  | Will Inspect meter box at a later date | Unknown | Don't Know | Don't Know |  | Building | Unknown | Unknown | No |  |  | Unknown
13345 | 505 N TURNER ST, HOBBS NM |  | No | No | Unknown - Unlikely Lead | Don't Know |  |  |  | No | Other |  | Will Inspect meter box at a later date | Unknown - Unlikely Lead |  |  |  | No | Other |  | Will Inspect meter box at a later date | Unknown | Don't Know | Don't Know |  | Building | Unknown | Unknown | No |  |  | Unknown
12119 | 201 W SAINT ANNE PL, HOBBS NM |  | No | No | Unknown - Unlikely Lead | Don't Know |  |  |  | No | Other |  | Will Inspect meter box at a later date | Unknown - Unlikely Lead |  |  |  | No | Other |  | Will Inspect meter box at a later date | Unknown | Don't Know | Don't Know |  | Building | Unknown | Unknown | No |  |  | Unknown
12043 | 700 E SUNSET CIR, HOBBS NM |  | No | No | Unknown - Unlikely Lead | Don't Know |  |  |  | No | Other |  | Will Inspect meter box at a later date | Unknown - Unlikely Lead |  |  |  | No | Other |  | Will Inspect meter box at a later date | Unknown | Don't Know | Don't Know |  | Building | Unknown | Unknown | No |  |  | Unknown
1349 | 532 N BURK ST, HOBBS NM |  | No | No | Unknown - Unlikely Lead | Don't Know |  |  |  | No | Other |  | Will Inspect meter box at a later date | Unknown - Unlikely Lead |  |  |  | No | Other |  | Will Inspect meter box at a later date | Unknown | Don't Know | Don't Know |  | Building | Unknown | Unknown | No |  |  | Unknown
13130 | 526 E TAOS ST, HOBBS NM |  | No | No | Unknown - Unlikely Lead | Don't Know |  |  |  | No | Other |  | Will Inspect meter box at a later date | Unknown - Unlikely Lead |  |  |  | No | Other |  | Will Inspect meter box at a later date | Unknown | Don't Know | Don't Know |  | Building | Unknown | Unknown | No |  |  | Unknown
13140 | 1412 N TASKER DR, HOBBS NM |  | No | No | Unknown - Unlikely Lead | Don't Know |  |  |  | No | Other |  | Will Inspect meter box at a later date | Unknown - Unlikely Lead |  |  |  | No | Other |  | Will Inspect meter box at a later date | Unknown | Don't Know | Don't Know |  | Building | Unknown | Unknown | No |  |  | Unknown
11872 | 517 W SILVER AVE, HOBBS NM |  | No | No | Unknown - Unlikely Lead | Don't Know |  |  |  | No | Other |  | Will Inspect meter box at a later date | Unknown - Unlikely Lead |  |  |  | No | Other |  | Will Inspect meter box at a later date | Unknown | Don't Know | Don't Know |  | Building | Unknown | Unknown | No |  |  | Unknown
12986 | 915 W TAOS ST, HOBBS NM |  | No | No | Unknown - Unlikely Lead | Don't Know |  |  |  | No | Other |  | Will Inspect meter box at a later date | Unknown - Unlikely Lead |  |  |  | No | Other |  | Will Inspect meter box at a later date | Unknown | Don't Know | Don't Know |  | Building | Unknown | Unknown | No |  |  | Unknown
12528 | 303 W SHIPP DR, HOBBS NM |  | No | No | Unknown - Unlikely Lead | Don't Know |  |  |  | No | Other |  | Will Inspect meter box at a later date | Unknown - Unlikely Lead |  |  |  | No | Other |  | Will Inspect meter box at a later date | Unknown | Don't Know | Don't Know |  | Building | Unknown | Unknown | No |  |  | Unknown
1316 | 3319 BELMONT PL, HOBBS NM |  | No | No | Unknown - Unlikely Lead | Don't Know |  |  |  | No | Other |  | Will Inspect meter box at a later date | Unknown - Unlikely Lead |  |  |  | No | Other |  | Will Inspect meter box at a later date | Unknown | Don't Know | Don't Know |  | Building | Unknown | Unknown | No |  |  | Unknown
12919 | 703 E SECO DR, HOBBS NM |  | No | No | Unknown - Unlikely Lead | Don't Know |  |  |  | No | Other |  | Will Inspect meter box at a later date | Unknown - Unlikely Lead |  |  |  | No | Other |  | Will Inspect meter box at a later date | Unknown | Don't Know | Don't Know |  | Building | Unknown | Unknown | No |  |  | Unknown
12242 | 1113 N STEVEN DR, HOBBS NM |  | No | No | Unknown - Unlikely Lead | Don't Know |  |  |  | No | Other |  | Will Inspect meter box at a later date | Unknown - Unlikely Lead |  |  |  | No | Other |  | Will Inspect meter box at a later date | Unknown | Don't Know | Don't Know |  | Building | Unknown | Unknown | No |  |  | Unknown
12281 | 1634 N STEVEN DR, HOBBS NM |  | No | No | Unknown - Unlikely Lead | Don't Know |  |  |  | No | Other |  | Will Inspect meter box at a later date | Unknown - Unlikely Lead |  |  |  | No | Other |  | Will Inspect meter box at a later date | Unknown | Don't Know | Don't Know |  | Building | Unknown | Unknown | No |  |  | Unknown
12118 | 219 W SAINT ANNE PL, HOBBS NM |  | No | No | Non-Lead - Plastic | No |  | 1 | Field inspection only with no records | Yes | Visual inspection at the meter pit | 05/14/2024 00:00:00 |  | Galvanized | 1964 | 3/4 | Installation date after lead ban | No | Visual inspection at the meter pit | 05/14/2024 00:00:00 |  | Non-Lead | No | No |  | Single Family Residence |  | No | No |  |  | Non-Lead
11988 | 919 W SUNRISE CIR, HOBBS NM |  | No | No | Unknown - Unlikely Lead | Don't Know |  |  |  | No | Other |  | Will Inspect meter box at a later date | Unknown - Unlikely Lead |  |  |  | No | Other |  | Will Inspect meter box at a later date | Unknown | Don't Know | Don't Know |  | Building | Unknown | Unknown | No |  |  | Unknown
12693 | 1212 S STARLING DR, HOBBS NM |  | No | No | Unknown - Unlikely Lead | Don't Know |  |  |  | No | Other |  | Will Inspect meter box at a later date | Unknown - Unlikely Lead |  |  |  | No | Other |  | Will Inspect meter box at a later date | Unknown | Don't Know | Don't Know |  | Building | Unknown | Unknown | No |  |  | Unknown
12983 | 807 W TAOS ST, HOBBS NM |  | No | No | Unknown - Unlikely Lead | Don't Know |  |  |  | No | Other |  | Will Inspect meter box at a later date | Unknown - Unlikely Lead |  |  |  | No | Other |  | Will Inspect meter box at a later date | Unknown | Don't Know | Don't Know |  | Building | Unknown | Unknown | No |  |  | Unknown
13138 | 1523 N TASKER DR, HOBBS NM |  | No | No | Unknown - Unlikely Lead | Don't Know |  |  |  | No | Other |  | Will Inspect meter box at a later date | Unknown - Unlikely Lead |  |  |  | No | Other |  | Will Inspect meter box at a later date | Unknown | Don't Know | Don't Know |  | Building | Unknown | Unknown | No |  |  | Unknown
1310 | 3301 BELMONT PL, HOBBS NM |  | No | No | Unknown - Unlikely Lead | Don't Know |  |  |  | No | Other |  | Will Inspect meter box at a later date | Unknown - Unlikely Lead |  |  |  | No | Other |  | Will Inspect meter box at a later date | Unknown | Don't Know | Don't Know |  | Building | Unknown | Unknown | No |  |  | Unknown
12125 | 126 W SAINT ANNE PL, HOBBS NM |  | No | No | Unknown - Unlikely Lead | Don't Know |  |  |  | No | Other |  | Will Inspect meter box at a later date | Unknown - Unlikely Lead |  |  |  | No | Other |  | Will Inspect meter box at a later date | Unknown | Don't Know | Don't Know |  | Building | Unknown | Unknown | No |  |  | Unknown
11825 | 5919 SAN JOAQUIN, HOBBS NM |  | No | No | Unknown - Unlikely Lead | Don't Know |  |  |  | No | Other |  | Will Inspect meter box at a later date | Unknown - Unlikely Lead |  |  |  | No | Other |  | Will Inspect meter box at a later date | Unknown | Don't Know | Don't Know |  | Building | Unknown | Unknown | No |  |  | Unknown
12918 | 603 E SECO DR, HOBBS NM |  | No | No | Unknown - Unlikely Lead | Don't Know |  |  |  | No | Other |  | Will Inspect meter box at a later date | Unknown - Unlikely Lead |  |  |  | No | Other |  | Will Inspect meter box at a later date | Unknown | Don't Know | Don't Know |  | Building | Unknown | Unknown | No |  |  | Unknown
1327 | 705 1/2 N BURK ST, HOBBS NM |  | No | No | Unknown - Unlikely Lead | Don't Know |  |  |  | No | Other |  | Will Inspect meter box at a later date | Unknown - Unlikely Lead |  |  |  | No | Other |  | Will Inspect meter box at a later date | Unknown | Don't Know | Don't Know |  | Building | Unknown | Unknown | No |  |  | Unknown
1254 | 1407 W BENDER BLVD #6, HOBBS NM |  | No | No | Unknown - Unlikely Lead | Don't Know |  |  |  | No | Other |  | Will Inspect meter box at a later date | Unknown - Unlikely Lead |  |  |  | No | Other |  | Will Inspect meter box at a later date | Unknown | Don't Know | Don't Know |  | Building | Unknown | Unknown | No |  |  | Unknown
11922 | 1316 E SILVER DR, HOBBS NM |  | No | No | Unknown - Unlikely Lead | Don't Know |  |  |  | No | Other |  | Will Inspect meter box at a later date | Unknown - Unlikely Lead |  |  |  | No | Other |  | Will Inspect meter box at a later date | Unknown | Don't Know | Don't Know |  | Building | Unknown | Unknown | No |  |  | Unknown
12972 | 607 W TAOS ST, HOBBS NM |  | No | No | Unknown - Unlikely Lead | Don't Know |  |  |  | No | Other |  | Will Inspect meter box at a later date | Unknown - Unlikely Lead |  |  |  | No | Other |  | Will Inspect meter box at a later date | Unknown | Don't Know | Don't Know |  | Building | Unknown | Unknown | No |  |  | Unknown
12068 | 311 SUNSET PL, HOBBS NM |  | No | No | Non-Lead - Plastic | Don't Know |  | 1 | Field inspection only with no records | Yes | Visual inspection at the meter pit | 08/13/2024 00:00:00 |  | Non-Lead - Plastic |  | 1 | Field inspection only with no records | Yes | Visual inspection at the meter pit | 08/13/2024 00:00:00 |  | Non-Lead | No | Don't Know |  | Single Family Residence |  | No | No |  |  | Non-Lead
13243 | 2103 N THOMAS DR, HOBBS NM |  | No | No | Unknown - Unlikely Lead | Don't Know |  |  |  | No | Other |  | Will Inspect meter box at a later date | Unknown - Unlikely Lead |  |  |  | No | Other |  | Will Inspect meter box at a later date | Unknown | Don't Know | Don't Know |  | Building | Unknown | Unknown | No |  |  | Unknown
11585 | 1404 W SCHARBAUER ST, HOBBS NM |  | No | No | Unknown - Unlikely Lead | Don't Know |  |  |  | No | Other |  | Will Inspect meter box at a later date | Unknown - Unlikely Lead |  |  |  | No | Other |  | Will Inspect meter box at a later date | Unknown | Don't Know | Don't Know |  | Building | Unknown | Unknown | No |  |  | Unknown
12308 | 2117 N STEVEN DR, HOBBS NM |  | No | No | Unknown - Unlikely Lead | Don't Know |  |  |  | No | Other |  | Will Inspect meter box at a later date | Unknown - Unlikely Lead |  |  |  | No | Other |  | Will Inspect meter box at a later date | Unknown | Don't Know | Don't Know |  | Building | Unknown | Unknown | No |  |  | Unknown
12594 | 514 S SELMAN ST, HOBBS NM |  | No | No | Unknown - Unlikely Lead | Don't Know |  |  |  | No | Other |  | Will Inspect meter box at a later date | Unknown - Unlikely Lead |  |  |  | No | Other |  | Will Inspect meter box at a later date | Unknown | Don't Know | Don't Know |  | Building | Unknown | Unknown | No |  |  | Unknown
11714 | 12-C STONECREST CT, HOBBS NM |  | No | No | Non-Lead - Plastic | No | 1982 | 3/4 | Field inspection only with no records | Yes | Visual inspection at the meter pit | 05/26/2024 00:00:00 |  | Non-Lead - Plastic |  | 3/4 | Installation date after lead ban | Yes | Visual inspection at the meter pit | 05/26/2024 00:00:00 | Will Inspect meter box at a later date | Non-Lead | Don't Know | Don't Know |  | Single Family Residence |  | Unknown | No |  |  | Non-Lead
11900 | 830 W SILVER AVE, HOBBS NM |  | No | No | Unknown - Unlikely Lead | Don't Know |  |  |  | No | Other |  | Will Inspect meter box at a later date | Unknown - Unlikely Lead |  |  |  | No | Other |  | Will Inspect meter box at a later date | Unknown | Don't Know | Don't Know |  | Building | Unknown | Unknown | No |  |  | Unknown
13021 | 1209 W TAOS ST, HOBBS NM |  | No | No | Unknown - Unlikely Lead | Don't Know |  |  |  | No | Other |  | Will Inspect meter box at a later date | Unknown - Unlikely Lead |  |  |  | No | Other |  | Will Inspect meter box at a later date | Unknown | Don't Know | Don't Know |  | Building | Unknown | Unknown | No |  |  | Unknown
11809 | 1231 N SAN MATEO ST, HOBBS NM |  | No | No | Unknown - Unlikely Lead | Don't Know |  |  |  | No | Other |  | Will Inspect meter box at a later date | Unknown - Unlikely Lead |  |  |  | No | Other |  | Will Inspect meter box at a later date | Unknown | Don't Know | Don't Know |  | Building | Unknown | Unknown | No |  |  | Unknown
13070 | 926 W TAOS ST, HOBBS NM |  | No | No | Unknown - Unlikely Lead | Don't Know |  |  |  | No | Other |  | Will Inspect meter box at a later date | Unknown - Unlikely Lead |  |  |  | No | Other |  | Will Inspect meter box at a later date | Unknown | Don't Know | Don't Know |  | Building | Unknown | Unknown | No |  |  | Unknown
13100 | 527 E TAOS ST, HOBBS NM |  | No | No | Unknown - Unlikely Lead | Don't Know |  |  |  | No | Other |  | Will Inspect meter box at a later date | Unknown - Unlikely Lead |  |  |  | No | Other |  | Will Inspect meter box at a later date | Unknown | Don't Know | Don't Know |  | Building | Unknown | Unknown | No |  |  | Unknown
1209 | 1327 E BENDER BLVD, HOBBS NM |  | No | No | Unknown - Unlikely Lead | Don't Know |  |  |  | No | Other |  | Will Inspect meter box at a later date | Unknown - Unlikely Lead |  |  |  | No | Other |  | Will Inspect meter box at a later date | Unknown | Don't Know | Don't Know |  | Building | Unknown | Unknown | No |  |  | Unknown
13004 | 601 W TAOS ST, HOBBS NM |  | No | No | Unknown - Unlikely Lead | Don't Know |  |  |  | No | Other |  | Will Inspect meter box at a later date | Unknown - Unlikely Lead |  |  |  | No | Other |  | Will Inspect meter box at a later date | Unknown | Don't Know | Don't Know |  | Building | Unknown | Unknown | No |  |  | Unknown
11812 | 1220 N SAN MATEO ST, HOBBS NM |  | No | No | Unknown - Unlikely Lead | Don't Know |  |  |  | No | Other |  | Will Inspect meter box at a later date | Unknown - Unlikely Lead |  |  |  | No | Other |  | Will Inspect meter box at a later date | Unknown | Don't Know | Don't Know |  | Building | Unknown | Unknown | No |  |  | Unknown
12536 | 112 W SHIPP DR, HOBBS NM |  | No | No | Unknown - Unlikely Lead | Don't Know |  |  |  | No | Other |  | Will Inspect meter box at a later date | Unknown - Unlikely Lead |  |  |  | No | Other |  | Will Inspect meter box at a later date | Unknown | Don't Know | Don't Know |  | Building | Unknown | Unknown | No |  |  | Unknown
120 | 2001 N ACOMA DR, HOBBS NM |  | No | No | Unknown - Unlikely Lead | Don't Know |  |  |  | No | Other |  | Will Inspect meter box at a later date | Unknown - Unlikely Lead |  |  |  | No | Other |  | Will Inspect meter box at a later date | Unknown | Don't Know | Don't Know |  | Building | Unknown | Unknown | No |  |  | Unknown
12318 | 2121 N STEVEN DR, HOBBS NM |  | No | No | Unknown - Unlikely Lead | Don't Know |  |  |  | No | Other |  | Will Inspect meter box at a later date | Unknown - Unlikely Lead |  |  |  | No | Other |  | Will Inspect meter box at a later date | Unknown | Don't Know | Don't Know |  | Building | Unknown | Unknown | No |  |  | Unknown
12967 | 1219 W TAOS ST, HOBBS NM |  | No | No | Unknown - Unlikely Lead | Don't Know |  |  |  | No | Other |  | Will Inspect meter box at a later date | Unknown - Unlikely Lead |  |  |  | No | Other |  | Will Inspect meter box at a later date | Unknown | Don't Know | Don't Know |  | Building | Unknown | Unknown | No |  |  | Unknown
12273 | 1323 N STEVEN DR, HOBBS NM |  | No | No | Unknown - Unlikely Lead | Don't Know |  |  |  | No | Other |  | Will Inspect meter box at a later date | Unknown - Unlikely Lead |  |  |  | No | Other |  | Will Inspect meter box at a later date | Unknown | Don't Know | Don't Know |  | Building | Unknown | Unknown | No |  |  | Unknown
1342 | 206 N BURK ST, HOBBS NM |  | No | No | Unknown - Unlikely Lead | Don't Know |  |  |  | No | Other |  | Will Inspect meter box at a later date | Unknown - Unlikely Lead |  |  |  | No | Other |  | Will Inspect meter box at a later date | Unknown | Don't Know | Don't Know |  | Building | Unknown | Unknown | No |  |  | Unknown
12094 | 606 E SUNSET DR, HOBBS NM |  | No | No | Unknown - Unlikely Lead | Don't Know |  |  |  | No | Other |  | Will Inspect meter box at a later date | Unknown - Unlikely Lead |  |  |  | No | Other |  | Will Inspect meter box at a later date | Unknown | Don't Know | Don't Know |  | Building | Unknown | Unknown | No |  |  | Unknown
12519 | 105 W SHIPP DR, HOBBS NM |  | No | No | Unknown - Unlikely Lead | Don't Know |  |  |  | No | Other |  | Will Inspect meter box at a later date | Unknown - Unlikely Lead |  |  |  | No | Other |  | Will Inspect meter box at a later date | Unknown | Don't Know | Don't Know |  | Building | Unknown | Unknown | No |  |  | Unknown
12504 | 206 W SHIPP DR, HOBBS NM |  | No | No | Unknown - Unlikely Lead | Don't Know |  |  |  | No | Other |  | Will Inspect meter box at a later date | Unknown - Unlikely Lead |  |  |  | No | Other |  | Will Inspect meter box at a later date | Unknown | Don't Know | Don't Know |  | Building | Unknown | Unknown | No |  |  | Unknown
13249 | 2116 N THOMAS DR, HOBBS NM |  | No | No | Unknown - Unlikely Lead | Don't Know |  |  |  | No | Other |  | Will Inspect meter box at a later date | Unknown - Unlikely Lead |  |  |  | No | Other |  | Will Inspect meter box at a later date | Unknown | Don't Know | Don't Know |  | Building | Unknown | Unknown | No |  |  | Unknown
13442 | 1616 S TURNER ST, HOBBS NM |  | No | No | Unknown - Unlikely Lead | Don't Know |  |  |  | No | Other |  | Will Inspect meter box at a later date | Unknown - Unlikely Lead |  |  |  | No | Other |  | Will Inspect meter box at a later date | Unknown | Don't Know | Don't Know |  | Building | Unknown | Unknown | No |  |  | Unknown
12966 | 341 W TAOS ST, HOBBS NM |  | No | No | Unknown - Unlikely Lead | Don't Know |  |  |  | No | Other |  | Will Inspect meter box at a later date | Unknown - Unlikely Lead |  |  |  | No | Other |  | Will Inspect meter box at a later date | Unknown | Don't Know | Don't Know |  | Building | Unknown | Unknown | No |  |  | Unknown
11599 | 1413 W SCHARBAUER ST, HOBBS NM |  | No | No | Unknown - Unlikely Lead | Don't Know |  |  |  | No | Other |  | Will Inspect meter box at a later date | Unknown - Unlikely Lead |  |  |  | No | Other |  | Will Inspect meter box at a later date | Unknown | Don't Know | Don't Know |  | Building | Unknown | Unknown | No |  |  | Unknown
12613 | 2509 N SELMAN ST, HOBBS NM |  | No | No | Unknown - Unlikely Lead | Don't Know |  |  |  | No | Other |  | Will Inspect meter box at a later date | Unknown - Unlikely Lead |  |  |  | No | Other |  | Will Inspect meter box at a later date | Unknown | Don't Know | Don't Know |  | Building | Unknown | Unknown | No |  |  | Unknown
12480 | 1005 N SHIPP ST, HOBBS NM |  | No | No | Unknown - Unlikely Lead | Don't Know |  |  |  | No | Other |  | Will Inspect meter box at a later date | Unknown - Unlikely Lead |  |  |  | No | Other |  | Will Inspect meter box at a later date | Unknown | Don't Know | Don't Know |  | Building | Unknown | Unknown | No |  |  | Unknown
119 | 3311 N ACOMA DR, HOBBS NM |  | No | No | Unknown - Unlikely Lead | Don't Know |  |  |  | No | Other |  | Will Inspect meter box at a later date | Unknown - Unlikely Lead |  |  |  | No | Other |  | Will Inspect meter box at a later date | Unknown | Don't Know | Don't Know |  | Building | Unknown | Unknown | No |  |  | Unknown
11925 | 1322 E SILVER DR, HOBBS NM |  | No | No | Unknown - Unlikely Lead | Don't Know |  |  |  | No | Other |  | Will Inspect meter box at a later date | Unknown - Unlikely Lead |  |  |  | No | Other |  | Will Inspect meter box at a later date | Unknown | Don't Know | Don't Know |  | Building | Unknown | Unknown | No |  |  | Unknown
11655 | 1516 N SAN ANDRES DR, HOBBS NM |  | No | No | Unknown - Unlikely Lead | Don't Know |  |  |  | No | Other |  | Will Inspect meter box at a later date | Unknown - Unlikely Lead |  |  |  | No | Other |  | Will Inspect meter box at a later date | Unknown | Don't Know | Don't Know |  | Building | Unknown | Unknown | No |  |  | Unknown
13336 | 401 N TURNER ST, HOBBS NM |  | No | No | Unknown - Unlikely Lead | Don't Know |  |  |  | No | Other |  | Will Inspect meter box at a later date | Unknown - Unlikely Lead |  |  |  | No | Other |  | Will Inspect meter box at a later date | Unknown | Don't Know | Don't Know |  | Building | Unknown | Unknown | No |  |  | Unknown
12807 | 804-A E SKELLY ST, HOBBS NM |  | No | No | Unknown - Unlikely Lead | Don't Know |  |  |  | No | Other |  | Will Inspect meter box at a later date | Unknown - Unlikely Lead |  |  |  | No | Other |  | Will Inspect meter box at a later date | Unknown | Don't Know | Don't Know |  | Building | Unknown | Unknown | No |  |  | Unknown
12978 | 203 W TAOS ST TRLR 5, HOBBS NM |  | No | No | Unknown - Unlikely Lead | Don't Know |  |  |  | No | Other |  | Will Inspect meter box at a later date | Unknown - Unlikely Lead |  |  |  | No | Other |  | Will Inspect meter box at a later date | Unknown | Don't Know | Don't Know |  | Building | Unknown | Unknown | No |  |  | Unknown
13184 | 310 E TEMPLE AVE, HOBBS NM |  | No | No | Unknown - Unlikely Lead | Don't Know |  |  |  | No | Other |  | Will Inspect meter box at a later date | Unknown - Unlikely Lead |  |  |  | No | Other |  | Will Inspect meter box at a later date | Unknown | Don't Know | Don't Know |  | Building | Unknown | Unknown | No |  |  | Unknown
11715 | 10-D STONECREST CT, HOBBS NM |  | No | No | Non-Lead - Plastic | No | 1982 | 3/4 | Field inspection only with no records | Yes | Visual inspection at the meter pit | 05/26/2024 00:00:00 |  | Non-Lead - Plastic |  | 3/4 | Installation date after lead ban | Yes | Visual inspection at the meter pit | 05/26/2024 00:00:00 | Will Inspect meter box at a later date | Non-Lead | Don't Know | Don't Know |  | Single Family Residence |  | Unknown | No |  |  | Non-Lead
12940 | 1228 S SHORT ST, HOBBS NM |  | No | No | Unknown - Unlikely Lead | Don't Know |  |  |  | No | Other |  | Will Inspect meter box at a later date | Unknown - Unlikely Lead |  |  |  | No | Other |  | Will Inspect meter box at a later date | Unknown | Don't Know | Don't Know |  | Building | Unknown | Unknown | No |  |  | Unknown
11746 | 22-A STONECREST CT, HOBBS NM |  | No | No | Non-Lead - Plastic | No | 1982 | 3/4 | Field inspection only with no records | Yes | Visual inspection at the meter pit | 05/26/2024 00:00:00 |  | Non-Lead - Plastic |  | 3/4 | Installation date after lead ban | Yes | Visual inspection at the meter pit | 05/26/2024 00:00:00 | Will Inspect meter box at a later date | Non-Lead | Don't Know | Don't Know |  | Single Family Residence |  | Unknown | No |  |  | Non-Lead
13462 | 1400 S TURNER ST, HOBBS NM |  | No | No | Unknown - Unlikely Lead | Don't Know |  |  |  | No | Other |  | Will Inspect meter box at a later date | Unknown - Unlikely Lead |  |  |  | No | Other |  | Will Inspect meter box at a later date | Unknown | Don't Know | Don't Know |  | Building | Unknown | Unknown | No |  |  | Unknown
1317 | 3331 BELMONT PL, HOBBS NM |  | No | No | Unknown - Unlikely Lead | Don't Know |  |  |  | No | Other |  | Will Inspect meter box at a later date | Unknown - Unlikely Lead |  |  |  | No | Other |  | Will Inspect meter box at a later date | Unknown | Don't Know | Don't Know |  | Building | Unknown | Unknown | No |  |  | Unknown
13024 | 337 W TAOS ST, HOBBS NM |  | No | No | Unknown - Unlikely Lead | Don't Know |  |  |  | No | Other |  | Will Inspect meter box at a later date | Unknown - Unlikely Lead |  |  |  | No | Other |  | Will Inspect meter box at a later date | Unknown | Don't Know | Don't Know |  | Building | Unknown | Unknown | No |  |  | Unknown
12529 | 301 W SHIPP DR, HOBBS NM |  | No | No | Unknown - Unlikely Lead | Don't Know |  |  |  | No | Other |  | Will Inspect meter box at a later date | Unknown - Unlikely Lead |  |  |  | No | Other |  | Will Inspect meter box at a later date | Unknown | Don't Know | Don't Know |  | Building | Unknown | Unknown | No |  |  | Unknown
12777 | 1101 E SKELLY ST, HOBBS NM |  | No | No | Unknown - Unlikely Lead | Don't Know |  |  |  | No | Other |  | Will Inspect meter box at a later date | Unknown - Unlikely Lead |  |  |  | No | Other |  | Will Inspect meter box at a later date | Unknown | Don't Know | Don't Know |  | Building | Unknown | Unknown | No |  |  | Unknown
12386 | 2118 E SNYDER ST, HOBBS NM |  | No | No | Unknown - Unlikely Lead | Don't Know |  |  |  | No | Other |  | Will Inspect meter box at a later date | Unknown - Unlikely Lead |  |  |  | No | Other |  | Will Inspect meter box at a later date | Unknown | Don't Know | Don't Know |  | Building | Unknown | Unknown | No |  |  | Unknown
1347 | 501 N BURK ST, HOBBS NM |  | No | No | Unknown - Unlikely Lead | Don't Know |  |  |  | No | Other |  | Will Inspect meter box at a later date | Unknown - Unlikely Lead |  |  |  | No | Other |  | Will Inspect meter box at a later date | Unknown | Don't Know | Don't Know |  | Building | Unknown | Unknown | No |  |  | Unknown
12448 | 120 E SNYDER ST, HOBBS NM |  | No | No | Unknown - Unlikely Lead | Don't Know |  |  |  | No | Other |  | Will Inspect meter box at a later date | Unknown - Unlikely Lead |  |  |  | No | Other |  | Will Inspect meter box at a later date | Unknown | Don't Know | Don't Know |  | Building | Unknown | Unknown | No |  |  | Unknown
11610 | 1001 W SCHARBAUER ST, HOBBS NM |  | No | No | Unknown - Unlikely Lead | Don't Know |  |  |  | No | Other |  | Will Inspect meter box at a later date | Unknown - Unlikely Lead |  |  |  | No | Other |  | Will Inspect meter box at a later date | Unknown | Don't Know | Don't Know |  | Building | Unknown | Unknown | No |  |  | Unknown
12141 | 207 W SAINT ANNE PL, HOBBS NM |  | No | No | Unknown - Unlikely Lead | Don't Know |  |  |  | No | Other |  | Will Inspect meter box at a later date | Unknown - Unlikely Lead |  |  |  | No | Other |  | Will Inspect meter box at a later date | Unknown | Don't Know | Don't Know |  | Building | Unknown | Unknown | No |  |  | Unknown
13607 | 919 N THORP ST, HOBBS NM |  | No | No | Unknown - Unlikely Lead | Don't Know |  |  |  | No | Other |  | Will Inspect meter box at a later date | Unknown - Unlikely Lead |  |  |  | No | Other |  | Will Inspect meter box at a later date | Unknown | Don't Know | Don't Know |  | Building | Unknown | Unknown | No |  |  | Unknown
11707 | 18-A STONECREST CT, HOBBS NM |  | No | No | Non-Lead - Plastic | No | 1982 | 3/4 | Field inspection only with no records | Yes | Visual inspection at the meter pit | 05/26/2024 00:00:00 |  | Non-Lead - Plastic |  | 3/4 | Installation date after lead ban | Yes | Visual inspection at the meter pit | 05/26/2024 00:00:00 | Will Inspect meter box at a later date | Non-Lead | Don't Know | Don't Know |  | Single Family Residence |  | Unknown | No |  |  | Non-Lead
12638 | 2430 N SELMAN ST, HOBBS NM |  | No | No | Unknown - Unlikely Lead | Don't Know |  |  |  | No | Other |  | Will Inspect meter box at a later date | Unknown - Unlikely Lead |  |  |  | No | Other |  | Will Inspect meter box at a later date | Unknown | Don't Know | Don't Know |  | Building | Unknown | Unknown | No |  |  | Unknown
12535 | 411 W SHIPP DR, HOBBS NM |  | No | No | Unknown - Unlikely Lead | Don't Know |  |  |  | No | Other |  | Will Inspect meter box at a later date | Unknown - Unlikely Lead |  |  |  | No | Other |  | Will Inspect meter box at a later date | Unknown | Don't Know | Don't Know |  | Building | Unknown | Unknown | No |  |  | Unknown
12664 | 2901 N Sabrita Circle, Hobbs, NM 88240 |  | No | No | Non-Lead - Plastic | No | 2023 | 1 | Installation date after lead ban | Yes | Visual inspection at the meter pit | 05/13/2024 00:00:00 |  | Non-Lead - Copper | 2023 | 1 | Installation date after lead ban | Yes | Visual inspection at the meter pit | 05/13/2024 00:00:00 |  | Non-Lead | No | No |  | Single Family Residence |  | No | No |  |  | Non-Lead | Tier 5 | 32.73215 | -103.122972
1351 | 512 N BURK ST, HOBBS NM |  | No | No | Unknown - Unlikely Lead | Don't Know |  |  |  | No | Other |  | Will Inspect meter box at a later date | Unknown - Unlikely Lead |  |  |  | No | Other |  | Will Inspect meter box at a later date | Unknown | Don't Know | Don't Know |  | Building | Unknown | Unknown | No |  |  | Unknown
12892 | 1200 E STANOLIND RD - GRG, HOBBS NM |  | No | No | Unknown - Unlikely Lead | Don't Know |  |  |  | No | Other |  | Will Inspect meter box at a later date | Unknown - Unlikely Lead |  |  |  | No | Other |  | Will Inspect meter box at a later date | Unknown | Don't Know | Don't Know |  | Building | Unknown | Unknown | No |  |  | Unknown
12704 | 1220 S STARLING DR, HOBBS NM |  | No | No | Unknown - Unlikely Lead | Don't Know |  |  |  | No | Other |  | Will Inspect meter box at a later date | Unknown - Unlikely Lead |  |  |  | No | Other |  | Will Inspect meter box at a later date | Unknown | Don't Know | Don't Know |  | Building | Unknown | Unknown | No |  |  | Unknown
12199 | 1319 N STEVEN DR, HOBBS NM |  | No | No | Unknown - Unlikely Lead | Don't Know |  |  |  | No | Other |  | Will Inspect meter box at a later date | Unknown - Unlikely Lead |  |  |  | No | Other |  | Will Inspect meter box at a later date | Unknown | Don't Know | Don't Know |  | Building | Unknown | Unknown | No |  |  | Unknown
12662 | 1008 SANDIA DR, HOBBS NM |  | No | No | Unknown - Unlikely Lead | Don't Know |  |  |  | No | Other |  | Will Inspect meter box at a later date | Unknown - Unlikely Lead |  |  |  | No | Other |  | Will Inspect meter box at a later date | Unknown | Don't Know | Don't Know |  | Building | Unknown | Unknown | No |  |  | Unknown
13650 | 1115 S THORP ST, HOBBS NM |  | No | No | Unknown - Unlikely Lead | Don't Know |  |  |  | No | Other |  | Will Inspect meter box at a later date | Unknown - Unlikely Lead |  |  |  | No | Other |  | Will Inspect meter box at a later date | Unknown | Don't Know | Don't Know |  | Building | Unknown | Unknown | No |  |  | Unknown
13369 | 2000 N TURNER ST, HOBBS NM |  | No | No | Unknown - Unlikely Lead | Don't Know |  |  |  | No | Other |  | Will Inspect meter box at a later date | Unknown - Unlikely Lead |  |  |  | No | Other |  | Will Inspect meter box at a later date | Unknown | Don't Know | Don't Know |  | Building | Unknown | Unknown | No |  |  | Unknown
13532 | 305 E TEXAS ST, HOBBS NM |  | No | No | Unknown - Unlikely Lead | Don't Know |  |  |  | No | Other |  | Will Inspect meter box at a later date | Unknown - Unlikely Lead |  |  |  | No | Other |  | Will Inspect meter box at a later date | Unknown | Don't Know | Don't Know |  | Building | Unknown | Unknown | No |  |  | Unknown
12680 | 1222 S STARLING DR, HOBBS NM |  | No | No | Unknown - Unlikely Lead | Don't Know |  |  |  | No | Other |  | Will Inspect meter box at a later date | Unknown - Unlikely Lead |  |  |  | No | Other |  | Will Inspect meter box at a later date | Unknown | Don't Know | Don't Know |  | Building | Unknown | Unknown | No |  |  | Unknown
12327 | 110 W SNYDER ST, HOBBS NM |  | No | No | Unknown - Unlikely Lead | Don't Know |  |  |  | No | Other |  | Will Inspect meter box at a later date | Unknown - Unlikely Lead |  |  |  | No | Other |  | Will Inspect meter box at a later date | Unknown | Don't Know | Don't Know |  | Building | Unknown | Unknown | No |  |  | Unknown
13109 | 609 E TAOS ST, HOBBS NM |  | No | No | Unknown - Unlikely Lead | Don't Know |  |  |  | No | Other |  | Will Inspect meter box at a later date | Unknown - Unlikely Lead |  |  |  | No | Other |  | Will Inspect meter box at a later date | Unknown | Don't Know | Don't Know |  | Building | Unknown | Unknown | No |  |  | Unknown
11602 | 1311 W SCHARBAUER ST, HOBBS NM |  | No | No | Unknown - Unlikely Lead | Don't Know |  |  |  | No | Other |  | Will Inspect meter box at a later date | Unknown - Unlikely Lead |  |  |  | No | Other |  | Will Inspect meter box at a later date | Unknown | Don't Know | Don't Know |  | Building | Unknown | Unknown | No |  |  | Unknown
11618 | 407 W SCHARBAUER ST, HOBBS NM |  | No | No | Unknown - Unlikely Lead | Don't Know |  |  |  | No | Other |  | Will Inspect meter box at a later date | Unknown - Unlikely Lead |  |  |  | No | Other |  | Will Inspect meter box at a later date | Unknown | Don't Know | Don't Know |  | Building | Unknown | Unknown | No |  |  | Unknown
12907 | 726 E SECO DR, HOBBS NM |  | No | No | Unknown - Unlikely Lead | Don't Know |  |  |  | No | Other |  | Will Inspect meter box at a later date | Unknown - Unlikely Lead |  |  |  | No | Other |  | Will Inspect meter box at a later date | Unknown | Don't Know | Don't Know |  | Building | Unknown | Unknown | No |  |  | Unknown
13250 | 2200 N THOMAS DR, HOBBS NM |  | No | No | Unknown - Unlikely Lead | Don't Know |  |  |  | No | Other |  | Will Inspect meter box at a later date | Unknown - Unlikely Lead |  |  |  | No | Other |  | Will Inspect meter box at a later date | Unknown | Don't Know | Don't Know |  | Building | Unknown | Unknown | No |  |  | Unknown
13074 | 100 W TAOS ST, HOBBS NM |  | No | No | Unknown - Unlikely Lead | Don't Know |  |  |  | No | Other |  | Will Inspect meter box at a later date | Unknown - Unlikely Lead |  |  |  | No | Other |  | Will Inspect meter box at a later date | Unknown | Don't Know | Don't Know |  | Building | Unknown | Unknown | No |  |  | Unknown
1207 | 923 1/2 E BENDER BLVD, HOBBS NM |  | No | No | Unknown - Unlikely Lead | Don't Know |  |  |  | No | Other |  | Will Inspect meter box at a later date | Unknown - Unlikely Lead |  |  |  | No | Other |  | Will Inspect meter box at a later date | Unknown | Don't Know | Don't Know |  | Building | Unknown | Unknown | No |  |  | Unknown
13346 | 821 N TURNER ST, HOBBS NM |  | No | No | Unknown - Unlikely Lead | Don't Know |  |  |  | No | Other |  | Will Inspect meter box at a later date | Unknown - Unlikely Lead |  |  |  | No | Other |  | Will Inspect meter box at a later date | Unknown | Don't Know | Don't Know |  | Building | Unknown | Unknown | No |  |  | Unknown
12301 | 2012 N STEVEN DR, HOBBS NM |  | No | No | Unknown - Unlikely Lead | Don't Know |  |  |  | No | Other |  | Will Inspect meter box at a later date | Unknown - Unlikely Lead |  |  |  | No | Other |  | Will Inspect meter box at a later date | Unknown | Don't Know | Don't Know |  | Building | Unknown | Unknown | No |  |  | Unknown
12933 | 1227 S SHORT ST, HOBBS NM |  | No | No | Unknown - Unlikely Lead | Don't Know |  |  |  | No | Other |  | Will Inspect meter box at a later date | Unknown - Unlikely Lead |  |  |  | No | Other |  | Will Inspect meter box at a later date | Unknown | Don't Know | Don't Know |  | Building | Unknown | Unknown | No |  |  | Unknown
12764 | 1420 E SKELLY ST, HOBBS NM |  | No | No | Unknown - Unlikely Lead | Don't Know |  |  |  | No | Other |  | Will Inspect meter box at a later date | Unknown - Unlikely Lead |  |  |  | No | Other |  | Will Inspect meter box at a later date | Unknown | Don't Know | Don't Know |  | Building | Unknown | Unknown | No |  |  | Unknown
13124 | 200 E TAOS ST, HOBBS NM |  | No | No | Unknown - Unlikely Lead | Don't Know |  |  |  | No | Other |  | Will Inspect meter box at a later date | Unknown - Unlikely Lead |  |  |  | No | Other |  | Will Inspect meter box at a later date | Unknown | Don't Know | Don't Know |  | Building | Unknown | Unknown | No |  |  | Unknown
1270 | 118 W BENDER BLVD, HOBBS NM |  | No | No | Unknown - Unlikely Lead | Don't Know |  |  |  | No | Other |  | Will Inspect meter box at a later date | Unknown - Unlikely Lead |  |  |  | No | Other |  | Will Inspect meter box at a later date | Unknown | Don't Know | Don't Know |  | Building | Unknown | Unknown | No |  |  | Unknown
12856 | 100 W STANOLIND RD, HOBBS NM |  | No | No | Unknown - Unlikely Lead | Don't Know |  |  |  | No | Other |  | Will Inspect meter box at a later date | Unknown - Unlikely Lead |  |  |  | No | Other |  | Will Inspect meter box at a later date | Unknown | Don't Know | Don't Know |  | Building | Unknown | Unknown | No |  |  | Unknown
12263 | 1907 N STEVEN DR, HOBBS NM |  | No | No | Unknown - Unlikely Lead | Don't Know |  |  |  | No | Other |  | Will Inspect meter box at a later date | Unknown - Unlikely Lead |  |  |  | No | Other |  | Will Inspect meter box at a later date | Unknown | Don't Know | Don't Know |  | Building | Unknown | Unknown | No |  |  | Unknown
12148 | 214 W SAINT ANNE PL, HOBBS NM |  | No | No | Unknown - Unlikely Lead | Don't Know |  |  |  | No | Other |  | Will Inspect meter box at a later date | Unknown - Unlikely Lead |  |  |  | No | Other |  | Will Inspect meter box at a later date | Unknown | Don't Know | Don't Know |  | Building | Unknown | Unknown | No |  |  | Unknown
11734 | 16-A STONECREST CT, HOBBS NM |  | No | No | Non-Lead - Plastic | No | 1982 | 3/4 | Field inspection only with no records | Yes | Visual inspection at the meter pit | 05/26/2024 00:00:00 |  | Non-Lead - Plastic |  | 3/4 | Installation date after lead ban | Yes | Visual inspection at the meter pit | 05/26/2024 00:00:00 | Will Inspect meter box at a later date | Non-Lead | Don't Know | Don't Know |  | Single Family Residence |  | Unknown | No |  |  | Non-Lead
12614 | 2904 North Selman Street, Hobbs, NM 88240 |  | No | No | Non-Lead - Plastic |  | 1987 | 3/4 | Installation date after lead ban | Yes | Visual inspection at the meter pit | 07/22/2024 00:00:00 |  | Non-Lead - Plastic | 1987 | 1/2 | Field inspection only with no records | Yes | Visual inspection at the meter pit | 07/22/2024 00:00:00 |  | Non-Lead | No | Don't Know |  | Single Family Residence |  | No | No |  |  | Non-Lead | Tier 5 | 32.732179 | -103.130865
12381 | 2008 E SNYDER ST, HOBBS NM |  | No | No | Unknown - Unlikely Lead | Don't Know |  |  |  | No | Other |  | Will Inspect meter box at a later date | Unknown - Unlikely Lead |  |  |  | No | Other |  | Will Inspect meter box at a later date | Unknown | Don't Know | Don't Know |  | Building | Unknown | Unknown | No |  |  | Unknown
1304 | 208 W BENDER BLVD, HOBBS NM |  | No | No | Unknown - Unlikely Lead | Don't Know |  |  |  | No | Other |  | Will Inspect meter box at a later date | Unknown - Unlikely Lead |  |  |  | No | Other |  | Will Inspect meter box at a later date | Unknown | Don't Know | Don't Know |  | Building | Unknown | Unknown | No |  |  | Unknown
12720 | 221 W SKELLY ST, HOBBS NM |  | No | No | Unknown - Unlikely Lead | Don't Know |  |  |  | No | Other |  | Will Inspect meter box at a later date | Unknown - Unlikely Lead |  |  |  | No | Other |  | Will Inspect meter box at a later date | Unknown | Don't Know | Don't Know |  | Building | Unknown | Unknown | No |  |  | Unknown
12006 | 620 E SUNSET CIR, HOBBS NM |  | No | No | Unknown - Unlikely Lead | Don't Know |  |  |  | No | Other |  | Will Inspect meter box at a later date | Unknown - Unlikely Lead |  |  |  | No | Other |  | Will Inspect meter box at a later date | Unknown | Don't Know | Don't Know |  | Building | Unknown | Unknown | No |  |  | Unknown
12710 | 314 W SKELLY ST, HOBBS NM |  | No | No | Unknown - Unlikely Lead | Don't Know |  |  |  | No | Other |  | Will Inspect meter box at a later date | Unknown - Unlikely Lead |  |  |  | No | Other |  | Will Inspect meter box at a later date | Unknown | Don't Know | Don't Know |  | Building | Unknown | Unknown | No |  |  | Unknown
12796 | 1301 E SKELLY ST, HOBBS NM |  | No | No | Non-Lead - Plastic | Don't Know |  | 1 | Field inspection only with no records | Yes | Visual inspection at the meter pit | 08/26/2024 00:00:00 |  | Non-Lead - Plastic |  | 1 | Field inspection only with no records | Yes | Visual inspection at the meter pit | 08/26/2024 00:00:00 |  | Non-Lead | No | Don't Know |  | Single Family Residence |  | No | No |  |  | Non-Lead
12200 | 2112 N STEVEN DR, HOBBS NM |  | No | No | Unknown - Unlikely Lead | Don't Know |  |  |  | No | Other |  | Will Inspect meter box at a later date | Unknown - Unlikely Lead |  |  |  | No | Other |  | Will Inspect meter box at a later date | Unknown | Don't Know | Don't Know |  | Building | Unknown | Unknown | No |  |  | Unknown
1331 | 526 N BURK ST, HOBBS NM |  | No | No | Unknown - Unlikely Lead | Don't Know |  |  |  | No | Other |  | Will Inspect meter box at a later date | Unknown - Unlikely Lead |  |  |  | No | Other |  | Will Inspect meter box at a later date | Unknown | Don't Know | Don't Know |  | Building | Unknown | Unknown | No |  |  | Unknown
12457 | 1001 N SHIPP ST, HOBBS NM |  | No | No | Unknown - Unlikely Lead | Don't Know |  |  |  | No | Other |  | Will Inspect meter box at a later date | Unknown - Unlikely Lead |  |  |  | No | Other |  | Will Inspect meter box at a later date | Unknown | Don't Know | Don't Know |  | Building | Unknown | Unknown | No |  |  | Unknown
13349 | 701 North Turner Street, Hobbs, NM 88240 |  | No | No | Non-Lead - Plastic |  |  | 3/4 | Field inspection only with no records | Yes | Visual inspection at the meter pit | 07/23/2024 00:00:00 |  | Non-Lead - Plastic |  | 1 | Field inspection only with no records | Yes | Visual inspection at the meter pit | 07/23/2024 00:00:00 |  | Non-Lead | No | Don't Know |  |  |  | No | No |  |  | Non-Lead | No Tier | 32.707342 | -103.136582
12403 | 1900 E SNYDER ST, HOBBS NM |  | No | No | Unknown - Unlikely Lead | Don't Know |  |  |  | No | Other |  | Will Inspect meter box at a later date | Unknown - Unlikely Lead |  |  |  | No | Other |  | Will Inspect meter box at a later date | Unknown | Don't Know | Don't Know |  | Building | Unknown | Unknown | No |  |  | Unknown
12037 | 2603-B E SUNSET CIR, HOBBS NM |  | No | No | Unknown - Unlikely Lead | Don't Know |  |  |  | No | Other |  | Will Inspect meter box at a later date | Unknown - Unlikely Lead |  |  |  | No | Other |  | Will Inspect meter box at a later date | Unknown | Don't Know | Don't Know |  | Building | Unknown | Unknown | No |  |  | Unknown
12128 | 319 W SAINT ANNE PL, HOBBS NM |  | No | No | Unknown - Unlikely Lead | Don't Know |  |  |  | No | Other |  | Will Inspect meter box at a later date | Unknown - Unlikely Lead |  |  |  | No | Other |  | Will Inspect meter box at a later date | Unknown | Don't Know | Don't Know |  | Building | Unknown | Unknown | No |  |  | Unknown
11879 | 724 W SILVER AVE, HOBBS NM |  | No | No | Unknown - Unlikely Lead | Don't Know |  |  |  | No | Other |  | Will Inspect meter box at a later date | Unknown - Unlikely Lead |  |  |  | No | Other |  | Will Inspect meter box at a later date | Unknown | Don't Know | Don't Know |  | Building | Unknown | Unknown | No |  |  | Unknown
13150 | 1517 N TASKER DR, HOBBS NM |  | No | No | Unknown - Unlikely Lead | Don't Know |  |  |  | No | Other |  | Will Inspect meter box at a later date | Unknown - Unlikely Lead |  |  |  | No | Other |  | Will Inspect meter box at a later date | Unknown | Don't Know | Don't Know |  | Building | Unknown | Unknown | No |  |  | Unknown
11817 | 1601 N SAN MATEO ST, HOBBS NM |  | No | No | Unknown - Unlikely Lead | Don't Know |  |  |  | No | Other |  | Will Inspect meter box at a later date | Unknown - Unlikely Lead |  |  |  | No | Other |  | Will Inspect meter box at a later date | Unknown | Don't Know | Don't Know |  | Building | Unknown | Unknown | No |  |  | Unknown
11651 | 1615 N SAN ANDRES DR, HOBBS NM |  | No | No | Unknown - Unlikely Lead | Don't Know |  |  |  | No | Other |  | Will Inspect meter box at a later date | Unknown - Unlikely Lead |  |  |  | No | Other |  | Will Inspect meter box at a later date | Unknown | Don't Know | Don't Know |  | Building | Unknown | Unknown | No |  |  | Unknown
11985 | 921 W SUNRISE CIR, HOBBS NM |  | No | No | Unknown - Unlikely Lead | Don't Know |  |  |  | No | Other |  | Will Inspect meter box at a later date | Unknown - Unlikely Lead |  |  |  | No | Other |  | Will Inspect meter box at a later date | Unknown | Don't Know | Don't Know |  | Building | Unknown | Unknown | No |  |  | Unknown
12464 | 621 N SHIPP ST, HOBBS NM |  | No | No | Unknown - Unlikely Lead | Don't Know |  |  |  | No | Other |  | Will Inspect meter box at a later date | Unknown - Unlikely Lead |  |  |  | No | Other |  | Will Inspect meter box at a later date | Unknown | Don't Know | Don't Know |  | Building | Unknown | Unknown | No |  |  | Unknown
13102 | 622 E TAOS ST, HOBBS NM |  | No | No | Unknown - Unlikely Lead | Don't Know |  |  |  | No | Other |  | Will Inspect meter box at a later date | Unknown - Unlikely Lead |  |  |  | No | Other |  | Will Inspect meter box at a later date | Unknown | Don't Know | Don't Know |  | Building | Unknown | Unknown | No |  |  | Unknown
12857 | 206 W STANOLIND RD, HOBBS NM |  | No | No | Unknown - Unlikely Lead | Don't Know |  |  |  | No | Other |  | Will Inspect meter box at a later date | Unknown - Unlikely Lead |  |  |  | No | Other |  | Will Inspect meter box at a later date | Unknown | Don't Know | Don't Know |  | Building | Unknown | Unknown | No |  |  | Unknown
11916 | 1428 E SILVER DR, HOBBS NM |  | No | No | Unknown - Unlikely Lead | Don't Know |  |  |  | No | Other |  | Will Inspect meter box at a later date | Unknown - Unlikely Lead |  |  |  | No | Other |  | Will Inspect meter box at a later date | Unknown | Don't Know | Don't Know |  | Building | Unknown | Unknown | No |  |  | Unknown
122 | 2015 N ACOMA DR, HOBBS NM |  | No | No | Unknown - Unlikely Lead | Don't Know |  |  |  | No | Other |  | Will Inspect meter box at a later date | Unknown - Unlikely Lead |  |  |  | No | Other |  | Will Inspect meter box at a later date | Unknown | Don't Know | Don't Know |  | Building | Unknown | Unknown | No |  |  | Unknown
12380 | 2100 E SNYDER ST, HOBBS NM |  | No | No | Unknown - Unlikely Lead | Don't Know |  |  |  | No | Other |  | Will Inspect meter box at a later date | Unknown - Unlikely Lead |  |  |  | No | Other |  | Will Inspect meter box at a later date | Unknown | Don't Know | Don't Know |  | Building | Unknown | Unknown | No |  |  | Unknown
12656 | 1000 SANDIA DR, HOBBS NM |  | No | No | Unknown - Unlikely Lead | Don't Know |  |  |  | No | Other |  | Will Inspect meter box at a later date | Unknown - Unlikely Lead |  |  |  | No | Other |  | Will Inspect meter box at a later date | Unknown | Don't Know | Don't Know |  | Building | Unknown | Unknown | No |  |  | Unknown
13310 | 1734 E TANGLEWOOD AVE, HOBBS NM |  | No | No | Non-Lead - Plastic | Don't Know | 2019 | 1 | Field inspection only with no records | Yes | Visual inspection at the meter pit | 08/19/2024 00:00:00 |  | Non-Lead - Plastic | 2019 | 1 | Field inspection only with no records | Yes | Visual inspection at the meter pit | 08/19/2024 00:00:00 |  | Non-Lead | No | Don't Know |  | Single Family Residence |  | No | No |  |  | Non-Lead
11999 | 517 E SUNSET CIR, HOBBS NM |  | No | No | Unknown - Unlikely Lead | Don't Know |  |  |  | No | Other |  | Will Inspect meter box at a later date | Unknown - Unlikely Lead |  |  |  | No | Other |  | Will Inspect meter box at a later date | Unknown | Don't Know | Don't Know |  | Building | Unknown | Unknown | No |  |  | Unknown
12051 | 2603-A E SUNSET CIR, HOBBS NM |  | No | No | Unknown - Unlikely Lead | Don't Know |  |  |  | No | Other |  | Will Inspect meter box at a later date | Unknown - Unlikely Lead |  |  |  | No | Other |  | Will Inspect meter box at a later date | Unknown | Don't Know | Don't Know |  | Building | Unknown | Unknown | No |  |  | Unknown
12756 | 513 E SKELLY ST, HOBBS NM |  | No | No | Unknown - Unlikely Lead | Don't Know |  |  |  | No | Other |  | Will Inspect meter box at a later date | Unknown - Unlikely Lead |  |  |  | No | Other |  | Will Inspect meter box at a later date | Unknown | Don't Know | Don't Know |  | Building | Unknown | Unknown | No |  |  | Unknown
1352 | 201 N BURK ST, HOBBS NM |  | No | No | Unknown - Unlikely Lead | Don't Know |  |  |  | No | Other |  | Will Inspect meter box at a later date | Unknown - Unlikely Lead |  |  |  | No | Other |  | Will Inspect meter box at a later date | Unknown | Don't Know | Don't Know |  | Building | Unknown | Unknown | No |  |  | Unknown
12786 | 614 E SKELLY ST, HOBBS NM |  | No | No | Unknown - Unlikely Lead | Don't Know |  |  |  | No | Other |  | Will Inspect meter box at a later date | Unknown - Unlikely Lead |  |  |  | No | Other |  | Will Inspect meter box at a later date | Unknown | Don't Know | Don't Know |  | Building | Unknown | Unknown | No |  |  | Unknown
1281 | 318 W BENDER BLVD, HOBBS NM |  | No | No | Unknown - Unlikely Lead | Don't Know |  |  |  | No | Other |  | Will Inspect meter box at a later date | Unknown - Unlikely Lead |  |  |  | No | Other |  | Will Inspect meter box at a later date | Unknown | Don't Know | Don't Know |  | Building | Unknown | Unknown | No |  |  | Unknown
13294 | 2118 E TANGLEWOOD AVE, HOBBS NM |  | No | No | Non-Lead - Plastic | Don't Know | 2019 | 1 | Field inspection only with no records | Yes | Visual inspection at the meter pit | 08/19/2024 00:00:00 |  | Non-Lead - Plastic | 2019 | 1 | Field inspection only with no records | Yes | Visual inspection at the meter pit | 08/19/2024 00:00:00 |  | Non-Lead | No | Don't Know |  | Single Family Residence |  | No | No |  |  | Non-Lead
12323 | 2210 N STEVEN DR, HOBBS NM |  | No | No | Unknown - Unlikely Lead | Don't Know |  |  |  | No | Other |  | Will Inspect meter box at a later date | Unknown - Unlikely Lead |  |  |  | No | Other |  | Will Inspect meter box at a later date | Unknown | Don't Know | Don't Know |  | Building | Unknown | Unknown | No |  |  | Unknown
12576 | 1307 S SELMAN ST, HOBBS NM |  | No | No | Unknown - Unlikely Lead | Don't Know |  |  |  | No | Other |  | Will Inspect meter box at a later date | Unknown - Unlikely Lead |  |  |  | No | Other |  | Will Inspect meter box at a later date | Unknown | Don't Know | Don't Know |  | Building | Unknown | Unknown | No |  |  | Unknown
1217 | 927 E BENDER BLVD, HOBBS NM |  | No | No | Unknown - Unlikely Lead | Don't Know |  |  |  | No | Other |  | Will Inspect meter box at a later date | Unknown - Unlikely Lead |  |  |  | No | Other |  | Will Inspect meter box at a later date | Unknown | Don't Know | Don't Know |  | Building | Unknown | Unknown | No |  |  | Unknown
11676 | 1211 N SAN ANDRES DR, HOBBS NM |  | No | No | Unknown - Unlikely Lead | Don't Know |  |  |  | No | Other |  | Will Inspect meter box at a later date | Unknown - Unlikely Lead |  |  |  | No | Other |  | Will Inspect meter box at a later date | Unknown | Don't Know | Don't Know |  | Building | Unknown | Unknown | No |  |  | Unknown
1344 | 131 N BURK ST, HOBBS NM |  | No | No | Unknown - Unlikely Lead | Don't Know |  |  |  | No | Other |  | Will Inspect meter box at a later date | Unknown - Unlikely Lead |  |  |  | No | Other |  | Will Inspect meter box at a later date | Unknown | Don't Know | Don't Know |  | Building | Unknown | Unknown | No |  |  | Unknown
1330 | 718 N BURK ST, HOBBS NM |  | No | No | Unknown - Unlikely Lead | Don't Know |  |  |  | No | Other |  | Will Inspect meter box at a later date | Unknown - Unlikely Lead |  |  |  | No | Other |  | Will Inspect meter box at a later date | Unknown | Don't Know | Don't Know |  | Building | Unknown | Unknown | No |  |  | Unknown
12018 | 707 E SUNSET CIR, HOBBS NM |  | No | No | Unknown - Unlikely Lead | Don't Know |  |  |  | No | Other |  | Will Inspect meter box at a later date | Unknown - Unlikely Lead |  |  |  | No | Other |  | Will Inspect meter box at a later date | Unknown | Don't Know | Don't Know |  | Building | Unknown | Unknown | No |  |  | Unknown
12269 | 1719 N STEVEN DR, HOBBS NM |  | No | No | Unknown - Unlikely Lead | Don't Know |  |  |  | No | Other |  | Will Inspect meter box at a later date | Unknown - Unlikely Lead |  |  |  | No | Other |  | Will Inspect meter box at a later date | Unknown | Don't Know | Don't Know |  | Building | Unknown | Unknown | No |  |  | Unknown
12555 | 1221 S SELMAN ST, HOBBS NM |  | No | No | Unknown - Unlikely Lead | Don't Know |  |  |  | No | Other |  | Will Inspect meter box at a later date | Unknown - Unlikely Lead |  |  |  | No | Other |  | Will Inspect meter box at a later date | Unknown | Don't Know | Don't Know |  | Building | Unknown | Unknown | No |  |  | Unknown
12867 | 101 W STANOLIND RD, HOBBS NM |  | No | No | Unknown - Unlikely Lead | Don't Know |  |  |  | No | Other |  | Will Inspect meter box at a later date | Unknown - Unlikely Lead |  |  |  | No | Other |  | Will Inspect meter box at a later date | Unknown | Don't Know | Don't Know |  | Building | Unknown | Unknown | No |  |  | Unknown
1185 | 716 E BENDER BLVD, HOBBS NM |  | No | No | Unknown - Unlikely Lead | Don't Know |  |  |  | No | Other |  | Will Inspect meter box at a later date | Unknown - Unlikely Lead |  |  |  | No | Other |  | Will Inspect meter box at a later date | Unknown | Don't Know | Don't Know |  | Building | Unknown | Unknown | No |  |  | Unknown
13631 | 1212 N THORP ST, HOBBS NM |  | No | No | Unknown - Unlikely Lead | Don't Know |  |  |  | No | Other |  | Will Inspect meter box at a later date | Unknown - Unlikely Lead |  |  |  | No | Other |  | Will Inspect meter box at a later date | Unknown | Don't Know | Don't Know |  | Building | Unknown | Unknown | No |  |  | Unknown
11904 | 729 W SILVER AVE, HOBBS NM |  | No | No | Unknown - Unlikely Lead | Don't Know |  |  |  | No | Other |  | Will Inspect meter box at a later date | Unknown - Unlikely Lead |  |  |  | No | Other |  | Will Inspect meter box at a later date | Unknown | Don't Know | Don't Know |  | Building | Unknown | Unknown | No |  |  | Unknown
11630 | 1407 N SAN ANDRES DR, HOBBS NM |  | No | No | Unknown - Unlikely Lead | Don't Know |  |  |  | No | Other |  | Will Inspect meter box at a later date | Unknown - Unlikely Lead |  |  |  | No | Other |  | Will Inspect meter box at a later date | Unknown | Don't Know | Don't Know |  | Building | Unknown | Unknown | No |  |  | Unknown
13399 | 1701 N TURNER ST, HOBBS NM |  | No | No | Unknown - Unlikely Lead | Don't Know |  |  |  | No | Other |  | Will Inspect meter box at a later date | Unknown - Unlikely Lead |  |  |  | No | Other |  | Will Inspect meter box at a later date | Unknown | Don't Know | Don't Know |  | Building | Unknown | Unknown | No |  |  | Unknown
12049 | 508 E SUNSET CIR, HOBBS NM |  | No | No | Unknown - Unlikely Lead | Don't Know |  |  |  | No | Other |  | Will Inspect meter box at a later date | Unknown - Unlikely Lead |  |  |  | No | Other |  | Will Inspect meter box at a later date | Unknown | Don't Know | Don't Know |  | Building | Unknown | Unknown | No |  |  | Unknown
13209 | 305 W TEMPLE AVE, HOBBS NM |  | No | No | Unknown - Unlikely Lead | Don't Know |  |  |  | No | Other |  | Will Inspect meter box at a later date | Unknown - Unlikely Lead |  |  |  | No | Other |  | Will Inspect meter box at a later date | Unknown | Don't Know | Don't Know |  | Building | Unknown | Unknown | No |  |  | Unknown
11849 | 624 W SILVER AVE, HOBBS NM |  | No | No | Unknown - Unlikely Lead | Don't Know |  |  |  | No | Other |  | Will Inspect meter box at a later date | Unknown - Unlikely Lead |  |  |  | No | Other |  | Will Inspect meter box at a later date | Unknown | Don't Know | Don't Know |  | Building | Unknown | Unknown | No |  |  | Unknown
12275 | 1820 N STEVEN DR, HOBBS NM |  | No | No | Unknown - Unlikely Lead | Don't Know |  |  |  | No | Other |  | Will Inspect meter box at a later date | Unknown - Unlikely Lead |  |  |  | No | Other |  | Will Inspect meter box at a later date | Unknown | Don't Know | Don't Know |  | Building | Unknown | Unknown | No |  |  | Unknown
1258 | 2110 W BENDER BLVD, HOBBS NM |  | No | No | Unknown - Unlikely Lead | Don't Know |  |  |  | No | Other |  | Will Inspect meter box at a later date | Unknown - Unlikely Lead |  |  |  | No | Other |  | Will Inspect meter box at a later date | Unknown | Don't Know | Don't Know |  | Building | Unknown | Unknown | No |  |  | Unknown
12462 | 701 N SHIPP ST, HOBBS NM |  | No | No | Unknown - Unlikely Lead | Don't Know |  |  |  | No | Other |  | Will Inspect meter box at a later date | Unknown - Unlikely Lead |  |  |  | No | Other |  | Will Inspect meter box at a later date | Unknown | Don't Know | Don't Know |  | Building | Unknown | Unknown | No |  |  | Unknown
12860 | 220 W STANOLIND RD, HOBBS NM |  | No | No | Unknown - Unlikely Lead | Don't Know |  |  |  | No | Other |  | Will Inspect meter box at a later date | Unknown - Unlikely Lead |  |  |  | No | Other |  | Will Inspect meter box at a later date | Unknown | Don't Know | Don't Know |  | Building | Unknown | Unknown | No |  |  | Unknown
13069 | 1011 W TAOS ST, HOBBS NM |  | No | No | Unknown - Unlikely Lead | Don't Know |  |  |  | No | Other |  | Will Inspect meter box at a later date | Unknown - Unlikely Lead |  |  |  | No | Other |  | Will Inspect meter box at a later date | Unknown | Don't Know | Don't Know |  | Building | Unknown | Unknown | No |  |  | Unknown
11938 | 955 W SUNRISE CIR, HOBBS NM |  | No | No | Unknown - Unlikely Lead | Don't Know |  |  |  | No | Other |  | Will Inspect meter box at a later date | Unknown - Unlikely Lead |  |  |  | No | Other |  | Will Inspect meter box at a later date | Unknown | Don't Know | Don't Know |  | Building | Unknown | Unknown | No |  |  | Unknown
1168 | 1315 E BENDER BLVD #3, HOBBS NM |  | No | No | Unknown - Unlikely Lead | Don't Know |  |  |  | No | Other |  | Will Inspect meter box at a later date | Unknown - Unlikely Lead |  |  |  | No | Other |  | Will Inspect meter box at a later date | Unknown | Don't Know | Don't Know |  | Building | Unknown | Unknown | No |  |  | Unknown
13269 | 2321 N THOMAS DR, HOBBS NM |  | No | No | Unknown - Unlikely Lead | Don't Know |  |  |  | No | Other |  | Will Inspect meter box at a later date | Unknown - Unlikely Lead |  |  |  | No | Other |  | Will Inspect meter box at a later date | Unknown | Don't Know | Don't Know |  | Building | Unknown | Unknown | No |  |  | Unknown
12331 | 318 W SNYDER ST, HOBBS NM |  | No | No | Unknown - Unlikely Lead | Don't Know |  |  |  | No | Other |  | Will Inspect meter box at a later date | Unknown - Unlikely Lead |  |  |  | No | Other |  | Will Inspect meter box at a later date | Unknown | Don't Know | Don't Know |  | Building | Unknown | Unknown | No |  |  | Unknown
12611 | 2425 N SELMAN ST, HOBBS NM |  | No | No | Unknown - Unlikely Lead | Don't Know |  |  |  | No | Other |  | Will Inspect meter box at a later date | Unknown - Unlikely Lead |  |  |  | No | Other |  | Will Inspect meter box at a later date | Unknown | Don't Know | Don't Know |  | Building | Unknown | Unknown | No |  |  | Unknown
12502 | 212 W SHIPP DR, HOBBS NM |  | No | No | Unknown - Unlikely Lead | Don't Know |  |  |  | No | Other |  | Will Inspect meter box at a later date | Unknown - Unlikely Lead |  |  |  | No | Other |  | Will Inspect meter box at a later date | Unknown | Don't Know | Don't Know |  | Building | Unknown | Unknown | No |  |  | Unknown
11763 | 1230 N SAN MATEO ST, HOBBS NM |  | No | No | Unknown - Unlikely Lead | Don't Know |  |  |  | No | Other |  | Will Inspect meter box at a later date | Unknown - Unlikely Lead |  |  |  | No | Other |  | Will Inspect meter box at a later date | Unknown | Don't Know | Don't Know |  | Building | Unknown | Unknown | No |  |  | Unknown
12569 | 1217 S SELMAN ST, HOBBS NM |  | No | No | Unknown - Unlikely Lead | Don't Know |  |  |  | No | Other |  | Will Inspect meter box at a later date | Unknown - Unlikely Lead |  |  |  | No | Other |  | Will Inspect meter box at a later date | Unknown | Don't Know | Don't Know |  | Building | Unknown | Unknown | No |  |  | Unknown
11885 | 611 W SILVER AVE, HOBBS NM |  | No | No | Unknown - Unlikely Lead | Don't Know |  |  |  | No | Other |  | Will Inspect meter box at a later date | Unknown - Unlikely Lead |  |  |  | No | Other |  | Will Inspect meter box at a later date | Unknown | Don't Know | Don't Know |  | Building | Unknown | Unknown | No |  |  | Unknown
11907 | 820 W SILVER AVE, HOBBS NM |  | No | No | Unknown - Unlikely Lead | Don't Know |  |  |  | No | Other |  | Will Inspect meter box at a later date | Unknown - Unlikely Lead |  |  |  | No | Other |  | Will Inspect meter box at a later date | Unknown | Don't Know | Don't Know |  | Building | Unknown | Unknown | No |  |  | Unknown
11877 | 815 W SILVER AVE, HOBBS NM |  | No | No | Unknown - Unlikely Lead | Don't Know |  |  |  | No | Other |  | Will Inspect meter box at a later date | Unknown - Unlikely Lead |  |  |  | No | Other |  | Will Inspect meter box at a later date | Unknown | Don't Know | Don't Know |  | Building | Unknown | Unknown | No |  |  | Unknown
13197 | 301 E TEMPLE AVE, HOBBS NM |  | No | No | Unknown - Unlikely Lead | Don't Know |  |  |  | No | Other |  | Will Inspect meter box at a later date | Unknown - Unlikely Lead |  |  |  | No | Other |  | Will Inspect meter box at a later date | Unknown | Don't Know | Don't Know |  | Building | Unknown | Unknown | No |  |  | Unknown
11702 | 11-A STONECREST CT, HOBBS NM |  | No | No | Non-Lead - Plastic | No | 1982 | 3/4 | Field inspection only with no records | Yes | Visual inspection at the meter pit | 05/26/2024 00:00:00 |  | Non-Lead - Plastic |  | 3/4 | Installation date after lead ban | Yes | Visual inspection at the meter pit | 05/26/2024 00:00:00 | Will Inspect meter box at a later date | Non-Lead | Don't Know | Don't Know |  | Single Family Residence |  | Unknown | No |  |  | Non-Lead
13472 | 207 S TURNER ST, HOBBS NM |  | No | No | Unknown - Unlikely Lead | Don't Know |  |  |  | No | Other |  | Will Inspect meter box at a later date | Unknown - Unlikely Lead |  |  |  | No | Other |  | Will Inspect meter box at a later date | Unknown | Don't Know | Don't Know |  | Building | Unknown | Unknown | No |  |  | Unknown
11633 | 1314 N SAN ANDRES DR, HOBBS NM |  | No | No | Unknown - Unlikely Lead | Don't Know |  |  |  | No | Other |  | Will Inspect meter box at a later date | Unknown - Unlikely Lead |  |  |  | No | Other |  | Will Inspect meter box at a later date | Unknown | Don't Know | Don't Know |  | Building | Unknown | Unknown | No |  |  | Unknown
12041 | 622 E SUNSET CIR, HOBBS NM |  | No | No | Unknown - Unlikely Lead | Don't Know |  |  |  | No | Other |  | Will Inspect meter box at a later date | Unknown - Unlikely Lead |  |  |  | No | Other |  | Will Inspect meter box at a later date | Unknown | Don't Know | Don't Know |  | Building | Unknown | Unknown | No |  |  | Unknown
1268 | 200 W BENDER BLVD, HOBBS NM |  | No | No | Unknown - Unlikely Lead | Don't Know |  |  |  | No | Other |  | Will Inspect meter box at a later date | Unknown - Unlikely Lead |  |  |  | No | Other |  | Will Inspect meter box at a later date | Unknown | Don't Know | Don't Know |  | Building | Unknown | Unknown | No |  |  | Unknown
12647 | 513 N SELMAN ST, HOBBS NM |  | No | No | Unknown - Unlikely Lead | Don't Know |  |  |  | No | Other |  | Will Inspect meter box at a later date | Unknown - Unlikely Lead |  |  |  | No | Other |  | Will Inspect meter box at a later date | Unknown | Don't Know | Don't Know |  | Building | Unknown | Unknown | No |  |  | Unknown
13512 | 412 E TEXAS ST, HOBBS NM |  | No | No | Unknown - Unlikely Lead | Don't Know |  |  |  | No | Other |  | Will Inspect meter box at a later date | Unknown - Unlikely Lead |  |  |  | No | Other |  | Will Inspect meter box at a later date | Unknown | Don't Know | Don't Know |  | Building | Unknown | Unknown | No |  |  | Unknown
12608 | 2909 N SELMAN ST, HOBBS NM |  | No | No | Unknown - Unlikely Lead | Don't Know |  |  |  | No | Other |  | Will Inspect meter box at a later date | Unknown - Unlikely Lead |  |  |  | No | Other |  | Will Inspect meter box at a later date | Unknown | Don't Know | Don't Know |  | Building | Unknown | Unknown | No |  |  | Unknown
12843 | 1518 E SKELLY ST, HOBBS NM |  | No | No | Unknown - Unlikely Lead | Don't Know |  |  |  | No | Other |  | Will Inspect meter box at a later date | Unknown - Unlikely Lead |  |  |  | No | Other |  | Will Inspect meter box at a later date | Unknown | Don't Know | Don't Know |  | Building | Unknown | Unknown | No |  |  | Unknown
12315 | 2130 N STEVEN DR, HOBBS NM |  | No | No | Unknown - Unlikely Lead | Don't Know |  |  |  | No | Other |  | Will Inspect meter box at a later date | Unknown - Unlikely Lead |  |  |  | No | Other |  | Will Inspect meter box at a later date | Unknown | Don't Know | Don't Know |  | Building | Unknown | Unknown | No |  |  | Unknown
12453 | 715 North Shipp Street, Hobbs, NM 88240 |  | No | No | Non-Lead - Plastic |  |  | 1 | Field inspection only with no records | Yes | Visual inspection at the meter pit | 07/23/2024 00:00:00 |  | Non-Lead - Plastic |  | 1 | Field inspection only with no records | Yes | Visual inspection at the meter pit | 07/23/2024 00:00:00 |  | Non-Lead | No | Don't Know |  | Single Family Residence |  | No | No |  |  | Non-Lead | Tier 5 | 32.707816 | -103.137781
11626 | 1611 N SAN ANDRES DR, HOBBS NM |  | No | No | Unknown - Unlikely Lead | Don't Know |  |  |  | No | Other |  | Will Inspect meter box at a later date | Unknown - Unlikely Lead |  |  |  | No | Other |  | Will Inspect meter box at a later date | Unknown | Don't Know | Don't Know |  | Building | Unknown | Unknown | No |  |  | Unknown
13654 | 1105 S THORP ST, HOBBS NM |  | No | No | Unknown - Unlikely Lead | Don't Know |  |  |  | No | Other |  | Will Inspect meter box at a later date | Unknown - Unlikely Lead |  |  |  | No | Other |  | Will Inspect meter box at a later date | Unknown | Don't Know | Don't Know |  | Building | Unknown | Unknown | No |  |  | Unknown
12226 | 1728 N STEVEN DR, HOBBS NM |  | No | No | Unknown - Unlikely Lead | Don't Know |  |  |  | No | Other |  | Will Inspect meter box at a later date | Unknown - Unlikely Lead |  |  |  | No | Other |  | Will Inspect meter box at a later date | Unknown | Don't Know | Don't Know |  | Building | Unknown | Unknown | No |  |  | Unknown
12654 | 300 N SELMAN ST, HOBBS NM |  | No | No | Unknown - Unlikely Lead | Don't Know |  |  |  | No | Other |  | Will Inspect meter box at a later date | Unknown - Unlikely Lead |  |  |  | No | Other |  | Will Inspect meter box at a later date | Unknown | Don't Know | Don't Know |  | Building | Unknown | Unknown | No |  |  | Unknown
12439 | 109 E SNYDER ST, HOBBS NM |  | No | No | Unknown - Unlikely Lead | Don't Know |  |  |  | No | Other |  | Will Inspect meter box at a later date | Unknown - Unlikely Lead |  |  |  | No | Other |  | Will Inspect meter box at a later date | Unknown | Don't Know | Don't Know |  | Building | Unknown | Unknown | No |  |  | Unknown
13285 | 2119 E TANGLEWOOD AVE, HOBBS NM |  | No | No | Non-Lead - Plastic | Don't Know | 2019 | 1 | Field inspection only with no records | Yes | Visual inspection at the meter pit | 08/19/2024 00:00:00 |  | Non-Lead - Plastic | 2019 | 1 | Field inspection only with no records | Yes | Visual inspection at the meter pit | 08/19/2024 00:00:00 |  | Non-Lead | No | Don't Know |  | Single Family Residence |  | No | No |  |  | Non-Lead
1163 | 904 E BELL PL, HOBBS NM |  | No | No | Unknown - Unlikely Lead | Don't Know |  |  |  | No | Other |  | Will Inspect meter box at a later date | Unknown - Unlikely Lead |  |  |  | No | Other |  | Will Inspect meter box at a later date | Unknown | Don't Know | Don't Know |  | Building | Unknown | Unknown | No |  |  | Unknown
12010 | 2604 E SUNSET CIR, HOBBS NM |  | No | No | Unknown - Unlikely Lead | Don't Know |  |  |  | No | Other |  | Will Inspect meter box at a later date | Unknown - Unlikely Lead |  |  |  | No | Other |  | Will Inspect meter box at a later date | Unknown | Don't Know | Don't Know |  | Building | Unknown | Unknown | No |  |  | Unknown
13544 | 222 E TEXAS ST, HOBBS NM |  | No | No | Unknown - Unlikely Lead | Don't Know |  |  |  | No | Other |  | Will Inspect meter box at a later date | Unknown - Unlikely Lead |  |  |  | No | Other |  | Will Inspect meter box at a later date | Unknown | Don't Know | Don't Know |  | Building | Unknown | Unknown | No |  |  | Unknown
11880 | 101 W SILVER AVE, HOBBS NM |  | No | No | Unknown - Unlikely Lead | Don't Know |  |  |  | No | Other |  | Will Inspect meter box at a later date | Unknown - Unlikely Lead |  |  |  | No | Other |  | Will Inspect meter box at a later date | Unknown | Don't Know | Don't Know |  | Building | Unknown | Unknown | No |  |  | Unknown
12083 | 421 E SUNSET DR, HOBBS NM |  | No | No | Unknown - Unlikely Lead | Don't Know |  |  |  | No | Other |  | Will Inspect meter box at a later date | Unknown - Unlikely Lead |  |  |  | No | Other |  | Will Inspect meter box at a later date | Unknown | Don't Know | Don't Know |  | Building | Unknown | Unknown | No |  |  | Unknown
11704 | 12-B STONECREST CT, HOBBS NM |  | No | No | Non-Lead - Plastic | No | 1982 | 3/4 | Field inspection only with no records | Yes | Visual inspection at the meter pit | 05/26/2024 00:00:00 |  | Non-Lead - Plastic |  | 3/4 | Installation date after lead ban | Yes | Visual inspection at the meter pit | 05/26/2024 00:00:00 | Will Inspect meter box at a later date | Non-Lead | Don't Know | Don't Know |  | Single Family Residence |  | Unknown | No |  |  | Non-Lead
11973 | 952 W SUNRISE CIR, HOBBS NM |  | No | No | Unknown - Unlikely Lead | Don't Know |  |  |  | No | Other |  | Will Inspect meter box at a later date | Unknown - Unlikely Lead |  |  |  | No | Other |  | Will Inspect meter box at a later date | Unknown | Don't Know | Don't Know |  | Building | Unknown | Unknown | No |  |  | Unknown
13271 | 2109 N THOMAS DR, HOBBS NM |  | No | No | Unknown - Unlikely Lead | Don't Know |  |  |  | No | Other |  | Will Inspect meter box at a later date | Unknown - Unlikely Lead |  |  |  | No | Other |  | Will Inspect meter box at a later date | Unknown | Don't Know | Don't Know |  | Building | Unknown | Unknown | No |  |  | Unknown
11894 | 803 W SILVER AVE, HOBBS NM |  | No | No | Unknown - Unlikely Lead | Don't Know |  |  |  | No | Other |  | Will Inspect meter box at a later date | Unknown - Unlikely Lead |  |  |  | No | Other |  | Will Inspect meter box at a later date | Unknown | Don't Know | Don't Know |  | Building | Unknown | Unknown | No |  |  | Unknown
12642 | 2900 N SELMAN ST, HOBBS NM |  | No | No | Unknown - Unlikely Lead | Don't Know |  |  |  | No | Other |  | Will Inspect meter box at a later date | Unknown - Unlikely Lead |  |  |  | No | Other |  | Will Inspect meter box at a later date | Unknown | Don't Know | Don't Know |  | Building | Unknown | Unknown | No |  |  | Unknown
12739 | 204 W SKELLY ST, HOBBS NM |  | No | No | Unknown - Unlikely Lead | Don't Know |  |  |  | No | Other |  | Will Inspect meter box at a later date | Unknown - Unlikely Lead |  |  |  | No | Other |  | Will Inspect meter box at a later date | Unknown | Don't Know | Don't Know |  | Building | Unknown | Unknown | No |  |  | Unknown
1323 | 1630 BUCKNELL CT, HOBBS NM |  | No | No | Unknown - Unlikely Lead | Don't Know |  |  |  | No | Other |  | Will Inspect meter box at a later date | Unknown - Unlikely Lead |  |  |  | No | Other |  | Will Inspect meter box at a later date | Unknown | Don't Know | Don't Know |  | Building | Unknown | Unknown | No |  |  | Unknown
12126 | 200 W SAINT ANNE PL, HOBBS NM |  | No | No | Unknown - Unlikely Lead | Don't Know |  |  |  | No | Other |  | Will Inspect meter box at a later date | Unknown - Unlikely Lead |  |  |  | No | Other |  | Will Inspect meter box at a later date | Unknown | Don't Know | Don't Know |  | Building | Unknown | Unknown | No |  |  | Unknown
13321 | 920 N TURNER ST, HOBBS NM |  | No | No | Unknown - Unlikely Lead | Don't Know |  |  |  | No | Other |  | Will Inspect meter box at a later date | Unknown - Unlikely Lead |  |  |  | No | Other |  | Will Inspect meter box at a later date | Unknown | Don't Know | Don't Know |  | Building | Unknown | Unknown | No |  |  | Unknown
13473 | 305 S TURNER ST, HOBBS NM |  | No | No | Unknown - Unlikely Lead | Don't Know |  |  |  | No | Other |  | Will Inspect meter box at a later date | Unknown - Unlikely Lead |  |  |  | No | Other |  | Will Inspect meter box at a later date | Unknown | Don't Know | Don't Know |  | Building | Unknown | Unknown | No |  |  | Unknown
12047 | 2612 E SUNSET CIR, HOBBS NM |  | No | No | Unknown - Unlikely Lead | Don't Know |  |  |  | No | Other |  | Will Inspect meter box at a later date | Unknown - Unlikely Lead |  |  |  | No | Other |  | Will Inspect meter box at a later date | Unknown | Don't Know | Don't Know |  | Building | Unknown | Unknown | No |  |  | Unknown
12505 | 306 W SHIPP DR, HOBBS NM |  | No | No | Unknown - Unlikely Lead | Don't Know |  |  |  | No | Other |  | Will Inspect meter box at a later date | Unknown - Unlikely Lead |  |  |  | No | Other |  | Will Inspect meter box at a later date | Unknown | Don't Know | Don't Know |  | Building | Unknown | Unknown | No |  |  | Unknown
1356 | 131 S BURK ST, HOBBS NM |  | No | No | Unknown - Unlikely Lead | Don't Know |  |  |  | No | Other |  | Will Inspect meter box at a later date | Unknown - Unlikely Lead |  |  |  | No | Other |  | Will Inspect meter box at a later date | Unknown | Don't Know | Don't Know |  | Building | Unknown | Unknown | No |  |  | Unknown
11897 | 901 W SILVER AVE, HOBBS NM |  | No | No | Unknown - Unlikely Lead | Don't Know |  |  |  | No | Other |  | Will Inspect meter box at a later date | Unknown - Unlikely Lead |  |  |  | No | Other |  | Will Inspect meter box at a later date | Unknown | Don't Know | Don't Know |  | Building | Unknown | Unknown | No |  |  | Unknown
13255 | 2308 N THOMAS DR, HOBBS NM |  | No | No | Unknown - Unlikely Lead | Don't Know |  |  |  | No | Other |  | Will Inspect meter box at a later date | Unknown - Unlikely Lead |  |  |  | No | Other |  | Will Inspect meter box at a later date | Unknown | Don't Know | Don't Know |  | Building | Unknown | Unknown | No |  |  | Unknown
12706 | 1229 S STARLING DR, HOBBS NM |  | No | No | Unknown - Unlikely Lead | Don't Know |  |  |  | No | Other |  | Will Inspect meter box at a later date | Unknown - Unlikely Lead |  |  |  | No | Other |  | Will Inspect meter box at a later date | Unknown | Don't Know | Don't Know |  | Building | Unknown | Unknown | No |  |  | Unknown
13514 | 510 E TEXAS ST, HOBBS NM |  | No | No | Unknown - Unlikely Lead | Don't Know |  |  |  | No | Other |  | Will Inspect meter box at a later date | Unknown - Unlikely Lead |  |  |  | No | Other |  | Will Inspect meter box at a later date | Unknown | Don't Know | Don't Know |  | Building | Unknown | Unknown | No |  |  | Unknown
12003 | 2600 E SUNSET CIR, HOBBS NM |  | No | No | Unknown - Unlikely Lead | Don't Know |  |  |  | No | Other |  | Will Inspect meter box at a later date | Unknown - Unlikely Lead |  |  |  | No | Other |  | Will Inspect meter box at a later date | Unknown | Don't Know | Don't Know |  | Building | Unknown | Unknown | No |  |  | Unknown
12300 | 1826 N STEVEN DR, HOBBS NM |  | No | No | Unknown - Unlikely Lead | Don't Know |  |  |  | No | Other |  | Will Inspect meter box at a later date | Unknown - Unlikely Lead |  |  |  | No | Other |  | Will Inspect meter box at a later date | Unknown | Don't Know | Don't Know |  | Building | Unknown | Unknown | No |  |  | Unknown
12441 | 950 E SNYDER ST FLETCHER, HOBBS NM |  | Yes - School | No | Non-Lead - Plastic | No | Unknown | 1 | Field inspection only with no records | Yes | Visual inspection at the meter pit | 08/13/2024 00:00:00 |  | Non-Lead - Plastic | Unknown | 1 | Installation date after lead ban | No | Visual inspection at the meter pit | 08/13/2024 00:00:00 |  | Non-Lead | No | No |  | Building |  | No | No |  |  | Non-Lead
11821 | 5915 SAN JOAQUIN, HOBBS NM |  | No | No | Unknown - Unlikely Lead | Don't Know |  |  |  | No | Other |  | Will Inspect meter box at a later date | Unknown - Unlikely Lead |  |  |  | No | Other |  | Will Inspect meter box at a later date | Unknown | Don't Know | Don't Know |  | Building | Unknown | Unknown | No |  |  | Unknown
12522 | 409 W SHIPP DR, HOBBS NM |  | No | No | Unknown - Unlikely Lead | Don't Know |  |  |  | No | Other |  | Will Inspect meter box at a later date | Unknown - Unlikely Lead |  |  |  | No | Other |  | Will Inspect meter box at a later date | Unknown | Don't Know | Don't Know |  | Building | Unknown | Unknown | No |  |  | Unknown
13084 | 115 E TAOS ST, HOBBS NM |  | No | No | Unknown - Unlikely Lead | Don't Know |  |  |  | No | Other |  | Will Inspect meter box at a later date | Unknown - Unlikely Lead |  |  |  | No | Other |  | Will Inspect meter box at a later date | Unknown | Don't Know | Don't Know |  | Building | Unknown | Unknown | No |  |  | Unknown
12963 | 2100 E SETTLERS PASS BLDG 9, HOBBS NM |  | No | No | Non-Lead - Plastic | No | 2015 | 8 | Field inspection only with no records | Yes | Visual inspection at the meter pit | 05/26/2024 00:00:00 |  | Non-Lead - Plastic | 2015 | 4 | Installation date after lead ban | No | Visual inspection at the meter pit | 05/26/2024 00:00:00 |  | Non-Lead | No | No |  | Multiple Family Residence |  | No | No |  |  | Non-Lead
1242 | 1908 W BENDER BLVD, HOBBS NM |  | No | No | Unknown - Unlikely Lead | Don't Know |  |  |  | No | Other |  | Will Inspect meter box at a later date | Unknown - Unlikely Lead |  |  |  | No | Other |  | Will Inspect meter box at a later date | Unknown | Don't Know | Don't Know |  | Building | Unknown | Unknown | No |  |  | Unknown
12592 | 1213 S SELMAN ST, HOBBS NM |  | No | No | Unknown - Unlikely Lead | Don't Know |  |  |  | No | Other |  | Will Inspect meter box at a later date | Unknown - Unlikely Lead |  |  |  | No | Other |  | Will Inspect meter box at a later date | Unknown | Don't Know | Don't Know |  | Building | Unknown | Unknown | No |  |  | Unknown
13112 | 426 E TAOS ST, HOBBS NM |  | No | No | Unknown - Unlikely Lead | Don't Know |  |  |  | No | Other |  | Will Inspect meter box at a later date | Unknown - Unlikely Lead |  |  |  | No | Other |  | Will Inspect meter box at a later date | Unknown | Don't Know | Don't Know |  | Building | Unknown | Unknown | No |  |  | Unknown
12996 | 1102 W TAOS ST, HOBBS NM |  | No | No | Unknown - Unlikely Lead | Don't Know |  |  |  | No | Other |  | Will Inspect meter box at a later date | Unknown - Unlikely Lead |  |  |  | No | Other |  | Will Inspect meter box at a later date | Unknown | Don't Know | Don't Know |  | Building | Unknown | Unknown | No |  |  | Unknown
11645 | 1628 N SAN ANDRES DR, HOBBS NM |  | No | No | Unknown - Unlikely Lead | Don't Know |  |  |  | No | Other |  | Will Inspect meter box at a later date | Unknown - Unlikely Lead |  |  |  | No | Other |  | Will Inspect meter box at a later date | Unknown | Don't Know | Don't Know |  | Building | Unknown | Unknown | No |  |  | Unknown
11878 | 232 W SILVER AVE, HOBBS NM |  | No | No | Unknown - Unlikely Lead | Don't Know |  |  |  | No | Other |  | Will Inspect meter box at a later date | Unknown - Unlikely Lead |  |  |  | No | Other |  | Will Inspect meter box at a later date | Unknown | Don't Know | Don't Know |  | Building | Unknown | Unknown | No |  |  | Unknown
12241 | 1222 N STEVEN DR, HOBBS NM |  | No | No | Unknown - Unlikely Lead | Don't Know |  |  |  | No | Other |  | Will Inspect meter box at a later date | Unknown - Unlikely Lead |  |  |  | No | Other |  | Will Inspect meter box at a later date | Unknown | Don't Know | Don't Know |  | Building | Unknown | Unknown | No |  |  | Unknown
12708 | 410 W SKELLY ST, HOBBS NM |  | No | No | Unknown - Unlikely Lead | Don't Know |  |  |  | No | Other |  | Will Inspect meter box at a later date | Unknown - Unlikely Lead |  |  |  | No | Other |  | Will Inspect meter box at a later date | Unknown | Don't Know | Don't Know |  | Building | Unknown | Unknown | No |  |  | Unknown
13392 | 704 N TURNER ST, HOBBS NM |  | No | No | Unknown - Unlikely Lead | Don't Know |  |  |  | No | Other |  | Will Inspect meter box at a later date | Unknown - Unlikely Lead |  |  |  | No | Other |  | Will Inspect meter box at a later date | Unknown | Don't Know | Don't Know |  | Building | Unknown | Unknown | No |  |  | Unknown
1333 | 537 1/2 N BURK ST, HOBBS NM |  | No | No | Unknown - Unlikely Lead | Don't Know |  |  |  | No | Other |  | Will Inspect meter box at a later date | Unknown - Unlikely Lead |  |  |  | No | Other |  | Will Inspect meter box at a later date | Unknown | Don't Know | Don't Know |  | Building | Unknown | Unknown | No |  |  | Unknown
11835 | 616 W SILVER AVE, HOBBS NM |  | No | No | Unknown - Unlikely Lead | Don't Know |  |  |  | No | Other |  | Will Inspect meter box at a later date | Unknown - Unlikely Lead |  |  |  | No | Other |  | Will Inspect meter box at a later date | Unknown | Don't Know | Don't Know |  | Building | Unknown | Unknown | No |  |  | Unknown
13552 | 403 E TEXAS ST, HOBBS NM |  | No | No | Unknown - Unlikely Lead | Don't Know |  |  |  | No | Other |  | Will Inspect meter box at a later date | Unknown - Unlikely Lead |  |  |  | No | Other |  | Will Inspect meter box at a later date | Unknown | Don't Know | Don't Know |  | Building | Unknown | Unknown | No |  |  | Unknown
1225 | 826 E BENDER BLVD, HOBBS NM |  | No | No | Unknown - Unlikely Lead | Don't Know |  |  |  | No | Other |  | Will Inspect meter box at a later date | Unknown - Unlikely Lead |  |  |  | No | Other |  | Will Inspect meter box at a later date | Unknown | Don't Know | Don't Know |  | Building | Unknown | Unknown | No |  |  | Unknown
12295 | 1718 N STEVEN DR, HOBBS NM |  | No | No | Unknown - Unlikely Lead | Don't Know |  |  |  | No | Other |  | Will Inspect meter box at a later date | Unknown - Unlikely Lead |  |  |  | No | Other |  | Will Inspect meter box at a later date | Unknown | Don't Know | Don't Know |  | Building | Unknown | Unknown | No |  |  | Unknown
12023 | 506 E SUNSET CIR, HOBBS NM |  | No | No | Unknown - Unlikely Lead | Don't Know |  |  |  | No | Other |  | Will Inspect meter box at a later date | Unknown - Unlikely Lead |  |  |  | No | Other |  | Will Inspect meter box at a later date | Unknown | Don't Know | Don't Know |  | Building | Unknown | Unknown | No |  |  | Unknown
13201 | 201 E TEMPLE AVE, HOBBS NM |  | No | No | Unknown - Unlikely Lead | Don't Know |  |  |  | No | Other |  | Will Inspect meter box at a later date | Unknown - Unlikely Lead |  |  |  | No | Other |  | Will Inspect meter box at a later date | Unknown | Don't Know | Don't Know |  | Building | Unknown | Unknown | No |  |  | Unknown
13446 | 1516 S TURNER ST, HOBBS NM |  | No | No | Unknown - Unlikely Lead | Don't Know |  |  |  | No | Other |  | Will Inspect meter box at a later date | Unknown - Unlikely Lead |  |  |  | No | Other |  | Will Inspect meter box at a later date | Unknown | Don't Know | Don't Know |  | Building | Unknown | Unknown | No |  |  | Unknown
12079 | 220 E SUNSET DR, HOBBS NM |  | No | No | Unknown - Unlikely Lead | Don't Know |  |  |  | No | Other |  | Will Inspect meter box at a later date | Unknown - Unlikely Lead |  |  |  | No | Other |  | Will Inspect meter box at a later date | Unknown | Don't Know | Don't Know |  | Building | Unknown | Unknown | No |  |  | Unknown
11989 | 949 W SUNRISE CIR, HOBBS NM |  | No | No | Unknown - Unlikely Lead | Don't Know |  |  |  | No | Other |  | Will Inspect meter box at a later date | Unknown - Unlikely Lead |  |  |  | No | Other |  | Will Inspect meter box at a later date | Unknown | Don't Know | Don't Know |  | Building | Unknown | Unknown | No |  |  | Unknown
13044 | 1300 W TAOS ST, HOBBS NM |  | No | No | Unknown - Unlikely Lead | Don't Know |  |  |  | No | Other |  | Will Inspect meter box at a later date | Unknown - Unlikely Lead |  |  |  | No | Other |  | Will Inspect meter box at a later date | Unknown | Don't Know | Don't Know |  | Building | Unknown | Unknown | No |  |  | Unknown
12066 | 323 SUNSET PL, HOBBS NM |  | No | No | Non-Lead - Plastic | Don't Know |  | 1 | Field inspection only with no records | Yes | Visual inspection at the meter pit | 08/13/2024 00:00:00 |  | Non-Lead - Plastic |  | 1 | Field inspection only with no records | Yes | Visual inspection at the meter pit | 08/13/2024 00:00:00 |  | Non-Lead | No | Don't Know |  | Single Family Residence |  | No | No |  |  | Non-Lead
11765 | 1304 N SAN MATEO ST, HOBBS NM |  | No | No | Unknown - Unlikely Lead | Don't Know |  |  |  | No | Other |  | Will Inspect meter box at a later date | Unknown - Unlikely Lead |  |  |  | No | Other |  | Will Inspect meter box at a later date | Unknown | Don't Know | Don't Know |  | Building | Unknown | Unknown | No |  |  | Unknown
12747 | 512 E SKELLY ST, HOBBS NM |  | No | No | Unknown - Unlikely Lead | Don't Know |  |  |  | No | Other |  | Will Inspect meter box at a later date | Unknown - Unlikely Lead |  |  |  | No | Other |  | Will Inspect meter box at a later date | Unknown | Don't Know | Don't Know |  | Building | Unknown | Unknown | No |  |  | Unknown
12736 | 505 W SKELLY ST, HOBBS NM |  | No | No | Unknown - Unlikely Lead | Don't Know |  |  |  | No | Other |  | Will Inspect meter box at a later date | Unknown - Unlikely Lead |  |  |  | No | Other |  | Will Inspect meter box at a later date | Unknown | Don't Know | Don't Know |  | Building | Unknown | Unknown | No |  |  | Unknown
12001 | 615 E SUNSET CIR, HOBBS NM |  | No | No | Unknown - Unlikely Lead | Don't Know |  |  |  | No | Other |  | Will Inspect meter box at a later date | Unknown - Unlikely Lead |  |  |  | No | Other |  | Will Inspect meter box at a later date | Unknown | Don't Know | Don't Know |  | Building | Unknown | Unknown | No |  |  | Unknown
12339 | 114 W SNYDER ST, HOBBS NM |  | No | No | Unknown - Unlikely Lead | Don't Know |  |  |  | No | Other |  | Will Inspect meter box at a later date | Unknown - Unlikely Lead |  |  |  | No | Other |  | Will Inspect meter box at a later date | Unknown | Don't Know | Don't Know |  | Building | Unknown | Unknown | No |  |  | Unknown
12110 | 614 E SUNSET DR, HOBBS NM |  | No | No | Unknown - Unlikely Lead | Don't Know |  |  |  | No | Other |  | Will Inspect meter box at a later date | Unknown - Unlikely Lead |  |  |  | No | Other |  | Will Inspect meter box at a later date | Unknown | Don't Know | Don't Know |  | Building | Unknown | Unknown | No |  |  | Unknown
12346 | 604 E SNYDER ST, HOBBS NM |  | No | No | Unknown - Unlikely Lead | Don't Know |  |  |  | No | Other |  | Will Inspect meter box at a later date | Unknown - Unlikely Lead |  |  |  | No | Other |  | Will Inspect meter box at a later date | Unknown | Don't Know | Don't Know |  | Building | Unknown | Unknown | No |  |  | Unknown
13598 | 910 N THORP ST APT B, HOBBS NM |  | No | No | Non-Lead - Plastic | Don't Know |  | 1 | Field inspection only with no records | Yes | Visual inspection at the meter pit | 08/26/2024 00:00:00 |  | Non-Lead - Copper |  | 3/4 | Field inspection only with no records | Yes | Visual inspection at the meter pit | 08/26/2024 00:00:00 |  | Non-Lead | No | Don't Know |  | Single Family Residence |  | No | No |  |  | Non-Lead
13160 | 1601 N TASKER DR, HOBBS NM |  | No | No | Unknown - Unlikely Lead | Don't Know |  |  |  | No | Other |  | Will Inspect meter box at a later date | Unknown - Unlikely Lead |  |  |  | No | Other |  | Will Inspect meter box at a later date | Unknown | Don't Know | Don't Know |  | Building | Unknown | Unknown | No |  |  | Unknown
12285 | 1817 N STEVEN DR, HOBBS NM |  | No | No | Unknown - Unlikely Lead | Don't Know |  |  |  | No | Other |  | Will Inspect meter box at a later date | Unknown - Unlikely Lead |  |  |  | No | Other |  | Will Inspect meter box at a later date | Unknown | Don't Know | Don't Know |  | Building | Unknown | Unknown | No |  |  | Unknown
13036 | 107 W TAOS ST TRLR 6, HOBBS NM |  | No | No | Unknown - Unlikely Lead | Don't Know |  |  |  | No | Other |  | Will Inspect meter box at a later date | Unknown - Unlikely Lead |  |  |  | No | Other |  | Will Inspect meter box at a later date | Unknown | Don't Know | Don't Know |  | Building | Unknown | Unknown | No |  |  | Unknown
11783 | 1217 N SAN MATEO ST, HOBBS NM |  | No | No | Unknown - Unlikely Lead | Don't Know |  |  |  | No | Other |  | Will Inspect meter box at a later date | Unknown - Unlikely Lead |  |  |  | No | Other |  | Will Inspect meter box at a later date | Unknown | Don't Know | Don't Know |  | Building | Unknown | Unknown | No |  |  | Unknown
11974 | 916 W SUNRISE CIR, HOBBS NM |  | No | No | Unknown - Unlikely Lead | Don't Know |  |  |  | No | Other |  | Will Inspect meter box at a later date | Unknown - Unlikely Lead |  |  |  | No | Other |  | Will Inspect meter box at a later date | Unknown | Don't Know | Don't Know |  | Building | Unknown | Unknown | No |  |  | Unknown
12927 | 520 E SECO DR, HOBBS NM |  | No | No | Unknown - Unlikely Lead | Don't Know |  |  |  | No | Other |  | Will Inspect meter box at a later date | Unknown - Unlikely Lead |  |  |  | No | Other |  | Will Inspect meter box at a later date | Unknown | Don't Know | Don't Know |  | Building | Unknown | Unknown | No |  |  | Unknown
12432 | 618 E SNYDER ST, HOBBS NM |  | No | No | Unknown - Unlikely Lead | Don't Know |  |  |  | No | Other |  | Will Inspect meter box at a later date | Unknown - Unlikely Lead |  |  |  | No | Other |  | Will Inspect meter box at a later date | Unknown | Don't Know | Don't Know |  | Building | Unknown | Unknown | No |  |  | Unknown
11777 | 1324 N SAN MATEO ST, HOBBS NM |  | No | No | Unknown - Unlikely Lead | Don't Know |  |  |  | No | Other |  | Will Inspect meter box at a later date | Unknown - Unlikely Lead |  |  |  | No | Other |  | Will Inspect meter box at a later date | Unknown | Don't Know | Don't Know |  | Building | Unknown | Unknown | No |  |  | Unknown
12628 | 2525 N SELMAN ST, HOBBS NM |  | No | No | Unknown - Unlikely Lead | Don't Know |  |  |  | No | Other |  | Will Inspect meter box at a later date | Unknown - Unlikely Lead |  |  |  | No | Other |  | Will Inspect meter box at a later date | Unknown | Don't Know | Don't Know |  | Building | Unknown | Unknown | No |  |  | Unknown
12120 | 113 W SAINT ANNE PL, HOBBS NM |  | No | No | Unknown - Unlikely Lead | Don't Know |  |  |  | No | Other |  | Will Inspect meter box at a later date | Unknown - Unlikely Lead |  |  |  | No | Other |  | Will Inspect meter box at a later date | Unknown | Don't Know | Don't Know |  | Building | Unknown | Unknown | No |  |  | Unknown
11794 | 1619 N SAN MATEO ST, HOBBS NM |  | No | No | Unknown - Unlikely Lead | Don't Know |  |  |  | No | Other |  | Will Inspect meter box at a later date | Unknown - Unlikely Lead |  |  |  | No | Other |  | Will Inspect meter box at a later date | Unknown | Don't Know | Don't Know |  | Building | Unknown | Unknown | No |  |  | Unknown
12052 | 2606 E SUNSET CIR, HOBBS NM |  | No | No | Unknown - Unlikely Lead | Don't Know |  |  |  | No | Other |  | Will Inspect meter box at a later date | Unknown - Unlikely Lead |  |  |  | No | Other |  | Will Inspect meter box at a later date | Unknown | Don't Know | Don't Know |  | Building | Unknown | Unknown | No |  |  | Unknown
11855 | 100 W SILVER AVE, HOBBS NM |  | No | No | Unknown - Unlikely Lead | Don't Know |  |  |  | No | Other |  | Will Inspect meter box at a later date | Unknown - Unlikely Lead |  |  |  | No | Other |  | Will Inspect meter box at a later date | Unknown | Don't Know | Don't Know |  | Building | Unknown | Unknown | No |  |  | Unknown
1297 | 1923 W BENDER BLVD, HOBBS NM |  | No | No | Unknown - Unlikely Lead | Don't Know |  |  |  | No | Other |  | Will Inspect meter box at a later date | Unknown - Unlikely Lead |  |  |  | No | Other |  | Will Inspect meter box at a later date | Unknown | Don't Know | Don't Know |  | Building | Unknown | Unknown | No |  |  | Unknown
13506 | 216 E TEXAS ST, HOBBS NM |  | No | No | Unknown - Unlikely Lead | Don't Know |  |  |  | No | Other |  | Will Inspect meter box at a later date | Unknown - Unlikely Lead |  |  |  | No | Other |  | Will Inspect meter box at a later date | Unknown | Don't Know | Don't Know |  | Building | Unknown | Unknown | No |  |  | Unknown
13262 | 2305 N THOMAS DR, HOBBS NM |  | No | No | Unknown - Unlikely Lead | Don't Know |  |  |  | No | Other |  | Will Inspect meter box at a later date | Unknown - Unlikely Lead |  |  |  | No | Other |  | Will Inspect meter box at a later date | Unknown | Don't Know | Don't Know |  | Building | Unknown | Unknown | No |  |  | Unknown
11649 | 1104 N SAN ANDRES DR, HOBBS NM |  | No | No | Unknown - Unlikely Lead | Don't Know |  |  |  | No | Other |  | Will Inspect meter box at a later date | Unknown - Unlikely Lead |  |  |  | No | Other |  | Will Inspect meter box at a later date | Unknown | Don't Know | Don't Know |  | Building | Unknown | Unknown | No |  |  | Unknown
12100 | 322 E SUNSET DR, HOBBS NM |  | No | No | Unknown - Unlikely Lead | Don't Know |  |  |  | No | Other |  | Will Inspect meter box at a later date | Unknown - Unlikely Lead |  |  |  | No | Other |  | Will Inspect meter box at a later date | Unknown | Don't Know | Don't Know |  | Building | Unknown | Unknown | No |  |  | Unknown
13065 | 914 W TAOS ST, HOBBS NM |  | No | No | Unknown - Unlikely Lead | Don't Know |  |  |  | No | Other |  | Will Inspect meter box at a later date | Unknown - Unlikely Lead |  |  |  | No | Other |  | Will Inspect meter box at a later date | Unknown | Don't Know | Don't Know |  | Building | Unknown | Unknown | No |  |  | Unknown
13195 | 101 E TEMPLE AVE, HOBBS NM |  | No | No | Unknown - Unlikely Lead | Don't Know |  |  |  | No | Other |  | Will Inspect meter box at a later date | Unknown - Unlikely Lead |  |  |  | No | Other |  | Will Inspect meter box at a later date | Unknown | Don't Know | Don't Know |  | Building | Unknown | Unknown | No |  |  | Unknown
12449 | 928 E SNYDER ST-PARKS , HOBBS NM |  | No | No | Unknown - Unlikely Lead | Don't Know |  |  |  | No | Other |  | Will Inspect meter box at a later date | Unknown - Unlikely Lead |  |  |  | No | Other |  | Will Inspect meter box at a later date | Unknown | Don't Know | Don't Know |  | Building | Unknown | Unknown | No |  |  | Unknown
11740 | 1-C STONECREST CT, HOBBS NM |  | No | No | Non-Lead - Plastic | No | 1982 | 3/4 | Field inspection only with no records | Yes | Visual inspection at the meter pit | 05/26/2024 00:00:00 |  | Non-Lead - Plastic |  | 3/4 | Installation date after lead ban | Yes | Visual inspection at the meter pit | 05/26/2024 00:00:00 | Will Inspect meter box at a later date | Non-Lead | Don't Know | Don't Know |  | Single Family Residence |  | Unknown | No |  |  | Non-Lead
12489 | 110 S SHIPP DR, HOBBS NM |  | No | No | Unknown - Unlikely Lead | Don't Know |  |  |  | No | Other |  | Will Inspect meter box at a later date | Unknown - Unlikely Lead |  |  |  | No | Other |  | Will Inspect meter box at a later date | Unknown | Don't Know | Don't Know |  | Building | Unknown | Unknown | No |  |  | Unknown
11898 | 703 W SILVER AVE, HOBBS NM |  | No | No | Unknown - Unlikely Lead | Don't Know |  |  |  | No | Other |  | Will Inspect meter box at a later date | Unknown - Unlikely Lead |  |  |  | No | Other |  | Will Inspect meter box at a later date | Unknown | Don't Know | Don't Know |  | Building | Unknown | Unknown | No |  |  | Unknown
13234 | 202 W TEMPLE AVE, HOBBS NM |  | No | No | Unknown - Unlikely Lead | Don't Know |  |  |  | No | Other |  | Will Inspect meter box at a later date | Unknown - Unlikely Lead |  |  |  | No | Other |  | Will Inspect meter box at a later date | Unknown | Don't Know | Don't Know |  | Building | Unknown | Unknown | No |  |  | Unknown
13348 | 320 N TURNER ST, HOBBS NM |  | No | No | Unknown - Unlikely Lead | Don't Know |  |  |  | No | Other |  | Will Inspect meter box at a later date | Unknown - Unlikely Lead |  |  |  | No | Other |  | Will Inspect meter box at a later date | Unknown | Don't Know | Don't Know |  | Building | Unknown | Unknown | No |  |  | Unknown
13371 | 1800 N TURNER ST, HOBBS NM |  | No | No | Unknown - Unlikely Lead | Don't Know |  |  |  | No | Other |  | Will Inspect meter box at a later date | Unknown - Unlikely Lead |  |  |  | No | Other |  | Will Inspect meter box at a later date | Unknown | Don't Know | Don't Know |  | Building | Unknown | Unknown | No |  |  | Unknown
11737 | 10-A STONECREST CT, HOBBS NM |  | No | No | Non-Lead - Plastic | No | 1982 | 3/4 | Field inspection only with no records | Yes | Visual inspection at the meter pit | 05/26/2024 00:00:00 |  | Non-Lead - Plastic |  | 3/4 | Installation date after lead ban | Yes | Visual inspection at the meter pit | 05/26/2024 00:00:00 | Will Inspect meter box at a later date | Non-Lead | Don't Know | Don't Know |  | Single Family Residence |  | Unknown | No |  |  | Non-Lead
12440 | 950 E SNYDER ST, HOBBS NM |  | No | No | Unknown - Unlikely Lead | Don't Know |  |  |  | No | Other |  | Will Inspect meter box at a later date | Unknown - Unlikely Lead |  |  |  | No | Other |  | Will Inspect meter box at a later date | Unknown | Don't Know | Don't Know |  | Building | Unknown | Unknown | No |  |  | Unknown
12073 | 307 SUNSET PL, HOBBS NM |  | No | No | Non-Lead - Plastic | Don't Know |  | 1 | Field inspection only with no records | Yes | Visual inspection at the meter pit | 08/13/2024 00:00:00 |  | Non-Lead - Plastic |  | 1 | Field inspection only with no records | Yes | Visual inspection at the meter pit | 08/13/2024 00:00:00 |  | Non-Lead | No | Don't Know |  | Single Family Residence |  | No | No |  |  | Non-Lead
11838 | 401 W SILVER AVE, HOBBS NM |  | No | No | Unknown - Unlikely Lead | Don't Know |  |  |  | No | Other |  | Will Inspect meter box at a later date | Unknown - Unlikely Lead |  |  |  | No | Other |  | Will Inspect meter box at a later date | Unknown | Don't Know | Don't Know |  | Building | Unknown | Unknown | No |  |  | Unknown
12158 | 108 E SAINT ANNE PL, HOBBS NM |  | No | No | Unknown - Unlikely Lead | Don't Know |  |  |  | No | Other |  | Will Inspect meter box at a later date | Unknown - Unlikely Lead |  |  |  | No | Other |  | Will Inspect meter box at a later date | Unknown | Don't Know | Don't Know |  | Building | Unknown | Unknown | No |  |  | Unknown
11637 | 1616 N SAN ANDRES DR, HOBBS NM |  | No | No | Unknown - Unlikely Lead | Don't Know |  |  |  | No | Other |  | Will Inspect meter box at a later date | Unknown - Unlikely Lead |  |  |  | No | Other |  | Will Inspect meter box at a later date | Unknown | Don't Know | Don't Know |  | Building | Unknown | Unknown | No |  |  | Unknown
13630 | 1105 N THORP ST, HOBBS NM |  | No | No | Unknown - Unlikely Lead | Don't Know |  |  |  | No | Other |  | Will Inspect meter box at a later date | Unknown - Unlikely Lead |  |  |  | No | Other |  | Will Inspect meter box at a later date | Unknown | Don't Know | Don't Know |  | Building | Unknown | Unknown | No |  |  | Unknown
13337 | 415 N TURNER ST, HOBBS NM |  | No | No | Unknown - Unlikely Lead | Don't Know |  |  |  | No | Other |  | Will Inspect meter box at a later date | Unknown - Unlikely Lead |  |  |  | No | Other |  | Will Inspect meter box at a later date | Unknown | Don't Know | Don't Know |  | Building | Unknown | Unknown | No |  |  | Unknown
11670 | 1521 N SAN ANDRES DR, HOBBS NM |  | No | No | Unknown - Unlikely Lead | Don't Know |  |  |  | No | Other |  | Will Inspect meter box at a later date | Unknown - Unlikely Lead |  |  |  | No | Other |  | Will Inspect meter box at a later date | Unknown | Don't Know | Don't Know |  | Building | Unknown | Unknown | No |  |  | Unknown
11736 | 4-D STONECREST CT, HOBBS NM |  | No | No | Non-Lead - Plastic | No | 1982 | 3/4 | Field inspection only with no records | Yes | Visual inspection at the meter pit | 05/26/2024 00:00:00 |  | Non-Lead - Plastic |  | 3/4 | Installation date after lead ban | Yes | Visual inspection at the meter pit | 05/26/2024 00:00:00 | Will Inspect meter box at a later date | Non-Lead | Don't Know | Don't Know |  | Single Family Residence |  | Unknown | No |  |  | Non-Lead
12921 | 521 E SECO DR, HOBBS NM |  | No | No | Unknown - Unlikely Lead | Don't Know |  |  |  | No | Other |  | Will Inspect meter box at a later date | Unknown - Unlikely Lead |  |  |  | No | Other |  | Will Inspect meter box at a later date | Unknown | Don't Know | Don't Know |  | Building | Unknown | Unknown | No |  |  | Unknown
13203 | 707 E TEMPLE AVE, HOBBS NM |  | No | No | Unknown - Unlikely Lead | Don't Know |  |  |  | No | Other |  | Will Inspect meter box at a later date | Unknown - Unlikely Lead |  |  |  | No | Other |  | Will Inspect meter box at a later date | Unknown | Don't Know | Don't Know |  | Building | Unknown | Unknown | No |  |  | Unknown
12183 | 318-B E SAINT ANNE PL, HOBBS NM |  | No | No | Unknown - Unlikely Lead | Don't Know |  |  |  | No | Other |  | Will Inspect meter box at a later date | Unknown - Unlikely Lead |  |  |  | No | Other |  | Will Inspect meter box at a later date | Unknown | Don't Know | Don't Know |  | Building | Unknown | Unknown | No |  |  | Unknown
13307 | 1724 E TANGLEWOOD AVE, HOBBS NM |  | No | No | Non-Lead - Plastic | Don't Know | 2019 | 1 | Field inspection only with no records | Yes | Visual inspection at the meter pit | 08/19/2024 00:00:00 |  | Non-Lead - Plastic | 2019 | 1 | Field inspection only with no records | Yes | Visual inspection at the meter pit | 08/19/2024 00:00:00 |  | Non-Lead | No | Don't Know |  | Single Family Residence |  | No | No |  |  | Non-Lead
12063 | 329 SUNSET PL, HOBBS NM |  | No | No | Non-Lead - Plastic | Don't Know |  | 1 | Field inspection only with no records | Yes | Visual inspection at the meter pit | 08/13/2024 00:00:00 |  | Non-Lead - Plastic |  | 1 | Field inspection only with no records | Yes | Visual inspection at the meter pit | 08/13/2024 00:00:00 |  | Non-Lead | No | Don't Know |  | Single Family Residence |  | No | No |  |  | Non-Lead
13000 | 1330 W TAOS ST, HOBBS NM |  | No | No | Unknown - Unlikely Lead | Don't Know |  |  |  | No | Other |  | Will Inspect meter box at a later date | Unknown - Unlikely Lead |  |  |  | No | Other |  | Will Inspect meter box at a later date | Unknown | Don't Know | Don't Know |  | Building | Unknown | Unknown | No |  |  | Unknown
13389 | 1935 N TURNER ST, HOBBS NM |  | No | No | Unknown - Unlikely Lead | Don't Know |  |  |  | No | Other |  | Will Inspect meter box at a later date | Unknown - Unlikely Lead |  |  |  | No | Other |  | Will Inspect meter box at a later date | Unknown | Don't Know | Don't Know |  | Building | Unknown | Unknown | No |  |  | Unknown
12143 | 400 W SAINT ANNE PL, HOBBS NM |  | No | No | Unknown - Unlikely Lead | Don't Know |  |  |  | No | Other |  | Will Inspect meter box at a later date | Unknown - Unlikely Lead |  |  |  | No | Other |  | Will Inspect meter box at a later date | Unknown | Don't Know | Don't Know |  | Building | Unknown | Unknown | No |  |  | Unknown
13573 | 1004 W TEXAS ST, HOBBS NM |  | No | No | Unknown - Unlikely Lead | Don't Know |  |  |  | No | Other |  | Will Inspect meter box at a later date | Unknown - Unlikely Lead |  |  |  | No | Other |  | Will Inspect meter box at a later date | Unknown | Don't Know | Don't Know |  | Building | Unknown | Unknown | No |  |  | Unknown
11725 | 11-D STONECREST CT, HOBBS NM |  | No | No | Non-Lead - Plastic | No | 1982 | 3/4 | Field inspection only with no records | Yes | Visual inspection at the meter pit | 05/26/2024 00:00:00 |  | Non-Lead - Plastic |  | 3/4 | Installation date after lead ban | Yes | Visual inspection at the meter pit | 05/26/2024 00:00:00 | Will Inspect meter box at a later date | Non-Lead | Don't Know | Don't Know |  | Single Family Residence |  | Unknown | No |  |  | Non-Lead
12503 | 300 W SHIPP ST, HOBBS NM |  | No | No | Unknown - Unlikely Lead | Don't Know |  |  |  | No | Other |  | Will Inspect meter box at a later date | Unknown - Unlikely Lead |  |  |  | No | Other |  | Will Inspect meter box at a later date | Unknown | Don't Know | Don't Know |  | Building | Unknown | Unknown | No |  |  | Unknown
13623 | 1104 N THORP ST, HOBBS NM |  | No | No | Unknown - Unlikely Lead | Don't Know |  |  |  | No | Other |  | Will Inspect meter box at a later date | Unknown - Unlikely Lead |  |  |  | No | Other |  | Will Inspect meter box at a later date | Unknown | Don't Know | Don't Know |  | Building | Unknown | Unknown | No |  |  | Unknown
11947 | 925 W SUNRISE CIR, HOBBS NM |  | No | No | Unknown - Unlikely Lead | Don't Know |  |  |  | No | Other |  | Will Inspect meter box at a later date | Unknown - Unlikely Lead |  |  |  | No | Other |  | Will Inspect meter box at a later date | Unknown | Don't Know | Don't Know |  | Building | Unknown | Unknown | No |  |  | Unknown
13179 | 1500 N TASKER DR, HOBBS NM |  | No | No | Unknown - Unlikely Lead | Don't Know |  |  |  | No | Other |  | Will Inspect meter box at a later date | Unknown - Unlikely Lead |  |  |  | No | Other |  | Will Inspect meter box at a later date | Unknown | Don't Know | Don't Know |  | Building | Unknown | Unknown | No |  |  | Unknown
13526 | 701 E TEXAS ST, HOBBS NM |  | No | No | Unknown - Unlikely Lead | Don't Know |  |  |  | No | Other |  | Will Inspect meter box at a later date | Unknown - Unlikely Lead |  |  |  | No | Other |  | Will Inspect meter box at a later date | Unknown | Don't Know | Don't Know |  | Building | Unknown | Unknown | No |  |  | Unknown
13488 | 220 S TURNER ST, HOBBS NM |  | No | No | Unknown - Unlikely Lead | Don't Know |  |  |  | No | Other |  | Will Inspect meter box at a later date | Unknown - Unlikely Lead |  |  |  | No | Other |  | Will Inspect meter box at a later date | Unknown | Don't Know | Don't Know |  | Building | Unknown | Unknown | No |  |  | Unknown
12550 | 1211 S SELMAN ST, HOBBS NM |  | No | No | Unknown - Unlikely Lead | Don't Know |  |  |  | No | Other |  | Will Inspect meter box at a later date | Unknown - Unlikely Lead |  |  |  | No | Other |  | Will Inspect meter box at a later date | Unknown | Don't Know | Don't Know |  | Building | Unknown | Unknown | No |  |  | Unknown
11990 | 938 W SUNRISE CIR, HOBBS NM |  | No | No | Unknown - Unlikely Lead | Don't Know |  |  |  | No | Other |  | Will Inspect meter box at a later date | Unknown - Unlikely Lead |  |  |  | No | Other |  | Will Inspect meter box at a later date | Unknown | Don't Know | Don't Know |  | Building | Unknown | Unknown | No |  |  | Unknown
125 | 2239 N ACOMA DR, HOBBS NM |  | No | No | Unknown - Unlikely Lead | Don't Know |  |  |  | No | Other |  | Will Inspect meter box at a later date | Unknown - Unlikely Lead |  |  |  | No | Other |  | Will Inspect meter box at a later date | Unknown | Don't Know | Don't Know |  | Building | Unknown | Unknown | No |  |  | Unknown
13413 | 1824-A N TURNER ST, HOBBS NM |  | No | No | Unknown - Unlikely Lead | Don't Know |  |  |  | No | Other |  | Will Inspect meter box at a later date | Unknown - Unlikely Lead |  |  |  | No | Other |  | Will Inspect meter box at a later date | Unknown | Don't Know | Don't Know |  | Building | Unknown | Unknown | No |  |  | Unknown
12716 | 114 W SKELLY ST, HOBBS NM |  | No | No | Unknown - Unlikely Lead | Don't Know |  |  |  | No | Other |  | Will Inspect meter box at a later date | Unknown - Unlikely Lead |  |  |  | No | Other |  | Will Inspect meter box at a later date | Unknown | Don't Know | Don't Know |  | Building | Unknown | Unknown | No |  |  | Unknown
1295 | 312 W BENDER BLVD, HOBBS NM |  | No | No | Unknown - Unlikely Lead | Don't Know |  |  |  | No | Other |  | Will Inspect meter box at a later date | Unknown - Unlikely Lead |  |  |  | No | Other |  | Will Inspect meter box at a later date | Unknown | Don't Know | Don't Know |  | Building | Unknown | Unknown | No |  |  | Unknown
12215 | 1500 N STEVEN DR, HOBBS NM |  | No | No | Unknown - Unlikely Lead | Don't Know |  |  |  | No | Other |  | Will Inspect meter box at a later date | Unknown - Unlikely Lead |  |  |  | No | Other |  | Will Inspect meter box at a later date | Unknown | Don't Know | Don't Know |  | Building | Unknown | Unknown | No |  |  | Unknown
12712 | 310 W SKELLY ST, HOBBS NM |  | No | No | Unknown - Unlikely Lead | Don't Know |  |  |  | No | Other |  | Will Inspect meter box at a later date | Unknown - Unlikely Lead |  |  |  | No | Other |  | Will Inspect meter box at a later date | Unknown | Don't Know | Don't Know |  | Building | Unknown | Unknown | No |  |  | Unknown
12046 | 500 E SUNSET CIR, HOBBS NM |  | No | No | Unknown - Unlikely Lead | Don't Know |  |  |  | No | Other |  | Will Inspect meter box at a later date | Unknown - Unlikely Lead |  |  |  | No | Other |  | Will Inspect meter box at a later date | Unknown | Don't Know | Don't Know |  | Building | Unknown | Unknown | No |  |  | Unknown
13559 | 1118 E TEXAS ST, HOBBS NM |  | No | No | Unknown - Unlikely Lead | Don't Know |  |  |  | No | Other |  | Will Inspect meter box at a later date | Unknown - Unlikely Lead |  |  |  | No | Other |  | Will Inspect meter box at a later date | Unknown | Don't Know | Don't Know |  | Building | Unknown | Unknown | No |  |  | Unknown
13217 | 201 W TEMPLE AVE, HOBBS NM |  | No | No | Unknown - Unlikely Lead | Don't Know |  |  |  | No | Other |  | Will Inspect meter box at a later date | Unknown - Unlikely Lead |  |  |  | No | Other |  | Will Inspect meter box at a later date | Unknown | Don't Know | Don't Know |  | Building | Unknown | Unknown | No |  |  | Unknown
12600 | 2921 N SELMAN ST, HOBBS NM |  | No | No | Unknown - Unlikely Lead | Don't Know |  |  |  | No | Other |  | Will Inspect meter box at a later date | Unknown - Unlikely Lead |  |  |  | No | Other |  | Will Inspect meter box at a later date | Unknown | Don't Know | Don't Know |  | Building | Unknown | Unknown | No |  |  | Unknown
13006 | 613 W TAOS ST, HOBBS NM |  | No | No | Unknown - Unlikely Lead | Don't Know |  |  |  | No | Other |  | Will Inspect meter box at a later date | Unknown - Unlikely Lead |  |  |  | No | Other |  | Will Inspect meter box at a later date | Unknown | Don't Know | Don't Know |  | Building | Unknown | Unknown | No |  |  | Unknown
13029 | 203 W TAOS ST TRLR 1, HOBBS NM |  | No | No | Unknown - Unlikely Lead | Don't Know |  |  |  | No | Other |  | Will Inspect meter box at a later date | Unknown - Unlikely Lead |  |  |  | No | Other |  | Will Inspect meter box at a later date | Unknown | Don't Know | Don't Know |  | Building | Unknown | Unknown | No |  |  | Unknown
12061 | 315 SUNSET PL, HOBBS NM |  | No | No | Non-Lead - Plastic | Don't Know |  | 1 | Field inspection only with no records | Yes | Visual inspection at the meter pit | 08/13/2024 00:00:00 |  | Non-Lead - Plastic |  | 1 | Field inspection only with no records | Yes | Visual inspection at the meter pit | 08/13/2024 00:00:00 |  | Non-Lead | No | Don't Know |  | Single Family Residence |  | No | No |  |  | Non-Lead
12893 | 1714 E STANOLIND RD, HOBBS NM |  | No | No | Unknown - Unlikely Lead | Don't Know |  |  |  | No | Other |  | Will Inspect meter box at a later date | Unknown - Unlikely Lead |  |  |  | No | Other |  | Will Inspect meter box at a later date | Unknown | Don't Know | Don't Know |  | Building | Unknown | Unknown | No |  |  | Unknown
12036 | 619 E SUNSET CIR, HOBBS NM |  | No | No | Unknown - Unlikely Lead | Don't Know |  |  |  | No | Other |  | Will Inspect meter box at a later date | Unknown - Unlikely Lead |  |  |  | No | Other |  | Will Inspect meter box at a later date | Unknown | Don't Know | Don't Know |  | Building | Unknown | Unknown | No |  |  | Unknown
13238 | 410 W TEMPLE AVE, HOBBS NM |  | No | No | Unknown - Unlikely Lead | Don't Know |  |  |  | No | Other |  | Will Inspect meter box at a later date | Unknown - Unlikely Lead |  |  |  | No | Other |  | Will Inspect meter box at a later date | Unknown | Don't Know | Don't Know |  | Building | Unknown | Unknown | No |  |  | Unknown
11691 | 1217 N SAN ANDRES DR, HOBBS NM |  | No | No | Unknown - Unlikely Lead | Don't Know |  |  |  | No | Other |  | Will Inspect meter box at a later date | Unknown - Unlikely Lead |  |  |  | No | Other |  | Will Inspect meter box at a later date | Unknown | Don't Know | Don't Know |  | Building | Unknown | Unknown | No |  |  | Unknown
13490 | 6105 N T-BIRD RD, HOBBS NM |  | No | No | Unknown - Unlikely Lead | Don't Know |  |  |  | No | Other |  | Will Inspect meter box at a later date | Unknown - Unlikely Lead |  |  |  | No | Other |  | Will Inspect meter box at a later date | Unknown | Don't Know | Don't Know |  | Building | Unknown | Unknown | No |  |  | Unknown
13528 | 408 E TEXAS ST, HOBBS NM |  | No | No | Unknown - Unlikely Lead | Don't Know |  |  |  | No | Other |  | Will Inspect meter box at a later date | Unknown - Unlikely Lead |  |  |  | No | Other |  | Will Inspect meter box at a later date | Unknown | Don't Know | Don't Know |  | Building | Unknown | Unknown | No |  |  | Unknown
12784 | 914 E SKELLY ST, HOBBS NM |  | No | No | Unknown - Unlikely Lead | Don't Know |  |  |  | No | Other |  | Will Inspect meter box at a later date | Unknown - Unlikely Lead |  |  |  | No | Other |  | Will Inspect meter box at a later date | Unknown | Don't Know | Don't Know |  | Building | Unknown | Unknown | No |  |  | Unknown
12854 | 206-A E SKELLY ST, HOBBS NM |  | No | No | Unknown - Unlikely Lead | Don't Know |  |  |  | No | Other |  | Will Inspect meter box at a later date | Unknown - Unlikely Lead |  |  |  | No | Other |  | Will Inspect meter box at a later date | Unknown | Don't Know | Don't Know |  | Building | Unknown | Unknown | No |  |  | Unknown
11598 | 1411 W SCHARBAUER ST, HOBBS NM |  | No | No | Unknown - Unlikely Lead | Don't Know |  |  |  | No | Other |  | Will Inspect meter box at a later date | Unknown - Unlikely Lead |  |  |  | No | Other |  | Will Inspect meter box at a later date | Unknown | Don't Know | Don't Know |  | Building | Unknown | Unknown | No |  |  | Unknown
11631 | 1118 N SAN ANDRES DR, HOBBS NM |  | No | No | Unknown - Unlikely Lead | Don't Know |  |  |  | No | Other |  | Will Inspect meter box at a later date | Unknown - Unlikely Lead |  |  |  | No | Other |  | Will Inspect meter box at a later date | Unknown | Don't Know | Don't Know |  | Building | Unknown | Unknown | No |  |  | Unknown
12585 | 1302 S SELMAN ST, HOBBS NM |  | No | No | Unknown - Unlikely Lead | Don't Know |  |  |  | No | Other |  | Will Inspect meter box at a later date | Unknown - Unlikely Lead |  |  |  | No | Other |  | Will Inspect meter box at a later date | Unknown | Don't Know | Don't Know |  | Building | Unknown | Unknown | No |  |  | Unknown
12673 | 3314 N SANDRIDGE DR, HOBBS NM |  | No | No | Unknown - Unlikely Lead | Don't Know |  |  |  | No | Other |  | Will Inspect meter box at a later date | Unknown - Unlikely Lead |  |  |  | No | Other |  | Will Inspect meter box at a later date | Unknown | Don't Know | Don't Know |  | Building | Unknown | Unknown | No |  |  | Unknown
11818 | 1207 N SAN MATEO ST, HOBBS NM |  | No | No | Unknown - Unlikely Lead | Don't Know |  |  |  | No | Other |  | Will Inspect meter box at a later date | Unknown - Unlikely Lead |  |  |  | No | Other |  | Will Inspect meter box at a later date | Unknown | Don't Know | Don't Know |  | Building | Unknown | Unknown | No |  |  | Unknown
1315 | 3325 BELMONT PL, HOBBS NM |  | No | No | Unknown - Unlikely Lead | Don't Know |  |  |  | No | Other |  | Will Inspect meter box at a later date | Unknown - Unlikely Lead |  |  |  | No | Other |  | Will Inspect meter box at a later date | Unknown | Don't Know | Don't Know |  | Building | Unknown | Unknown | No |  |  | Unknown
12289 | 2002 N STEVEN DR, HOBBS NM |  | No | No | Unknown - Unlikely Lead | Don't Know |  |  |  | No | Other |  | Will Inspect meter box at a later date | Unknown - Unlikely Lead |  |  |  | No | Other |  | Will Inspect meter box at a later date | Unknown | Don't Know | Don't Know |  | Building | Unknown | Unknown | No |  |  | Unknown
131 | 2100 N ACOMA DR, HOBBS NM |  | No | No | Unknown - Unlikely Lead | Don't Know |  |  |  | No | Other |  | Will Inspect meter box at a later date | Unknown - Unlikely Lead |  |  |  | No | Other |  | Will Inspect meter box at a later date | Unknown | Don't Know | Don't Know |  | Building | Unknown | Unknown | No |  |  | Unknown
1286 | 1629 W BENDER BLVD, HOBBS NM |  | No | No | Unknown - Unlikely Lead | Don't Know |  |  |  | No | Other |  | Will Inspect meter box at a later date | Unknown - Unlikely Lead |  |  |  | No | Other |  | Will Inspect meter box at a later date | Unknown | Don't Know | Don't Know |  | Building | Unknown | Unknown | No |  |  | Unknown
11727 | 20-B STONECREST CT, HOBBS NM |  | No | No | Non-Lead - Plastic | No | 1982 | 3/4 | Field inspection only with no records | Yes | Visual inspection at the meter pit | 05/26/2024 00:00:00 |  | Non-Lead - Plastic |  | 3/4 | Installation date after lead ban | Yes | Visual inspection at the meter pit | 05/26/2024 00:00:00 | Will Inspect meter box at a later date | Non-Lead | Don't Know | Don't Know |  | Single Family Residence |  | Unknown | No |  |  | Non-Lead
12234 | 1322 N STEVEN DR, HOBBS NM |  | No | No | Unknown - Unlikely Lead | Don't Know |  |  |  | No | Other |  | Will Inspect meter box at a later date | Unknown - Unlikely Lead |  |  |  | No | Other |  | Will Inspect meter box at a later date | Unknown | Don't Know | Don't Know |  | Building | Unknown | Unknown | No |  |  | Unknown
12864 | 110 1/2 W STANOLIND RD, HOBBS NM |  | No | No | Unknown - Unlikely Lead | Don't Know |  |  |  | No | Other |  | Will Inspect meter box at a later date | Unknown - Unlikely Lead |  |  |  | No | Other |  | Will Inspect meter box at a later date | Unknown | Don't Know | Don't Know |  | Building | Unknown | Unknown | No |  |  | Unknown
1320 | 1631 BUCKNELL CT, HOBBS NM |  | No | No | Unknown - Unlikely Lead | Don't Know |  |  |  | No | Other |  | Will Inspect meter box at a later date | Unknown - Unlikely Lead |  |  |  | No | Other |  | Will Inspect meter box at a later date | Unknown | Don't Know | Don't Know |  | Building | Unknown | Unknown | No |  |  | Unknown
1244 | 718 W BENDER BLVD, HOBBS NM |  | No | No | Unknown - Unlikely Lead | Don't Know |  |  |  | No | Other |  | Will Inspect meter box at a later date | Unknown - Unlikely Lead |  |  |  | No | Other |  | Will Inspect meter box at a later date | Unknown | Don't Know | Don't Know |  | Building | Unknown | Unknown | No |  |  | Unknown
13145 | 1509 N TASKER DR, HOBBS NM |  | No | No | Unknown - Unlikely Lead | Don't Know |  |  |  | No | Other |  | Will Inspect meter box at a later date | Unknown - Unlikely Lead |  |  |  | No | Other |  | Will Inspect meter box at a later date | Unknown | Don't Know | Don't Know |  | Building | Unknown | Unknown | No |  |  | Unknown
12824 | 1309 E SKELLY ST, HOBBS NM |  | No | No | Unknown - Unlikely Lead | Don't Know |  |  |  | No | Other |  | Will Inspect meter box at a later date | Unknown - Unlikely Lead |  |  |  | No | Other |  | Will Inspect meter box at a later date | Unknown | Don't Know | Don't Know |  | Building | Unknown | Unknown | No |  |  | Unknown
12253 | 1308 N STEVEN DR, HOBBS NM |  | No | No | Unknown - Unlikely Lead | Don't Know |  |  |  | No | Other |  | Will Inspect meter box at a later date | Unknown - Unlikely Lead |  |  |  | No | Other |  | Will Inspect meter box at a later date | Unknown | Don't Know | Don't Know |  | Building | Unknown | Unknown | No |  |  | Unknown
13103 | 614 E TAOS ST, HOBBS NM |  | No | No | Unknown - Unlikely Lead | Don't Know |  |  |  | No | Other |  | Will Inspect meter box at a later date | Unknown - Unlikely Lead |  |  |  | No | Other |  | Will Inspect meter box at a later date | Unknown | Don't Know | Don't Know |  | Building | Unknown | Unknown | No |  |  | Unknown
12034 | 612 E SUNSET CIR, HOBBS NM |  | No | No | Unknown - Unlikely Lead | Don't Know |  |  |  | No | Other |  | Will Inspect meter box at a later date | Unknown - Unlikely Lead |  |  |  | No | Other |  | Will Inspect meter box at a later date | Unknown | Don't Know | Don't Know |  | Building | Unknown | Unknown | No |  |  | Unknown
12815 | 1414 E SKELLY ST, HOBBS NM |  | No | No | Unknown - Unlikely Lead | Don't Know |  |  |  | No | Other |  | Will Inspect meter box at a later date | Unknown - Unlikely Lead |  |  |  | No | Other |  | Will Inspect meter box at a later date | Unknown | Don't Know | Don't Know |  | Building | Unknown | Unknown | No |  |  | Unknown
1314 | 3330 BELMONT PL, HOBBS NM |  | No | No | Unknown - Unlikely Lead | Don't Know |  |  |  | No | Other |  | Will Inspect meter box at a later date | Unknown - Unlikely Lead |  |  |  | No | Other |  | Will Inspect meter box at a later date | Unknown | Don't Know | Don't Know |  | Building | Unknown | Unknown | No |  |  | Unknown
1350 | 703 N BURK ST, HOBBS NM |  | No | No | Unknown - Unlikely Lead | Don't Know |  |  |  | No | Other |  | Will Inspect meter box at a later date | Unknown - Unlikely Lead |  |  |  | No | Other |  | Will Inspect meter box at a later date | Unknown | Don't Know | Don't Know |  | Building | Unknown | Unknown | No |  |  | Unknown
13433 | 1016 S TURNER ST, HOBBS NM |  | No | No | Unknown - Unlikely Lead | Don't Know |  |  |  | No | Other |  | Will Inspect meter box at a later date | Unknown - Unlikely Lead |  |  |  | No | Other |  | Will Inspect meter box at a later date | Unknown | Don't Know | Don't Know |  | Building | Unknown | Unknown | No |  |  | Unknown
11729 | 8-B STONECREST CT, HOBBS NM |  | No | No | Non-Lead - Plastic | No | 1982 | 3/4 | Field inspection only with no records | Yes | Visual inspection at the meter pit | 05/26/2024 00:00:00 |  | Non-Lead - Plastic |  | 3/4 | Installation date after lead ban | Yes | Visual inspection at the meter pit | 05/26/2024 00:00:00 | Will Inspect meter box at a later date | Non-Lead | Don't Know | Don't Know |  | Single Family Residence |  | Unknown | No |  |  | Non-Lead
12527 | 305 W SHIPP DR, HOBBS NM |  | No | No | Unknown - Unlikely Lead | Don't Know |  |  |  | No | Other |  | Will Inspect meter box at a later date | Unknown - Unlikely Lead |  |  |  | No | Other |  | Will Inspect meter box at a later date | Unknown | Don't Know | Don't Know |  | Building | Unknown | Unknown | No |  |  | Unknown
13538 | 611 E TEXAS ST, HOBBS NM |  | No | No | Unknown - Unlikely Lead | Don't Know |  |  |  | No | Other |  | Will Inspect meter box at a later date | Unknown - Unlikely Lead |  |  |  | No | Other |  | Will Inspect meter box at a later date | Unknown | Don't Know | Don't Know |  | Building | Unknown | Unknown | No |  |  | Unknown
12745 | 419 W SKELLY ST, HOBBS NM |  | No | No | Unknown - Unlikely Lead | Don't Know |  |  |  | No | Other |  | Will Inspect meter box at a later date | Unknown - Unlikely Lead |  |  |  | No | Other |  | Will Inspect meter box at a later date | Unknown | Don't Know | Don't Know |  | Building | Unknown | Unknown | No |  |  | Unknown
12682 | 1207 S STARLING DR, HOBBS NM |  | No | No | Unknown - Unlikely Lead | Don't Know |  |  |  | No | Other |  | Will Inspect meter box at a later date | Unknown - Unlikely Lead |  |  |  | No | Other |  | Will Inspect meter box at a later date | Unknown | Don't Know | Don't Know |  | Building | Unknown | Unknown | No |  |  | Unknown
12629 | 514 N SELMAN ST, HOBBS NM |  | No | No | Unknown - Unlikely Lead | Don't Know |  |  |  | No | Other |  | Will Inspect meter box at a later date | Unknown - Unlikely Lead |  |  |  | No | Other |  | Will Inspect meter box at a later date | Unknown | Don't Know | Don't Know |  | Building | Unknown | Unknown | No |  |  | Unknown
12031 | 515 E SUNSET CIR, HOBBS NM |  | No | No | Unknown - Unlikely Lead | Don't Know |  |  |  | No | Other |  | Will Inspect meter box at a later date | Unknown - Unlikely Lead |  |  |  | No | Other |  | Will Inspect meter box at a later date | Unknown | Don't Know | Don't Know |  | Building | Unknown | Unknown | No |  |  | Unknown
12790 | 800 E SKELLY ST, HOBBS NM |  | No | No | Unknown - Unlikely Lead | Don't Know |  |  |  | No | Other |  | Will Inspect meter box at a later date | Unknown - Unlikely Lead |  |  |  | No | Other |  | Will Inspect meter box at a later date | Unknown | Don't Know | Don't Know |  | Building | Unknown | Unknown | No |  |  | Unknown
13536 | 1502 E TEXAS ST, HOBBS NM |  | No | No | Unknown - Unlikely Lead | Don't Know |  |  |  | No | Other |  | Will Inspect meter box at a later date | Unknown - Unlikely Lead |  |  |  | No | Other |  | Will Inspect meter box at a later date | Unknown | Don't Know | Don't Know |  | Building | Unknown | Unknown | No |  |  | Unknown
12552 | 1219 S SELMAN ST, HOBBS NM |  | No | No | Unknown - Unlikely Lead | Don't Know |  |  |  | No | Other |  | Will Inspect meter box at a later date | Unknown - Unlikely Lead |  |  |  | No | Other |  | Will Inspect meter box at a later date | Unknown | Don't Know | Don't Know |  | Building | Unknown | Unknown | No |  |  | Unknown
13601 | 905 N THORP ST, HOBBS NM |  | No | No | Unknown - Unlikely Lead | Don't Know |  |  |  | No | Other |  | Will Inspect meter box at a later date | Unknown - Unlikely Lead |  |  |  | No | Other |  | Will Inspect meter box at a later date | Unknown | Don't Know | Don't Know |  | Building | Unknown | Unknown | No |  |  | Unknown
1325 | 519 N BURK ST, HOBBS NM |  | No | No | Unknown - Unlikely Lead | Don't Know |  |  |  | No | Other |  | Will Inspect meter box at a later date | Unknown - Unlikely Lead |  |  |  | No | Other |  | Will Inspect meter box at a later date | Unknown | Don't Know | Don't Know |  | Building | Unknown | Unknown | No |  |  | Unknown
12882 | 500 E STANOLIND RD, HOBBS NM |  | No | No | Unknown - Unlikely Lead | Don't Know |  |  |  | No | Other |  | Will Inspect meter box at a later date | Unknown - Unlikely Lead |  |  |  | No | Other |  | Will Inspect meter box at a later date | Unknown | Don't Know | Don't Know |  | Building | Unknown | Unknown | No |  |  | Unknown
12944 | 3600 N SKYVIEW ST BLDG D, HOBBS NM |  | No | No | Non-Lead - Plastic | No | 2021 | 8 | Field inspection only with no records | Yes | Visual inspection at the meter pit | 05/26/2024 00:00:00 |  | Non-Lead - Plastic | 2021 | 8 | Installation date after lead ban | No | Visual inspection at the meter pit | 05/26/2024 00:00:00 |  | Non-Lead | No | No |  | Single Family Residence |  | No | No |  |  | Non-Lead
12225 | 1706 N STEVEN DR, HOBBS NM |  | No | No | Unknown - Unlikely Lead | Don't Know |  |  |  | No | Other |  | Will Inspect meter box at a later date | Unknown - Unlikely Lead |  |  |  | No | Other |  | Will Inspect meter box at a later date | Unknown | Don't Know | Don't Know |  | Building | Unknown | Unknown | No |  |  | Unknown
13230 | 210 W TEMPLE AVE, HOBBS NM |  | No | No | Unknown - Unlikely Lead | Don't Know |  |  |  | No | Other |  | Will Inspect meter box at a later date | Unknown - Unlikely Lead |  |  |  | No | Other |  | Will Inspect meter box at a later date | Unknown | Don't Know | Don't Know |  | Building | Unknown | Unknown | No |  |  | Unknown
12472 | 215 N SHIPP ST, HOBBS NM |  | No | No | Non-Lead - Copper | Don't Know | 1986 | 3/4 | Field inspection only with no records | Yes | Visual inspection at the meter pit | 08/26/2024 00:00:00 |  | Non-Lead - Plastic |  | 3/4 | Field inspection only with no records | Yes | Visual inspection at the meter pit | 08/26/2024 00:00:00 |  | Non-Lead | No | Don't Know |  | Building |  | No | No |  |  | Non-Lead
13645 | 508 N THORP ST, HOBBS NM |  | No | No | Unknown - Unlikely Lead | Don't Know |  |  |  | No | Other |  | Will Inspect meter box at a later date | Unknown - Unlikely Lead |  |  |  | No | Other |  | Will Inspect meter box at a later date | Unknown | Don't Know | Don't Know |  | Building | Unknown | Unknown | No |  |  | Unknown
12900 | 627 E SECO DR, HOBBS NM |  | No | No | Unknown - Unlikely Lead | Don't Know |  |  |  | No | Other |  | Will Inspect meter box at a later date | Unknown - Unlikely Lead |  |  |  | No | Other |  | Will Inspect meter box at a later date | Unknown | Don't Know | Don't Know |  | Building | Unknown | Unknown | No |  |  | Unknown
13493 | 6106 N T-BIRD RD, HOBBS NM |  | No | No | Unknown - Unlikely Lead | Don't Know |  |  |  | No | Other |  | Will Inspect meter box at a later date | Unknown - Unlikely Lead |  |  |  | No | Other |  | Will Inspect meter box at a later date | Unknown | Don't Know | Don't Know |  | Building | Unknown | Unknown | No |  |  | Unknown
11696 | 20-C STONECREST CT, HOBBS NM |  | No | No | Non-Lead - Plastic | No | 1982 | 3/4 | Field inspection only with no records | Yes | Visual inspection at the meter pit | 05/26/2024 00:00:00 |  | Non-Lead - Plastic |  | 3/4 | Installation date after lead ban | Yes | Visual inspection at the meter pit | 05/26/2024 00:00:00 | Will Inspect meter box at a later date | Non-Lead | Don't Know | Don't Know |  | Single Family Residence |  | Unknown | No |  |  | Non-Lead
13251 | 2629 N THOMAS DR, HOBBS NM |  | No | No | Unknown - Unlikely Lead | Don't Know |  |  |  | No | Other |  | Will Inspect meter box at a later date | Unknown - Unlikely Lead |  |  |  | No | Other |  | Will Inspect meter box at a later date | Unknown | Don't Know | Don't Know |  | Building | Unknown | Unknown | No |  |  | Unknown
11671 | 1207 N SAN ANDRES DR, HOBBS NM |  | No | No | Unknown - Unlikely Lead | Don't Know |  |  |  | No | Other |  | Will Inspect meter box at a later date | Unknown - Unlikely Lead |  |  |  | No | Other |  | Will Inspect meter box at a later date | Unknown | Don't Know | Don't Know |  | Building | Unknown | Unknown | No |  |  | Unknown
12757 | 517 E SKELLY ST, HOBBS NM |  | No | No | Unknown - Unlikely Lead | Don't Know |  |  |  | No | Other |  | Will Inspect meter box at a later date | Unknown - Unlikely Lead |  |  |  | No | Other |  | Will Inspect meter box at a later date | Unknown | Don't Know | Don't Know |  | Building | Unknown | Unknown | No |  |  | Unknown
12750 | 316 E SKELLY ST, HOBBS NM |  | No | No | Unknown - Unlikely Lead | Don't Know |  |  |  | No | Other |  | Will Inspect meter box at a later date | Unknown - Unlikely Lead |  |  |  | No | Other |  | Will Inspect meter box at a later date | Unknown | Don't Know | Don't Know |  | Building | Unknown | Unknown | No |  |  | Unknown
12438 | 601 E SNYDER ST, HOBBS NM |  | Yes - Daycare | No | Non-Lead - Plastic | No | Unknown | 1 | Field inspection only with no records | Yes | Visual inspection at the meter pit | 08/13/2024 00:00:00 |  | Non-Lead - Plastic | Unknown | 1 | Installation date after lead ban | No | Visual inspection at the meter pit | 08/13/2024 00:00:00 |  | Non-Lead | No | No |  | Building |  | No | No |  |  | Non-Lead
12228 | 1931 N STEVEN DR, HOBBS NM |  | No | No | Unknown - Unlikely Lead | Don't Know |  |  |  | No | Other |  | Will Inspect meter box at a later date | Unknown - Unlikely Lead |  |  |  | No | Other |  | Will Inspect meter box at a later date | Unknown | Don't Know | Don't Know |  | Building | Unknown | Unknown | No |  |  | Unknown
13298 | 2107 E TANGLEWOOD AVE, HOBBS NM |  | No | No | Non-Lead - Plastic | Don't Know | 2019 | 1 | Field inspection only with no records | Yes | Visual inspection at the meter pit | 08/19/2024 00:00:00 |  | Non-Lead - Plastic | 2019 | 1 | Field inspection only with no records | Yes | Visual inspection at the meter pit | 08/19/2024 00:00:00 |  | Non-Lead | No | Don't Know |  | Single Family Residence |  | No | No |  |  | Non-Lead
13280 | 2035 E TANGLEWOOD AVE, HOBBS NM |  | No | No | Non-Lead - Plastic | Don't Know | 2019 | 1 | Field inspection only with no records | Yes | Visual inspection at the meter pit | 08/19/2024 00:00:00 |  | Non-Lead - Plastic | 2019 | 1 | Field inspection only with no records | Yes | Visual inspection at the meter pit | 08/19/2024 00:00:00 |  | Non-Lead | No | Don't Know |  | Single Family Residence |  | No | No |  |  | Non-Lead
12127 | 314 W SAINT ANNE PL, HOBBS NM |  | No | No | Unknown - Unlikely Lead | Don't Know |  |  |  | No | Other |  | Will Inspect meter box at a later date | Unknown - Unlikely Lead |  |  |  | No | Other |  | Will Inspect meter box at a later date | Unknown | Don't Know | Don't Know |  | Building | Unknown | Unknown | No |  |  | Unknown
13215 | 203 W TEMPLE AVE, HOBBS NM |  | No | No | Unknown - Unlikely Lead | Don't Know |  |  |  | No | Other |  | Will Inspect meter box at a later date | Unknown - Unlikely Lead |  |  |  | No | Other |  | Will Inspect meter box at a later date | Unknown | Don't Know | Don't Know |  | Building | Unknown | Unknown | No |  |  | Unknown
12734 | 506 W SKELLY ST, HOBBS NM |  | No | No | Unknown - Unlikely Lead | Don't Know |  |  |  | No | Other |  | Will Inspect meter box at a later date | Unknown - Unlikely Lead |  |  |  | No | Other |  | Will Inspect meter box at a later date | Unknown | Don't Know | Don't Know |  | Building | Unknown | Unknown | No |  |  | Unknown
12588 | 1220 S SELMAN ST, HOBBS NM |  | No | No | Unknown - Unlikely Lead | Don't Know |  |  |  | No | Other |  | Will Inspect meter box at a later date | Unknown - Unlikely Lead |  |  |  | No | Other |  | Will Inspect meter box at a later date | Unknown | Don't Know | Don't Know |  | Building | Unknown | Unknown | No |  |  | Unknown
11698 | 10-C STONECREST CT, HOBBS NM |  | No | No | Non-Lead - Plastic | No | 1982 | 3/4 | Field inspection only with no records | Yes | Visual inspection at the meter pit | 05/26/2024 00:00:00 |  | Non-Lead - Plastic |  | 3/4 | Installation date after lead ban | Yes | Visual inspection at the meter pit | 05/26/2024 00:00:00 | Will Inspect meter box at a later date | Non-Lead | Don't Know | Don't Know |  | Single Family Residence |  | Unknown | No |  |  | Non-Lead
12077 | 110 E SUNSET DR, HOBBS NM |  | No | No | Unknown - Unlikely Lead | Don't Know |  |  |  | No | Other |  | Will Inspect meter box at a later date | Unknown - Unlikely Lead |  |  |  | No | Other |  | Will Inspect meter box at a later date | Unknown | Don't Know | Don't Know |  | Building | Unknown | Unknown | No |  |  | Unknown
11798 | 1211 N SAN MATEO ST, HOBBS NM |  | No | No | Unknown - Unlikely Lead | Don't Know |  |  |  | No | Other |  | Will Inspect meter box at a later date | Unknown - Unlikely Lead |  |  |  | No | Other |  | Will Inspect meter box at a later date | Unknown | Don't Know | Don't Know |  | Building | Unknown | Unknown | No |  |  | Unknown
1241 | 1120 W BENDER BLVD, HOBBS NM |  | No | No | Unknown - Unlikely Lead | Don't Know |  |  |  | No | Other |  | Will Inspect meter box at a later date | Unknown - Unlikely Lead |  |  |  | No | Other |  | Will Inspect meter box at a later date | Unknown | Don't Know | Don't Know |  | Building | Unknown | Unknown | No |  |  | Unknown
126 | 2234 N ACOMA DR, HOBBS NM |  | No | No | Unknown - Unlikely Lead | Don't Know |  |  |  | No | Other |  | Will Inspect meter box at a later date | Unknown - Unlikely Lead |  |  |  | No | Other |  | Will Inspect meter box at a later date | Unknown | Don't Know | Don't Know |  | Building | Unknown | Unknown | No |  |  | Unknown
12483 | 112 N SHIPP ST, HOBBS NM |  | No | No | Unknown - Unlikely Lead | Don't Know |  |  |  | No | Other |  | Will Inspect meter box at a later date | Unknown - Unlikely Lead |  |  |  | No | Other |  | Will Inspect meter box at a later date | Unknown | Don't Know | Don't Know |  | Building | Unknown | Unknown | No |  |  | Unknown
12146 | 420 W SAINT ANNE PL, HOBBS NM |  | No | No | Unknown - Unlikely Lead | Don't Know |  |  |  | No | Other |  | Will Inspect meter box at a later date | Unknown - Unlikely Lead |  |  |  | No | Other |  | Will Inspect meter box at a later date | Unknown | Don't Know | Don't Know |  | Building | Unknown | Unknown | No |  |  | Unknown
12040 | 513 E SUNSET CIR, HOBBS NM |  | No | No | Unknown - Unlikely Lead | Don't Know |  |  |  | No | Other |  | Will Inspect meter box at a later date | Unknown - Unlikely Lead |  |  |  | No | Other |  | Will Inspect meter box at a later date | Unknown | Don't Know | Don't Know |  | Building | Unknown | Unknown | No |  |  | Unknown
13258 | 2113 N THOMAS DR, HOBBS NM |  | No | No | Unknown - Unlikely Lead | Don't Know |  |  |  | No | Other |  | Will Inspect meter box at a later date | Unknown - Unlikely Lead |  |  |  | No | Other |  | Will Inspect meter box at a later date | Unknown | Don't Know | Don't Know |  | Building | Unknown | Unknown | No |  |  | Unknown
1222 | 616 E BENDER BLVD, HOBBS NM |  | No | No | Unknown - Unlikely Lead | Don't Know |  |  |  | No | Other |  | Will Inspect meter box at a later date | Unknown - Unlikely Lead |  |  |  | No | Other |  | Will Inspect meter box at a later date | Unknown | Don't Know | Don't Know |  | Building | Unknown | Unknown | No |  |  | Unknown
12336 | 406-C W SNYDER ST, HOBBS NM |  | No | No | Unknown - Unlikely Lead | Don't Know |  |  |  | No | Other |  | Will Inspect meter box at a later date | Unknown - Unlikely Lead |  |  |  | No | Other |  | Will Inspect meter box at a later date | Unknown | Don't Know | Don't Know |  | Building | Unknown | Unknown | No |  |  | Unknown
1218 | 1028 E BENDER BLVD, HOBBS NM |  | No | No | Unknown - Unlikely Lead | Don't Know |  |  |  | No | Other |  | Will Inspect meter box at a later date | Unknown - Unlikely Lead |  |  |  | No | Other |  | Will Inspect meter box at a later date | Unknown | Don't Know | Don't Know |  | Building | Unknown | Unknown | No |  |  | Unknown
13237 | 303 W TEMPLE AVE, HOBBS NM |  | No | No | Unknown - Unlikely Lead | Don't Know |  |  |  | No | Other |  | Will Inspect meter box at a later date | Unknown - Unlikely Lead |  |  |  | No | Other |  | Will Inspect meter box at a later date | Unknown | Don't Know | Don't Know |  | Building | Unknown | Unknown | No |  |  | Unknown
13050 | 612 W TAOS ST, HOBBS NM |  | No | No | Unknown - Unlikely Lead | Don't Know |  |  |  | No | Other |  | Will Inspect meter box at a later date | Unknown - Unlikely Lead |  |  |  | No | Other |  | Will Inspect meter box at a later date | Unknown | Don't Know | Don't Know |  | Building | Unknown | Unknown | No |  |  | Unknown
13224 | 306 W TEMPLE AVE, HOBBS NM |  | No | No | Unknown - Unlikely Lead | Don't Know |  |  |  | No | Other |  | Will Inspect meter box at a later date | Unknown - Unlikely Lead |  |  |  | No | Other |  | Will Inspect meter box at a later date | Unknown | Don't Know | Don't Know |  | Building | Unknown | Unknown | No |  |  | Unknown
13221 | 404 W TEMPLE AVE, HOBBS NM |  | No | No | Unknown - Unlikely Lead | Don't Know |  |  |  | No | Other |  | Will Inspect meter box at a later date | Unknown - Unlikely Lead |  |  |  | No | Other |  | Will Inspect meter box at a later date | Unknown | Don't Know | Don't Know |  | Building | Unknown | Unknown | No |  |  | Unknown
12310 | 1930 N STEVEN DR, HOBBS NM |  | No | No | Unknown - Unlikely Lead | Don't Know |  |  |  | No | Other |  | Will Inspect meter box at a later date | Unknown - Unlikely Lead |  |  |  | No | Other |  | Will Inspect meter box at a later date | Unknown | Don't Know | Don't Know |  | Building | Unknown | Unknown | No |  |  | Unknown
12822 | 1112 E SKELLY ST, HOBBS NM |  | No | No | Unknown - Unlikely Lead | Don't Know |  |  |  | No | Other |  | Will Inspect meter box at a later date | Unknown - Unlikely Lead |  |  |  | No | Other |  | Will Inspect meter box at a later date | Unknown | Don't Know | Don't Know |  | Building | Unknown | Unknown | No |  |  | Unknown
12733 | 414 W SKELLY ST, HOBBS NM |  | No | No | Unknown - Unlikely Lead | Don't Know |  |  |  | No | Other |  | Will Inspect meter box at a later date | Unknown - Unlikely Lead |  |  |  | No | Other |  | Will Inspect meter box at a later date | Unknown | Don't Know | Don't Know |  | Building | Unknown | Unknown | No |  |  | Unknown
12054 | 339 SUNSET PL, HOBBS NM |  | No | No | Non-Lead - Plastic | Don't Know |  | 1 | Field inspection only with no records | Yes | Visual inspection at the meter pit | 08/13/2024 00:00:00 |  | Non-Lead - Plastic |  | 1 | Field inspection only with no records | Yes | Visual inspection at the meter pit | 08/13/2024 00:00:00 |  | Non-Lead | No | Don't Know |  | Single Family Residence |  | No | No |  |  | Non-Lead
13314 | 2022 E TANGLEWOOD AVE, HOBBS NM |  | No | No | Non-Lead - Plastic | Don't Know | 2019 | 1 | Field inspection only with no records | Yes | Visual inspection at the meter pit | 08/19/2024 00:00:00 |  | Non-Lead - Plastic | 2019 | 1 | Field inspection only with no records | Yes | Visual inspection at the meter pit | 08/19/2024 00:00:00 |  | Non-Lead | No | Don't Know |  | Single Family Residence |  | No | No |  |  | Non-Lead
11621 | 405 W SCHARBAUER ST, HOBBS NM |  | No | No | Unknown - Unlikely Lead | Don't Know |  |  |  | No | Other |  | Will Inspect meter box at a later date | Unknown - Unlikely Lead |  |  |  | No | Other |  | Will Inspect meter box at a later date | Unknown | Don't Know | Don't Know |  | Building | Unknown | Unknown | No |  |  | Unknown
1355 | 115 S BURK ST, HOBBS NM |  | No | No | Unknown - Unlikely Lead | Don't Know |  |  |  | No | Other |  | Will Inspect meter box at a later date | Unknown - Unlikely Lead |  |  |  | No | Other |  | Will Inspect meter box at a later date | Unknown | Don't Know | Don't Know |  | Building | Unknown | Unknown | No |  |  | Unknown
11987 | 960 W SUNRISE CIR #1, HOBBS NM |  | No | No | Unknown - Unlikely Lead | Don't Know |  |  |  | No | Other |  | Will Inspect meter box at a later date | Unknown - Unlikely Lead |  |  |  | No | Other |  | Will Inspect meter box at a later date | Unknown | Don't Know | Don't Know |  | Building | Unknown | Unknown | No |  |  | Unknown
11601 | 1106 W SCHARBAUER ST, HOBBS NM |  | No | No | Unknown - Unlikely Lead | Don't Know |  |  |  | No | Other |  | Will Inspect meter box at a later date | Unknown - Unlikely Lead |  |  |  | No | Other |  | Will Inspect meter box at a later date | Unknown | Don't Know | Don't Know |  | Building | Unknown | Unknown | No |  |  | Unknown
13105 | 521 E TAOS ST, HOBBS NM |  | No | No | Unknown - Unlikely Lead | Don't Know |  |  |  | No | Other |  | Will Inspect meter box at a later date | Unknown - Unlikely Lead |  |  |  | No | Other |  | Will Inspect meter box at a later date | Unknown | Don't Know | Don't Know |  | Building | Unknown | Unknown | No |  |  | Unknown
11881 | 723 W SILVER AVE, HOBBS NM |  | No | No | Unknown - Unlikely Lead | Don't Know |  |  |  | No | Other |  | Will Inspect meter box at a later date | Unknown - Unlikely Lead |  |  |  | No | Other |  | Will Inspect meter box at a later date | Unknown | Don't Know | Don't Know |  | Building | Unknown | Unknown | No |  |  | Unknown
12910 | 500 E SECO DR, HOBBS NM |  | No | No | Unknown - Unlikely Lead | Don't Know |  |  |  | No | Other |  | Will Inspect meter box at a later date | Unknown - Unlikely Lead |  |  |  | No | Other |  | Will Inspect meter box at a later date | Unknown | Don't Know | Don't Know |  | Building | Unknown | Unknown | No |  |  | Unknown
12212 | 1412 N STEVEN DR, HOBBS NM |  | No | No | Unknown - Unlikely Lead | Don't Know |  |  |  | No | Other |  | Will Inspect meter box at a later date | Unknown - Unlikely Lead |  |  |  | No | Other |  | Will Inspect meter box at a later date | Unknown | Don't Know | Don't Know |  | Building | Unknown | Unknown | No |  |  | Unknown
13367 | 1910 N TURNER ST, HOBBS NM |  | No | No | Unknown - Unlikely Lead | Don't Know |  |  |  | No | Other |  | Will Inspect meter box at a later date | Unknown - Unlikely Lead |  |  |  | No | Other |  | Will Inspect meter box at a later date | Unknown | Don't Know | Don't Know |  | Building | Unknown | Unknown | No |  |  | Unknown
13302 | 1727 E TANGLEWOOD AVE, HOBBS NM |  | No | No | Non-Lead - Plastic | Don't Know | 2019 | 1 | Field inspection only with no records | Yes | Visual inspection at the meter pit | 08/19/2024 00:00:00 |  | Non-Lead - Plastic | 2019 | 1 | Field inspection only with no records | Yes | Visual inspection at the meter pit | 08/19/2024 00:00:00 |  | Non-Lead | No | Don't Know |  | Single Family Residence |  | No | No |  |  | Non-Lead
12577 | 721 S SELMAN ST, HOBBS NM |  | No | No | Unknown - Unlikely Lead | Don't Know |  |  |  | No | Other |  | Will Inspect meter box at a later date | Unknown - Unlikely Lead |  |  |  | No | Other |  | Will Inspect meter box at a later date | Unknown | Don't Know | Don't Know |  | Building | Unknown | Unknown | No |  |  | Unknown
11623 | 1701 N SAN ANDRES DR, HOBBS NM |  | No | No | Unknown - Unlikely Lead | Don't Know |  |  |  | No | Other |  | Will Inspect meter box at a later date | Unknown - Unlikely Lead |  |  |  | No | Other |  | Will Inspect meter box at a later date | Unknown | Don't Know | Don't Know |  | Building | Unknown | Unknown | No |  |  | Unknown
1264 | 718 W BENDER BLVD, HOBBS NM |  | No | No | Unknown - Unlikely Lead | Don't Know |  |  |  | No | Other |  | Will Inspect meter box at a later date | Unknown - Unlikely Lead |  |  |  | No | Other |  | Will Inspect meter box at a later date | Unknown | Don't Know | Don't Know |  | Building | Unknown | Unknown | No |  |  | Unknown
12885 | 2306 E STANOLIND RD, HOBBS NM |  | No | No | Unknown - Unlikely Lead | Don't Know |  |  |  | No | Other |  | Will Inspect meter box at a later date | Unknown - Unlikely Lead |  |  |  | No | Other |  | Will Inspect meter box at a later date | Unknown | Don't Know | Don't Know |  | Building | Unknown | Unknown | No |  |  | Unknown
13386 | 1709 N TURNER ST, HOBBS NM |  | No | No | Unknown - Unlikely Lead | Don't Know |  |  |  | No | Other |  | Will Inspect meter box at a later date | Unknown - Unlikely Lead |  |  |  | No | Other |  | Will Inspect meter box at a later date | Unknown | Don't Know | Don't Know |  | Building | Unknown | Unknown | No |  |  | Unknown
13186 | 107 E TEMPLE AVE, HOBBS NM |  | No | No | Unknown - Unlikely Lead | Don't Know |  |  |  | No | Other |  | Will Inspect meter box at a later date | Unknown - Unlikely Lead |  |  |  | No | Other |  | Will Inspect meter box at a later date | Unknown | Don't Know | Don't Know |  | Building | Unknown | Unknown | No |  |  | Unknown
12209 | 1228 N STEVEN DR, HOBBS NM |  | No | No | Unknown - Unlikely Lead | Don't Know |  |  |  | No | Other |  | Will Inspect meter box at a later date | Unknown - Unlikely Lead |  |  |  | No | Other |  | Will Inspect meter box at a later date | Unknown | Don't Know | Don't Know |  | Building | Unknown | Unknown | No |  |  | Unknown
13568 | 106 W TEXAS ST, HOBBS NM |  | No | No | Unknown - Unlikely Lead | Don't Know |  |  |  | No | Other |  | Will Inspect meter box at a later date | Unknown - Unlikely Lead |  |  |  | No | Other |  | Will Inspect meter box at a later date | Unknown | Don't Know | Don't Know |  | Building | Unknown | Unknown | No |  |  | Unknown
13216 | 407 W TEMPLE AVE, HOBBS NM |  | No | No | Unknown - Unlikely Lead | Don't Know |  |  |  | No | Other |  | Will Inspect meter box at a later date | Unknown - Unlikely Lead |  |  |  | No | Other |  | Will Inspect meter box at a later date | Unknown | Don't Know | Don't Know |  | Building | Unknown | Unknown | No |  |  | Unknown
13270 | 2301 N THOMAS DR, HOBBS NM |  | No | No | Unknown - Unlikely Lead | Don't Know |  |  |  | No | Other |  | Will Inspect meter box at a later date | Unknown - Unlikely Lead |  |  |  | No | Other |  | Will Inspect meter box at a later date | Unknown | Don't Know | Don't Know |  | Building | Unknown | Unknown | No |  |  | Unknown
1277 | 1616 W BENDER BLVD, HOBBS NM |  | No | No | Unknown - Unlikely Lead | Don't Know |  |  |  | No | Other |  | Will Inspect meter box at a later date | Unknown - Unlikely Lead |  |  |  | No | Other |  | Will Inspect meter box at a later date | Unknown | Don't Know | Don't Know |  | Building | Unknown | Unknown | No |  |  | Unknown
12612 | 2514 N SELMAN ST, HOBBS NM |  | No | No | Unknown - Unlikely Lead | Don't Know |  |  |  | No | Other |  | Will Inspect meter box at a later date | Unknown - Unlikely Lead |  |  |  | No | Other |  | Will Inspect meter box at a later date | Unknown | Don't Know | Don't Know |  | Building | Unknown | Unknown | No |  |  | Unknown
11966 | 908 W SUNRISE CIR, HOBBS NM |  | No | No | Unknown - Unlikely Lead | Don't Know |  |  |  | No | Other |  | Will Inspect meter box at a later date | Unknown - Unlikely Lead |  |  |  | No | Other |  | Will Inspect meter box at a later date | Unknown | Don't Know | Don't Know |  | Building | Unknown | Unknown | No |  |  | Unknown
13428 | 111 N TURNER ST, HOBBS NM |  | No | No | Unknown - Unlikely Lead | Don't Know |  |  |  | No | Other |  | Will Inspect meter box at a later date | Unknown - Unlikely Lead |  |  |  | No | Other |  | Will Inspect meter box at a later date | Unknown | Don't Know | Don't Know |  | Building | Unknown | Unknown | No |  |  | Unknown
11657 | 1624 N SAN ANDRES DR, HOBBS NM |  | No | No | Unknown - Unlikely Lead | Don't Know |  |  |  | No | Other |  | Will Inspect meter box at a later date | Unknown - Unlikely Lead |  |  |  | No | Other |  | Will Inspect meter box at a later date | Unknown | Don't Know | Don't Know |  | Building | Unknown | Unknown | No |  |  | Unknown
13372 | 1818 N TURNER ST, HOBBS NM |  | No | No | Unknown - Unlikely Lead | Don't Know |  |  |  | No | Other |  | Will Inspect meter box at a later date | Unknown - Unlikely Lead |  |  |  | No | Other |  | Will Inspect meter box at a later date | Unknown | Don't Know | Don't Know |  | Building | Unknown | Unknown | No |  |  | Unknown
12349 | 1605 E SNYDER ST, HOBBS NM |  | No | No | Unknown - Unlikely Lead | Don't Know |  |  |  | No | Other |  | Will Inspect meter box at a later date | Unknown - Unlikely Lead |  |  |  | No | Other |  | Will Inspect meter box at a later date | Unknown | Don't Know | Don't Know |  | Building | Unknown | Unknown | No |  |  | Unknown
12284 | 1102 N STEVEN DR, HOBBS NM |  | No | No | Unknown - Unlikely Lead | Don't Know |  |  |  | No | Other |  | Will Inspect meter box at a later date | Unknown - Unlikely Lead |  |  |  | No | Other |  | Will Inspect meter box at a later date | Unknown | Don't Know | Don't Know |  | Building | Unknown | Unknown | No |  |  | Unknown
11994 | 827 W SUNRISE CIR, HOBBS NM |  | No | No | Unknown - Unlikely Lead | Don't Know |  |  |  | No | Other |  | Will Inspect meter box at a later date | Unknown - Unlikely Lead |  |  |  | No | Other |  | Will Inspect meter box at a later date | Unknown | Don't Know | Don't Know |  | Building | Unknown | Unknown | No |  |  | Unknown
12288 | 1635 N STEVEN DR, HOBBS NM |  | No | No | Unknown - Unlikely Lead | Don't Know |  |  |  | No | Other |  | Will Inspect meter box at a later date | Unknown - Unlikely Lead |  |  |  | No | Other |  | Will Inspect meter box at a later date | Unknown | Don't Know | Don't Know |  | Building | Unknown | Unknown | No |  |  | Unknown
13609 | 913 N THORP ST, HOBBS NM |  | No | No | Unknown - Unlikely Lead | Don't Know |  |  |  | No | Other |  | Will Inspect meter box at a later date | Unknown - Unlikely Lead |  |  |  | No | Other |  | Will Inspect meter box at a later date | Unknown | Don't Know | Don't Know |  | Building | Unknown | Unknown | No |  |  | Unknown
13093 | 508 E TAOS ST, HOBBS NM |  | No | No | Unknown - Unlikely Lead | Don't Know |  |  |  | No | Other |  | Will Inspect meter box at a later date | Unknown - Unlikely Lead |  |  |  | No | Other |  | Will Inspect meter box at a later date | Unknown | Don't Know | Don't Know |  | Building | Unknown | Unknown | No |  |  | Unknown
13188 | 109 E TEMPLE AVE, HOBBS NM |  | No | No | Unknown - Unlikely Lead | Don't Know |  |  |  | No | Other |  | Will Inspect meter box at a later date | Unknown - Unlikely Lead |  |  |  | No | Other |  | Will Inspect meter box at a later date | Unknown | Don't Know | Don't Know |  | Building | Unknown | Unknown | No |  |  | Unknown
1234 | 1218 E BENDER BLVD, HOBBS NM |  | No | No | Unknown - Unlikely Lead | Don't Know |  |  |  | No | Other |  | Will Inspect meter box at a later date | Unknown - Unlikely Lead |  |  |  | No | Other |  | Will Inspect meter box at a later date | Unknown | Don't Know | Don't Know |  | Building | Unknown | Unknown | No |  |  | Unknown
12631 | 2814 N SELMAN ST, HOBBS NM |  | No | No | Unknown - Unlikely Lead | Don't Know |  |  |  | No | Other |  | Will Inspect meter box at a later date | Unknown - Unlikely Lead |  |  |  | No | Other |  | Will Inspect meter box at a later date | Unknown | Don't Know | Don't Know |  | Building | Unknown | Unknown | No |  |  | Unknown
13287 | 2101 E TANGLEWOOD AVE, HOBBS NM |  | No | No | Non-Lead - Plastic | Don't Know | 2019 | 1 | Field inspection only with no records | Yes | Visual inspection at the meter pit | 08/19/2024 00:00:00 |  | Non-Lead - Plastic | 2019 | 1 | Field inspection only with no records | Yes | Visual inspection at the meter pit | 08/19/2024 00:00:00 |  | Non-Lead | No | Don't Know |  | Single Family Residence |  | No | No |  |  | Non-Lead
12645 | 2510 N SELMAN ST, HOBBS NM |  | No | No | Unknown - Unlikely Lead | Don't Know |  |  |  | No | Other |  | Will Inspect meter box at a later date | Unknown - Unlikely Lead |  |  |  | No | Other |  | Will Inspect meter box at a later date | Unknown | Don't Know | Don't Know |  | Building | Unknown | Unknown | No |  |  | Unknown
11950 | 915 W SUNRISE CIR, HOBBS NM |  | No | No | Unknown - Unlikely Lead | Don't Know |  |  |  | No | Other |  | Will Inspect meter box at a later date | Unknown - Unlikely Lead |  |  |  | No | Other |  | Will Inspect meter box at a later date | Unknown | Don't Know | Don't Know |  | Building | Unknown | Unknown | No |  |  | Unknown
13408 | 601 N TURNER ST, HOBBS NM |  | No | No | Unknown - Unlikely Lead | Don't Know |  |  |  | No | Other |  | Will Inspect meter box at a later date | Unknown - Unlikely Lead |  |  |  | No | Other |  | Will Inspect meter box at a later date | Unknown | Don't Know | Don't Know |  | Building | Unknown | Unknown | No |  |  | Unknown
13277 | 2304 N THOMAS DR, HOBBS NM |  | No | No | Unknown - Unlikely Lead | Don't Know |  |  |  | No | Other |  | Will Inspect meter box at a later date | Unknown - Unlikely Lead |  |  |  | No | Other |  | Will Inspect meter box at a later date | Unknown | Don't Know | Don't Know |  | Building | Unknown | Unknown | No |  |  | Unknown
1171 | 1315 E BENDER BLVD #7, HOBBS NM |  | No | No | Unknown - Unlikely Lead | Don't Know |  |  |  | No | Other |  | Will Inspect meter box at a later date | Unknown - Unlikely Lead |  |  |  | No | Other |  | Will Inspect meter box at a later date | Unknown | Don't Know | Don't Know |  | Building | Unknown | Unknown | No |  |  | Unknown
12105 | 608 E SUNSET DR, HOBBS NM |  | No | No | Unknown - Unlikely Lead | Don't Know |  |  |  | No | Other |  | Will Inspect meter box at a later date | Unknown - Unlikely Lead |  |  |  | No | Other |  | Will Inspect meter box at a later date | Unknown | Don't Know | Don't Know |  | Building | Unknown | Unknown | No |  |  | Unknown
13163 | 1616 N TASKER DR, HOBBS NM |  | No | No | Unknown - Unlikely Lead | Don't Know |  |  |  | No | Other |  | Will Inspect meter box at a later date | Unknown - Unlikely Lead |  |  |  | No | Other |  | Will Inspect meter box at a later date | Unknown | Don't Know | Don't Know |  | Building | Unknown | Unknown | No |  |  | Unknown
13178 | 1420 N TASKER DR, HOBBS NM |  | No | No | Unknown - Unlikely Lead | Don't Know |  |  |  | No | Other |  | Will Inspect meter box at a later date | Unknown - Unlikely Lead |  |  |  | No | Other |  | Will Inspect meter box at a later date | Unknown | Don't Know | Don't Know |  | Building | Unknown | Unknown | No |  |  | Unknown
12035 | 2601-B E SUNSET CIR, HOBBS NM |  | No | No | Unknown - Unlikely Lead | Don't Know |  |  |  | No | Other |  | Will Inspect meter box at a later date | Unknown - Unlikely Lead |  |  |  | No | Other |  | Will Inspect meter box at a later date | Unknown | Don't Know | Don't Know |  | Building | Unknown | Unknown | No |  |  | Unknown
12934 | 1229 S SHORT ST, HOBBS NM |  | No | No | Unknown - Unlikely Lead | Don't Know |  |  |  | No | Other |  | Will Inspect meter box at a later date | Unknown - Unlikely Lead |  |  |  | No | Other |  | Will Inspect meter box at a later date | Unknown | Don't Know | Don't Know |  | Building | Unknown | Unknown | No |  |  | Unknown
12364 | 2114 E SNYDER ST, HOBBS NM |  | No | No | Unknown - Unlikely Lead | Don't Know |  |  |  | No | Other |  | Will Inspect meter box at a later date | Unknown - Unlikely Lead |  |  |  | No | Other |  | Will Inspect meter box at a later date | Unknown | Don't Know | Don't Know |  | Building | Unknown | Unknown | No |  |  | Unknown
13350 | 921 N TURNER ST, HOBBS NM |  | No | No | Unknown - Unlikely Lead | Don't Know |  |  |  | No | Other |  | Will Inspect meter box at a later date | Unknown - Unlikely Lead |  |  |  | No | Other |  | Will Inspect meter box at a later date | Unknown | Don't Know | Don't Know |  | Building | Unknown | Unknown | No |  |  | Unknown
12975 | 512 W TAOS ST, HOBBS NM |  | No | No | Unknown - Unlikely Lead | Don't Know |  |  |  | No | Other |  | Will Inspect meter box at a later date | Unknown - Unlikely Lead |  |  |  | No | Other |  | Will Inspect meter box at a later date | Unknown | Don't Know | Don't Know |  | Building | Unknown | Unknown | No |  |  | Unknown
13155 | 1304 N TASKER DR, HOBBS NM |  | No | No | Unknown - Unlikely Lead | Don't Know |  |  |  | No | Other |  | Will Inspect meter box at a later date | Unknown - Unlikely Lead |  |  |  | No | Other |  | Will Inspect meter box at a later date | Unknown | Don't Know | Don't Know |  | Building | Unknown | Unknown | No |  |  | Unknown
12309 | 1902 N STEVEN DR, HOBBS NM |  | No | No | Unknown - Unlikely Lead | Don't Know |  |  |  | No | Other |  | Will Inspect meter box at a later date | Unknown - Unlikely Lead |  |  |  | No | Other |  | Will Inspect meter box at a later date | Unknown | Don't Know | Don't Know |  | Building | Unknown | Unknown | No |  |  | Unknown
12238 | 1128 N STEVEN DR, HOBBS NM |  | No | No | Unknown - Unlikely Lead | Don't Know |  |  |  | No | Other |  | Will Inspect meter box at a later date | Unknown - Unlikely Lead |  |  |  | No | Other |  | Will Inspect meter box at a later date | Unknown | Don't Know | Don't Know |  | Building | Unknown | Unknown | No |  |  | Unknown
13252 | 2220 N THOMAS DR, HOBBS NM |  | No | No | Unknown - Unlikely Lead | Don't Know |  |  |  | No | Other |  | Will Inspect meter box at a later date | Unknown - Unlikely Lead |  |  |  | No | Other |  | Will Inspect meter box at a later date | Unknown | Don't Know | Don't Know |  | Building | Unknown | Unknown | No |  |  | Unknown
13154 | 1222 N TASKER DR, HOBBS NM |  | No | No | Unknown - Unlikely Lead | Don't Know |  |  |  | No | Other |  | Will Inspect meter box at a later date | Unknown - Unlikely Lead |  |  |  | No | Other |  | Will Inspect meter box at a later date | Unknown | Don't Know | Don't Know |  | Building | Unknown | Unknown | No |  |  | Unknown
12899 | 711 E SECO DR, HOBBS NM |  | No | No | Unknown - Unlikely Lead | Don't Know |  |  |  | No | Other |  | Will Inspect meter box at a later date | Unknown - Unlikely Lead |  |  |  | No | Other |  | Will Inspect meter box at a later date | Unknown | Don't Know | Don't Know |  | Building | Unknown | Unknown | No |  |  | Unknown
1283 | 1601 W BENDER BLVD, HOBBS NM |  | No | No | Unknown - Unlikely Lead | Don't Know |  |  |  | No | Other |  | Will Inspect meter box at a later date | Unknown - Unlikely Lead |  |  |  | No | Other |  | Will Inspect meter box at a later date | Unknown | Don't Know | Don't Know |  | Building | Unknown | Unknown | No |  |  | Unknown
1157 | 5224 W BIG RED RD, HOBBS NM |  | No | No | Non-Lead - Plastic | No | 2015 | 3/4 | Field inspection only with no records | Yes | Visual inspection at the meter pit | 05/26/2024 00:00:00 |  | Non-Lead - Plastic | 2015 | 3/4 | Installation date after lead ban | Yes | Visual inspection at the meter pit | 05/26/2024 00:00:00 |  | Non-Lead | No | No |  | Single Family Residence |  | No | No |  |  | Non-Lead
11926 | 1434 E SILVER DR, HOBBS NM |  | No | No | Unknown - Unlikely Lead | Don't Know |  |  |  | No | Other |  | Will Inspect meter box at a later date | Unknown - Unlikely Lead |  |  |  | No | Other |  | Will Inspect meter box at a later date | Unknown | Don't Know | Don't Know |  | Building | Unknown | Unknown | No |  |  | Unknown
13611 | 1107 N THORP ST, HOBBS NM |  | No | No | Unknown - Unlikely Lead | Don't Know |  |  |  | No | Other |  | Will Inspect meter box at a later date | Unknown - Unlikely Lead |  |  |  | No | Other |  | Will Inspect meter box at a later date | Unknown | Don't Know | Don't Know |  | Building | Unknown | Unknown | No |  |  | Unknown
12370 | 703 E SNYDER ST, HOBBS NM |  | No | No | Unknown - Unlikely Lead | Don't Know |  |  |  | No | Other |  | Will Inspect meter box at a later date | Unknown - Unlikely Lead |  |  |  | No | Other |  | Will Inspect meter box at a later date | Unknown | Don't Know | Don't Know |  | Building | Unknown | Unknown | No |  |  | Unknown
12187 | 304 E SAINT ANNE PL, HOBBS NM |  | No | No | Unknown - Unlikely Lead | Don't Know |  |  |  | No | Other |  | Will Inspect meter box at a later date | Unknown - Unlikely Lead |  |  |  | No | Other |  | Will Inspect meter box at a later date | Unknown | Don't Know | Don't Know |  | Building | Unknown | Unknown | No |  |  | Unknown
12945 | 3600 N SKYVIEW ST BLDG C, HOBBS NM |  | No | No | Non-Lead - Plastic | No | 2021 | 8 | Field inspection only with no records | Yes | Visual inspection at the meter pit | 05/26/2024 00:00:00 |  | Non-Lead - Plastic | 2021 | 8 | Installation date after lead ban | No | Visual inspection at the meter pit | 05/26/2024 00:00:00 |  | Non-Lead | No | No |  | Single Family Residence |  | No | No |  |  | Non-Lead
11577 | 1004-A W SCHARBAUER ST, HOBBS NM |  | No | No | Unknown - Unlikely Lead | Don't Know |  |  |  | No | Other |  | Will Inspect meter box at a later date | Unknown - Unlikely Lead |  |  |  | No | Other |  | Will Inspect meter box at a later date | Unknown | Don't Know | Don't Know |  | Building | Unknown | Unknown | No |  |  | Unknown
12563 | 1207 S SELMAN ST, HOBBS NM |  | No | No | Unknown - Unlikely Lead | Don't Know |  |  |  | No | Other |  | Will Inspect meter box at a later date | Unknown - Unlikely Lead |  |  |  | No | Other |  | Will Inspect meter box at a later date | Unknown | Don't Know | Don't Know |  | Building | Unknown | Unknown | No |  |  | Unknown
13299 | 2106 E TANGLEWOOD AVE, HOBBS NM |  | No | No | Non-Lead - Plastic | Don't Know | 2019 | 1 | Field inspection only with no records | Yes | Visual inspection at the meter pit | 08/19/2024 00:00:00 |  | Non-Lead - Plastic | 2019 | 1 | Field inspection only with no records | Yes | Visual inspection at the meter pit | 08/19/2024 00:00:00 |  | Non-Lead | No | Don't Know |  | Single Family Residence |  | No | No |  |  | Non-Lead
12372 | 2207 E SNYDER ST, HOBBS NM |  | No | No | Unknown - Unlikely Lead | Don't Know |  |  |  | No | Other |  | Will Inspect meter box at a later date | Unknown - Unlikely Lead |  |  |  | No | Other |  | Will Inspect meter box at a later date | Unknown | Don't Know | Don't Know |  | Building | Unknown | Unknown | No |  |  | Unknown
13268 | 2204 N THOMAS DR, HOBBS NM |  | No | No | Unknown - Unlikely Lead | Don't Know |  |  |  | No | Other |  | Will Inspect meter box at a later date | Unknown - Unlikely Lead |  |  |  | No | Other |  | Will Inspect meter box at a later date | Unknown | Don't Know | Don't Know |  | Building | Unknown | Unknown | No |  |  | Unknown
11943 | 950 W SUNRISE CIR, HOBBS NM |  | No | No | Unknown - Unlikely Lead | Don't Know |  |  |  | No | Other |  | Will Inspect meter box at a later date | Unknown - Unlikely Lead |  |  |  | No | Other |  | Will Inspect meter box at a later date | Unknown | Don't Know | Don't Know |  | Building | Unknown | Unknown | No |  |  | Unknown
12292 | 1312 N STEVEN DR, HOBBS NM |  | No | No | Unknown - Unlikely Lead | Don't Know |  |  |  | No | Other |  | Will Inspect meter box at a later date | Unknown - Unlikely Lead |  |  |  | No | Other |  | Will Inspect meter box at a later date | Unknown | Don't Know | Don't Know |  | Building | Unknown | Unknown | No |  |  | Unknown
12356 | 2101 E SNYDER ST, HOBBS NM |  | No | No | Unknown - Unlikely Lead | Don't Know |  |  |  | No | Other |  | Will Inspect meter box at a later date | Unknown - Unlikely Lead |  |  |  | No | Other |  | Will Inspect meter box at a later date | Unknown | Don't Know | Don't Know |  | Building | Unknown | Unknown | No |  |  | Unknown
12551 | 1215 S SELMAN ST, HOBBS NM |  | No | No | Unknown - Unlikely Lead | Don't Know |  |  |  | No | Other |  | Will Inspect meter box at a later date | Unknown - Unlikely Lead |  |  |  | No | Other |  | Will Inspect meter box at a later date | Unknown | Don't Know | Don't Know |  | Building | Unknown | Unknown | No |  |  | Unknown
12582 | 1204 S SELMAN ST, HOBBS NM |  | No | No | Unknown - Unlikely Lead | Don't Know |  |  |  | No | Other |  | Will Inspect meter box at a later date | Unknown - Unlikely Lead |  |  |  | No | Other |  | Will Inspect meter box at a later date | Unknown | Don't Know | Don't Know |  | Building | Unknown | Unknown | No |  |  | Unknown
12508 | 404 W SHIPP DR, HOBBS NM |  | No | No | Unknown - Unlikely Lead | Don't Know |  |  |  | No | Other |  | Will Inspect meter box at a later date | Unknown - Unlikely Lead |  |  |  | No | Other |  | Will Inspect meter box at a later date | Unknown | Don't Know | Don't Know |  | Building | Unknown | Unknown | No |  |  | Unknown
1206 | 401 E BENDER BLVD, HOBBS NM |  | No | No | Unknown - Unlikely Lead | Don't Know |  |  |  | No | Other |  | Will Inspect meter box at a later date | Unknown - Unlikely Lead |  |  |  | No | Other |  | Will Inspect meter box at a later date | Unknown | Don't Know | Don't Know |  | Building | Unknown | Unknown | No |  |  | Unknown
11901 | 907 W SILVER AVE, HOBBS NM |  | No | No | Unknown - Unlikely Lead | Don't Know |  |  |  | No | Other |  | Will Inspect meter box at a later date | Unknown - Unlikely Lead |  |  |  | No | Other |  | Will Inspect meter box at a later date | Unknown | Don't Know | Don't Know |  | Building | Unknown | Unknown | No |  |  | Unknown
12008 | 701 E SUNSET CIR, HOBBS NM |  | No | No | Unknown - Unlikely Lead | Don't Know |  |  |  | No | Other |  | Will Inspect meter box at a later date | Unknown - Unlikely Lead |  |  |  | No | Other |  | Will Inspect meter box at a later date | Unknown | Don't Know | Don't Know |  | Building | Unknown | Unknown | No |  |  | Unknown
13555 | 1508 E TEXAS ST, HOBBS NM |  | No | No | Unknown - Unlikely Lead | Don't Know |  |  |  | No | Other |  | Will Inspect meter box at a later date | Unknown - Unlikely Lead |  |  |  | No | Other |  | Will Inspect meter box at a later date | Unknown | Don't Know | Don't Know |  | Building | Unknown | Unknown | No |  |  | Unknown
13407 | 2112 N TURNER ST, HOBBS NM |  | No | No | Unknown - Unlikely Lead | Don't Know |  |  |  | No | Other |  | Will Inspect meter box at a later date | Unknown - Unlikely Lead |  |  |  | No | Other |  | Will Inspect meter box at a later date | Unknown | Don't Know | Don't Know |  | Building | Unknown | Unknown | No |  |  | Unknown
12768 | 1206 E SKELLY ST, HOBBS NM |  | No | No | Unknown - Unlikely Lead | Don't Know |  |  |  | No | Other |  | Will Inspect meter box at a later date | Unknown - Unlikely Lead |  |  |  | No | Other |  | Will Inspect meter box at a later date | Unknown | Don't Know | Don't Know |  | Building | Unknown | Unknown | No |  |  | Unknown
12842 | 1514 E SKELLY ST, HOBBS NM |  | No | No | Unknown - Unlikely Lead | Don't Know |  |  |  | No | Other |  | Will Inspect meter box at a later date | Unknown - Unlikely Lead |  |  |  | No | Other |  | Will Inspect meter box at a later date | Unknown | Don't Know | Don't Know |  | Building | Unknown | Unknown | No |  |  | Unknown
12875 | 300 E STANOLIND RD, HOBBS NM |  | No | No | Unknown - Unlikely Lead | Don't Know |  |  |  | No | Other |  | Will Inspect meter box at a later date | Unknown - Unlikely Lead |  |  |  | No | Other |  | Will Inspect meter box at a later date | Unknown | Don't Know | Don't Know |  | Building | Unknown | Unknown | No |  |  | Unknown
13288 | 1822 E TANGLEWOOD AVE, HOBBS NM |  | No | No | Non-Lead - Plastic | Don't Know | 2019 | 1 | Field inspection only with no records | Yes | Visual inspection at the meter pit | 08/19/2024 00:00:00 |  | Non-Lead - Plastic | 2019 | 1 | Field inspection only with no records | Yes | Visual inspection at the meter pit | 08/19/2024 00:00:00 |  | Non-Lead | No | Don't Know |  | Single Family Residence |  | No | No |  |  | Non-Lead
11807 | 1523 N SAN MATEO ST, HOBBS NM |  | No | No | Unknown - Unlikely Lead | Don't Know |  |  |  | No | Other |  | Will Inspect meter box at a later date | Unknown - Unlikely Lead |  |  |  | No | Other |  | Will Inspect meter box at a later date | Unknown | Don't Know | Don't Know |  | Building | Unknown | Unknown | No |  |  | Unknown
11761 | 1413 N SAN MATEO ST, HOBBS NM |  | No | No | Unknown - Unlikely Lead | Don't Know |  |  |  | No | Other |  | Will Inspect meter box at a later date | Unknown - Unlikely Lead |  |  |  | No | Other |  | Will Inspect meter box at a later date | Unknown | Don't Know | Don't Know |  | Building | Unknown | Unknown | No |  |  | Unknown
13148 | 1528 N TASKER DR, HOBBS NM |  | No | No | Unknown - Unlikely Lead | Don't Know |  |  |  | No | Other |  | Will Inspect meter box at a later date | Unknown - Unlikely Lead |  |  |  | No | Other |  | Will Inspect meter box at a later date | Unknown | Don't Know | Don't Know |  | Building | Unknown | Unknown | No |  |  | Unknown
13013 | 107 W TAOS ST TRLR 11, HOBBS NM |  | No | No | Unknown - Unlikely Lead | Don't Know |  |  |  | No | Other |  | Will Inspect meter box at a later date | Unknown - Unlikely Lead |  |  |  | No | Other |  | Will Inspect meter box at a later date | Unknown | Don't Know | Don't Know |  | Building | Unknown | Unknown | No |  |  | Unknown
12999 | 107 W TAOS ST TRLR 14, HOBBS NM |  | No | No | Unknown - Unlikely Lead | Don't Know |  |  |  | No | Other |  | Will Inspect meter box at a later date | Unknown - Unlikely Lead |  |  |  | No | Other |  | Will Inspect meter box at a later date | Unknown | Don't Know | Don't Know |  | Building | Unknown | Unknown | No |  |  | Unknown
12402 | 1400 E SNYDER ST, HOBBS NM |  | No | No | Unknown - Unlikely Lead | Don't Know |  |  |  | No | Other |  | Will Inspect meter box at a later date | Unknown - Unlikely Lead |  |  |  | No | Other |  | Will Inspect meter box at a later date | Unknown | Don't Know | Don't Know |  | Building | Unknown | Unknown | No |  |  | Unknown
11632 | 1126 N SAN ANDRES DR, HOBBS NM |  | No | No | Unknown - Unlikely Lead | Don't Know |  |  |  | No | Other |  | Will Inspect meter box at a later date | Unknown - Unlikely Lead |  |  |  | No | Other |  | Will Inspect meter box at a later date | Unknown | Don't Know | Don't Know |  | Building | Unknown | Unknown | No |  |  | Unknown
12252 | 1702 N STEVEN DR, HOBBS NM |  | No | No | Unknown - Unlikely Lead | Don't Know |  |  |  | No | Other |  | Will Inspect meter box at a later date | Unknown - Unlikely Lead |  |  |  | No | Other |  | Will Inspect meter box at a later date | Unknown | Don't Know | Don't Know |  | Building | Unknown | Unknown | No |  |  | Unknown
1361 | 301 S BURK ST, HOBBS NM |  | No | No | Unknown - Unlikely Lead | Don't Know |  |  |  | No | Other |  | Will Inspect meter box at a later date | Unknown - Unlikely Lead |  |  |  | No | Other |  | Will Inspect meter box at a later date | Unknown | Don't Know | Don't Know |  | Building | Unknown | Unknown | No |  |  | Unknown
11592 | 1407 W SCHARBAUER ST, HOBBS NM |  | No | No | Unknown - Unlikely Lead | Don't Know |  |  |  | No | Other |  | Will Inspect meter box at a later date | Unknown - Unlikely Lead |  |  |  | No | Other |  | Will Inspect meter box at a later date | Unknown | Don't Know | Don't Know |  | Building | Unknown | Unknown | No |  |  | Unknown
13441 | 1322 S TURNER ST, HOBBS NM |  | No | No | Unknown - Unlikely Lead | Don't Know |  |  |  | No | Other |  | Will Inspect meter box at a later date | Unknown - Unlikely Lead |  |  |  | No | Other |  | Will Inspect meter box at a later date | Unknown | Don't Know | Don't Know |  | Building | Unknown | Unknown | No |  |  | Unknown
1360 | 119 S BURK ST, HOBBS NM |  | No | No | Unknown - Unlikely Lead | Don't Know |  |  |  | No | Other |  | Will Inspect meter box at a later date | Unknown - Unlikely Lead |  |  |  | No | Other |  | Will Inspect meter box at a later date | Unknown | Don't Know | Don't Know |  | Building | Unknown | Unknown | No |  |  | Unknown
11952 | 903 W SUNRISE CIR, HOBBS NM |  | No | No | Unknown - Unlikely Lead | Don't Know |  |  |  | No | Other |  | Will Inspect meter box at a later date | Unknown - Unlikely Lead |  |  |  | No | Other |  | Will Inspect meter box at a later date | Unknown | Don't Know | Don't Know |  | Building | Unknown | Unknown | No |  |  | Unknown
13116 | 501 E TAOS ST, HOBBS NM |  | No | No | Unknown - Unlikely Lead | Don't Know |  |  |  | No | Other |  | Will Inspect meter box at a later date | Unknown - Unlikely Lead |  |  |  | No | Other |  | Will Inspect meter box at a later date | Unknown | Don't Know | Don't Know |  | Building | Unknown | Unknown | No |  |  | Unknown
12176 | 324-A E SAINT ANNE PL, HOBBS NM |  | No | No | Unknown - Unlikely Lead | Don't Know |  |  |  | No | Other |  | Will Inspect meter box at a later date | Unknown - Unlikely Lead |  |  |  | No | Other |  | Will Inspect meter box at a later date | Unknown | Don't Know | Don't Know |  | Building | Unknown | Unknown | No |  |  | Unknown
12625 | 2521 N SELMAN ST, HOBBS NM |  | No | No | Unknown - Unlikely Lead | Don't Know |  |  |  | No | Other |  | Will Inspect meter box at a later date | Unknown - Unlikely Lead |  |  |  | No | Other |  | Will Inspect meter box at a later date | Unknown | Don't Know | Don't Know |  | Building | Unknown | Unknown | No |  |  | Unknown
13397 | 1301 N TURNER ST, HOBBS NM |  | No | No | Unknown - Unlikely Lead | Don't Know |  |  |  | No | Other |  | Will Inspect meter box at a later date | Unknown - Unlikely Lead |  |  |  | No | Other |  | Will Inspect meter box at a later date | Unknown | Don't Know | Don't Know |  | Building | Unknown | Unknown | No |  |  | Unknown
12509 | 406 W SHIPP DR, HOBBS NM |  | No | No | Unknown - Unlikely Lead | Don't Know |  |  |  | No | Other |  | Will Inspect meter box at a later date | Unknown - Unlikely Lead |  |  |  | No | Other |  | Will Inspect meter box at a later date | Unknown | Don't Know | Don't Know |  | Building | Unknown | Unknown | No |  |  | Unknown
1324 | 1624 BUCKNELL CT, HOBBS NM |  | No | No | Unknown - Unlikely Lead | Don't Know |  |  |  | No | Other |  | Will Inspect meter box at a later date | Unknown - Unlikely Lead |  |  |  | No | Other |  | Will Inspect meter box at a later date | Unknown | Don't Know | Don't Know |  | Building | Unknown | Unknown | No |  |  | Unknown
12617 | 619 N SELMAN ST, HOBBS NM |  | No | No | Unknown - Unlikely Lead | Don't Know |  |  |  | No | Other |  | Will Inspect meter box at a later date | Unknown - Unlikely Lead |  |  |  | No | Other |  | Will Inspect meter box at a later date | Unknown | Don't Know | Don't Know |  | Building | Unknown | Unknown | No |  |  | Unknown
13596 | 910 N THORP ST APT F, HOBBS NM |  | No | No | Non-Lead - Plastic | Don't Know |  | 1 | Field inspection only with no records | Yes | Visual inspection at the meter pit | 08/26/2024 00:00:00 |  | Non-Lead - Copper |  | 3/4 | Field inspection only with no records | Yes | Visual inspection at the meter pit | 08/26/2024 00:00:00 |  | Non-Lead | No | Don't Know |  | Single Family Residence |  | No | No |  |  | Non-Lead
13283 | 1819 E TANGLEWOOD AVE, HOBBS NM |  | No | No | Non-Lead - Plastic | Don't Know | 2019 | 1 | Field inspection only with no records | Yes | Visual inspection at the meter pit | 08/19/2024 00:00:00 |  | Non-Lead - Plastic | 2019 | 1 | Field inspection only with no records | Yes | Visual inspection at the meter pit | 08/19/2024 00:00:00 |  | Non-Lead | No | Don't Know |  | Single Family Residence |  | No | No |  |  | Non-Lead
12951 | 2100 E SETTLERS PASS BLDG 1, HOBBS NM |  | No | No | Non-Lead - Plastic | No | 2015 | 8 | Field inspection only with no records | Yes | Visual inspection at the meter pit | 05/26/2024 00:00:00 |  | Non-Lead - Plastic | 2015 | 4 | Installation date after lead ban | No | Visual inspection at the meter pit | 05/26/2024 00:00:00 |  | Non-Lead | No | No |  | Multiple Family Residence |  | No | No |  |  | Non-Lead
12340 | 108 W SNYDER ST, HOBBS NM |  | No | No | Unknown - Unlikely Lead | Don't Know |  |  |  | No | Other |  | Will Inspect meter box at a later date | Unknown - Unlikely Lead |  |  |  | No | Other |  | Will Inspect meter box at a later date | Unknown | Don't Know | Don't Know |  | Building | Unknown | Unknown | No |  |  | Unknown
12989 | 1336 W TAOS ST, HOBBS NM |  | No | No | Unknown - Unlikely Lead | Don't Know |  |  |  | No | Other |  | Will Inspect meter box at a later date | Unknown - Unlikely Lead |  |  |  | No | Other |  | Will Inspect meter box at a later date | Unknown | Don't Know | Don't Know |  | Building | Unknown | Unknown | No |  |  | Unknown
1178 | 1315 E BENDER BLVD #1, HOBBS NM |  | No | No | Unknown - Unlikely Lead | Don't Know |  |  |  | No | Other |  | Will Inspect meter box at a later date | Unknown - Unlikely Lead |  |  |  | No | Other |  | Will Inspect meter box at a later date | Unknown | Don't Know | Don't Know |  | Building | Unknown | Unknown | No |  |  | Unknown
12719 | 101 W SKELLY ST, HOBBS NM |  | No | No | Unknown - Unlikely Lead | Don't Know |  |  |  | No | Other |  | Will Inspect meter box at a later date | Unknown - Unlikely Lead |  |  |  | No | Other |  | Will Inspect meter box at a later date | Unknown | Don't Know | Don't Know |  | Building | Unknown | Unknown | No |  |  | Unknown
11770 | 1610 N SAN MATEO ST, HOBBS NM |  | No | No | Unknown - Unlikely Lead | Don't Know |  |  |  | No | Other |  | Will Inspect meter box at a later date | Unknown - Unlikely Lead |  |  |  | No | Other |  | Will Inspect meter box at a later date | Unknown | Don't Know | Don't Know |  | Building | Unknown | Unknown | No |  |  | Unknown
11800 | 1616 N SAN MATEO ST, HOBBS NM |  | No | No | Unknown - Unlikely Lead | Don't Know |  |  |  | No | Other |  | Will Inspect meter box at a later date | Unknown - Unlikely Lead |  |  |  | No | Other |  | Will Inspect meter box at a later date | Unknown | Don't Know | Don't Know |  | Building | Unknown | Unknown | No |  |  | Unknown
12081 | 610 E SUNSET DR, HOBBS NM |  | No | No | Unknown - Unlikely Lead | Don't Know |  |  |  | No | Other |  | Will Inspect meter box at a later date | Unknown - Unlikely Lead |  |  |  | No | Other |  | Will Inspect meter box at a later date | Unknown | Don't Know | Don't Know |  | Building | Unknown | Unknown | No |  |  | Unknown
12494 | 212 S SHIPP ST, HOBBS NM |  | No | No | Unknown - Unlikely Lead | Don't Know |  |  |  | No | Other |  | Will Inspect meter box at a later date | Unknown - Unlikely Lead |  |  |  | No | Other |  | Will Inspect meter box at a later date | Unknown | Don't Know | Don't Know |  | Building | Unknown | Unknown | No |  |  | Unknown
12888 | 1901 E STANOLIND RD, HOBBS NM |  | No | No | Unknown - Unlikely Lead | Don't Know |  |  |  | No | Other |  | Will Inspect meter box at a later date | Unknown - Unlikely Lead |  |  |  | No | Other |  | Will Inspect meter box at a later date | Unknown | Don't Know | Don't Know |  | Building | Unknown | Unknown | No |  |  | Unknown
12367 | 504 E SNYDER ST, HOBBS NM |  | No | No | Unknown - Unlikely Lead | Don't Know |  |  |  | No | Other |  | Will Inspect meter box at a later date | Unknown - Unlikely Lead |  |  |  | No | Other |  | Will Inspect meter box at a later date | Unknown | Don't Know | Don't Know |  | Building | Unknown | Unknown | No |  |  | Unknown
12428 | 304 E SNYDER ST, HOBBS NM |  | No | No | Unknown - Unlikely Lead | Don't Know |  |  |  | No | Other |  | Will Inspect meter box at a later date | Unknown - Unlikely Lead |  |  |  | No | Other |  | Will Inspect meter box at a later date | Unknown | Don't Know | Don't Know |  | Building | Unknown | Unknown | No |  |  | Unknown
11863 | 226 W SILVER AVE, HOBBS NM |  | No | No | Unknown - Unlikely Lead | Don't Know |  |  |  | No | Other |  | Will Inspect meter box at a later date | Unknown - Unlikely Lead |  |  |  | No | Other |  | Will Inspect meter box at a later date | Unknown | Don't Know | Don't Know |  | Building | Unknown | Unknown | No |  |  | Unknown
12738 | 109 W SKELLY ST, HOBBS NM |  | No | No | Unknown - Unlikely Lead | Don't Know |  |  |  | No | Other |  | Will Inspect meter box at a later date | Unknown - Unlikely Lead |  |  |  | No | Other |  | Will Inspect meter box at a later date | Unknown | Don't Know | Don't Know |  | Building | Unknown | Unknown | No |  |  | Unknown
11787 | 1604 N SAN MATEO ST, HOBBS NM |  | No | No | Unknown - Unlikely Lead | Don't Know |  |  |  | No | Other |  | Will Inspect meter box at a later date | Unknown - Unlikely Lead |  |  |  | No | Other |  | Will Inspect meter box at a later date | Unknown | Don't Know | Don't Know |  | Building | Unknown | Unknown | No |  |  | Unknown
1180 | 510 E BENDER BLVD, HOBBS NM |  | No | No | Unknown - Unlikely Lead | Don't Know |  |  |  | No | Other |  | Will Inspect meter box at a later date | Unknown - Unlikely Lead |  |  |  | No | Other |  | Will Inspect meter box at a later date | Unknown | Don't Know | Don't Know |  | Building | Unknown | Unknown | No |  |  | Unknown
12906 | 612 E SECO DR, HOBBS NM |  | No | No | Unknown - Unlikely Lead | Don't Know |  |  |  | No | Other |  | Will Inspect meter box at a later date | Unknown - Unlikely Lead |  |  |  | No | Other |  | Will Inspect meter box at a later date | Unknown | Don't Know | Don't Know |  | Building | Unknown | Unknown | No |  |  | Unknown
12728 | 409-B W SKELLY ST, HOBBS NM |  | No | No | Unknown - Unlikely Lead | Don't Know |  |  |  | No | Other |  | Will Inspect meter box at a later date | Unknown - Unlikely Lead |  |  |  | No | Other |  | Will Inspect meter box at a later date | Unknown | Don't Know | Don't Know |  | Building | Unknown | Unknown | No |  |  | Unknown
12979 | 418 W TAOS ST, HOBBS NM |  | No | No | Unknown - Unlikely Lead | Don't Know |  |  |  | No | Other |  | Will Inspect meter box at a later date | Unknown - Unlikely Lead |  |  |  | No | Other |  | Will Inspect meter box at a later date | Unknown | Don't Know | Don't Know |  | Building | Unknown | Unknown | No |  |  | Unknown
13325 | 719 North Turner Street, Hobbs, NM 88240 |  | No | No | Non-Lead - Plastic |  |  | 3/4 | Field inspection only with no records | Yes | Visual inspection at the meter pit | 07/23/2024 00:00:00 |  | Galvanized |  | 3/4 | Field inspection only with no records | Yes | Visual inspection at the meter pit | 07/23/2024 00:00:00 |  | Non-Lead | No | Don't Know |  |  |  | No | No |  |  | Non-Lead | No Tier | 32.707839 | -103.136488
1231 | 1217 E BENDER BLVD, HOBBS NM |  | No | No | Unknown - Unlikely Lead | Don't Know |  |  |  | No | Other |  | Will Inspect meter box at a later date | Unknown - Unlikely Lead |  |  |  | No | Other |  | Will Inspect meter box at a later date | Unknown | Don't Know | Don't Know |  | Building | Unknown | Unknown | No |  |  | Unknown
11801 | 1509 N SAN MATEO ST, HOBBS NM |  | No | No | Unknown - Unlikely Lead | Don't Know |  |  |  | No | Other |  | Will Inspect meter box at a later date | Unknown - Unlikely Lead |  |  |  | No | Other |  | Will Inspect meter box at a later date | Unknown | Don't Know | Don't Know |  | Building | Unknown | Unknown | No |  |  | Unknown
12958 | 2100 E SETTLERS PASS BLDG 8, HOBBS NM |  | No | No | Non-Lead - Plastic | No | 2015 | 8 | Field inspection only with no records | Yes | Visual inspection at the meter pit | 05/26/2024 00:00:00 |  | Non-Lead - Plastic | 2015 | 4 | Installation date after lead ban | No | Visual inspection at the meter pit | 05/26/2024 00:00:00 |  | Non-Lead | No | No |  | Multiple Family Residence |  | No | No |  |  | Non-Lead
12994 | 1010 W TAOS ST, HOBBS NM |  | No | No | Unknown - Unlikely Lead | Don't Know |  |  |  | No | Other |  | Will Inspect meter box at a later date | Unknown - Unlikely Lead |  |  |  | No | Other |  | Will Inspect meter box at a later date | Unknown | Don't Know | Don't Know |  | Building | Unknown | Unknown | No |  |  | Unknown
11992 | 943 W SUNRISE CIR, HOBBS NM |  | No | No | Unknown - Unlikely Lead | Don't Know |  |  |  | No | Other |  | Will Inspect meter box at a later date | Unknown - Unlikely Lead |  |  |  | No | Other |  | Will Inspect meter box at a later date | Unknown | Don't Know | Don't Know |  | Building | Unknown | Unknown | No |  |  | Unknown
13199 | 326 E TEMPLE AVE, HOBBS NM |  | No | No | Unknown - Unlikely Lead | Don't Know |  |  |  | No | Other |  | Will Inspect meter box at a later date | Unknown - Unlikely Lead |  |  |  | No | Other |  | Will Inspect meter box at a later date | Unknown | Don't Know | Don't Know |  | Building | Unknown | Unknown | No |  |  | Unknown
11650 | 1524 N SAN ANDRES DR, HOBBS NM |  | No | No | Unknown - Unlikely Lead | Don't Know |  |  |  | No | Other |  | Will Inspect meter box at a later date | Unknown - Unlikely Lead |  |  |  | No | Other |  | Will Inspect meter box at a later date | Unknown | Don't Know | Don't Know |  | Building | Unknown | Unknown | No |  |  | Unknown
1202 | 1040 E BENDER BLVD, HOBBS NM |  | No | No | Unknown - Unlikely Lead | Don't Know |  |  |  | No | Other |  | Will Inspect meter box at a later date | Unknown - Unlikely Lead |  |  |  | No | Other |  | Will Inspect meter box at a later date | Unknown | Don't Know | Don't Know |  | Building | Unknown | Unknown | No |  |  | Unknown
11962 | 928 W SUNRISE CIR, HOBBS NM |  | No | No | Unknown - Unlikely Lead | Don't Know |  |  |  | No | Other |  | Will Inspect meter box at a later date | Unknown - Unlikely Lead |  |  |  | No | Other |  | Will Inspect meter box at a later date | Unknown | Don't Know | Don't Know |  | Building | Unknown | Unknown | No |  |  | Unknown
12156 | 323 W SAINT ANNE PL, HOBBS NM |  | No | No | Unknown - Unlikely Lead | Don't Know |  |  |  | No | Other |  | Will Inspect meter box at a later date | Unknown - Unlikely Lead |  |  |  | No | Other |  | Will Inspect meter box at a later date | Unknown | Don't Know | Don't Know |  | Building | Unknown | Unknown | No |  |  | Unknown
12570 | 1205 S SELMAN ST, HOBBS NM |  | No | No | Unknown - Unlikely Lead | Don't Know |  |  |  | No | Other |  | Will Inspect meter box at a later date | Unknown - Unlikely Lead |  |  |  | No | Other |  | Will Inspect meter box at a later date | Unknown | Don't Know | Don't Know |  | Building | Unknown | Unknown | No |  |  | Unknown
13312 | 1723 E TANGLEWOOD AVE, HOBBS NM |  | No | No | Non-Lead - Plastic | Don't Know | 2019 | 1 | Field inspection only with no records | Yes | Visual inspection at the meter pit | 08/19/2024 00:00:00 |  | Non-Lead - Plastic | 2019 | 1 | Field inspection only with no records | Yes | Visual inspection at the meter pit | 08/19/2024 00:00:00 |  | Non-Lead | No | Don't Know |  | Single Family Residence |  | No | No |  |  | Non-Lead
13095 | 300 E TAOS ST, HOBBS NM |  | No | No | Unknown - Unlikely Lead | Don't Know |  |  |  | No | Other |  | Will Inspect meter box at a later date | Unknown - Unlikely Lead |  |  |  | No | Other |  | Will Inspect meter box at a later date | Unknown | Don't Know | Don't Know |  | Building | Unknown | Unknown | No |  |  | Unknown
12725 | 115 W SKELLY ST, HOBBS NM |  | No | No | Unknown - Unlikely Lead | Don't Know |  |  |  | No | Other |  | Will Inspect meter box at a later date | Unknown - Unlikely Lead |  |  |  | No | Other |  | Will Inspect meter box at a later date | Unknown | Don't Know | Don't Know |  | Building | Unknown | Unknown | No |  |  | Unknown
11899 | 906 W SILVER AVE, HOBBS NM |  | No | No | Unknown - Unlikely Lead | Don't Know |  |  |  | No | Other |  | Will Inspect meter box at a later date | Unknown - Unlikely Lead |  |  |  | No | Other |  | Will Inspect meter box at a later date | Unknown | Don't Know | Don't Know |  | Building | Unknown | Unknown | No |  |  | Unknown
12384 | 2020 E SNYDER ST, HOBBS NM |  | No | No | Unknown - Unlikely Lead | Don't Know |  |  |  | No | Other |  | Will Inspect meter box at a later date | Unknown - Unlikely Lead |  |  |  | No | Other |  | Will Inspect meter box at a later date | Unknown | Don't Know | Don't Know |  | Building | Unknown | Unknown | No |  |  | Unknown
13189 | 405 E TEMPLE AVE, HOBBS NM |  | No | No | Unknown - Unlikely Lead | Don't Know |  |  |  | No | Other |  | Will Inspect meter box at a later date | Unknown - Unlikely Lead |  |  |  | No | Other |  | Will Inspect meter box at a later date | Unknown | Don't Know | Don't Know |  | Building | Unknown | Unknown | No |  |  | Unknown
1334 | 529 N BURK ST, HOBBS NM |  | No | No | Unknown - Unlikely Lead | Don't Know |  |  |  | No | Other |  | Will Inspect meter box at a later date | Unknown - Unlikely Lead |  |  |  | No | Other |  | Will Inspect meter box at a later date | Unknown | Don't Know | Don't Know |  | Building | Unknown | Unknown | No |  |  | Unknown
13406 | 1401 N TURNER ST, HOBBS NM |  | No | No | Unknown - Unlikely Lead | Don't Know |  |  |  | No | Other |  | Will Inspect meter box at a later date | Unknown - Unlikely Lead |  |  |  | No | Other |  | Will Inspect meter box at a later date | Unknown | Don't Know | Don't Know |  | Building | Unknown | Unknown | No |  |  | Unknown
1246 | 610 W BENDER BLVD, HOBBS NM |  | No | No | Unknown - Unlikely Lead | Don't Know |  |  |  | No | Other |  | Will Inspect meter box at a later date | Unknown - Unlikely Lead |  |  |  | No | Other |  | Will Inspect meter box at a later date | Unknown | Don't Know | Don't Know |  | Building | Unknown | Unknown | No |  |  | Unknown
13644 | 714 N THORP ST, HOBBS NM |  | No | No | Unknown - Unlikely Lead | Don't Know |  |  |  | No | Other |  | Will Inspect meter box at a later date | Unknown - Unlikely Lead |  |  |  | No | Other |  | Will Inspect meter box at a later date | Unknown | Don't Know | Don't Know |  | Building | Unknown | Unknown | No |  |  | Unknown
12479 | 506 N SHIPP ST, HOBBS NM |  | No | No | Unknown - Unlikely Lead | Don't Know |  |  |  | No | Other |  | Will Inspect meter box at a later date | Unknown - Unlikely Lead |  |  |  | No | Other |  | Will Inspect meter box at a later date | Unknown | Don't Know | Don't Know |  | Building | Unknown | Unknown | No |  |  | Unknown
12172 | 324-C E SAINT ANNE PL, HOBBS NM |  | No | No | Unknown - Unlikely Lead | Don't Know |  |  |  | No | Other |  | Will Inspect meter box at a later date | Unknown - Unlikely Lead |  |  |  | No | Other |  | Will Inspect meter box at a later date | Unknown | Don't Know | Don't Know |  | Building | Unknown | Unknown | No |  |  | Unknown
11614 | 1205 W SCHARBAUER ST, HOBBS NM |  | No | No | Unknown - Unlikely Lead | Don't Know |  |  |  | No | Other |  | Will Inspect meter box at a later date | Unknown - Unlikely Lead |  |  |  | No | Other |  | Will Inspect meter box at a later date | Unknown | Don't Know | Don't Know |  | Building | Unknown | Unknown | No |  |  | Unknown
1219 | 2527 W BENDER BLVD, HOBBS NM |  | No | No | Unknown - Unlikely Lead | Don't Know |  |  |  | No | Other |  | Will Inspect meter box at a later date | Unknown - Unlikely Lead |  |  |  | No | Other |  | Will Inspect meter box at a later date | Unknown | Don't Know | Don't Know |  | Building | Unknown | Unknown | No |  |  | Unknown
12644 | 2913 N SELMAN ST, HOBBS NM |  | No | No | Unknown - Unlikely Lead | Don't Know |  |  |  | No | Other |  | Will Inspect meter box at a later date | Unknown - Unlikely Lead |  |  |  | No | Other |  | Will Inspect meter box at a later date | Unknown | Don't Know | Don't Know |  | Building | Unknown | Unknown | No |  |  | Unknown
12587 | 1301 S SELMAN ST, HOBBS NM |  | No | No | Unknown - Unlikely Lead | Don't Know |  |  |  | No | Other |  | Will Inspect meter box at a later date | Unknown - Unlikely Lead |  |  |  | No | Other |  | Will Inspect meter box at a later date | Unknown | Don't Know | Don't Know |  | Building | Unknown | Unknown | No |  |  | Unknown
13461 | 618 S TURNER ST, HOBBS NM |  | No | No | Unknown - Unlikely Lead | Don't Know |  |  |  | No | Other |  | Will Inspect meter box at a later date | Unknown - Unlikely Lead |  |  |  | No | Other |  | Will Inspect meter box at a later date | Unknown | Don't Know | Don't Know |  | Building | Unknown | Unknown | No |  |  | Unknown
11866 | 600 W SILVER AVE, HOBBS NM |  | No | No | Unknown - Unlikely Lead | Don't Know |  |  |  | No | Other |  | Will Inspect meter box at a later date | Unknown - Unlikely Lead |  |  |  | No | Other |  | Will Inspect meter box at a later date | Unknown | Don't Know | Don't Know |  | Building | Unknown | Unknown | No |  |  | Unknown
13082 | 639 E TAOS ST, HOBBS NM |  | No | No | Unknown - Unlikely Lead | Don't Know |  |  |  | No | Other |  | Will Inspect meter box at a later date | Unknown - Unlikely Lead |  |  |  | No | Other |  | Will Inspect meter box at a later date | Unknown | Don't Know | Don't Know |  | Building | Unknown | Unknown | No |  |  | Unknown
1233 | 1123 E BENDER BLVD, HOBBS NM |  | No | No | Unknown - Unlikely Lead | Don't Know |  |  |  | No | Other |  | Will Inspect meter box at a later date | Unknown - Unlikely Lead |  |  |  | No | Other |  | Will Inspect meter box at a later date | Unknown | Don't Know | Don't Know |  | Building | Unknown | Unknown | No |  |  | Unknown
12988 | 1117 W TAOS ST, HOBBS NM |  | No | No | Unknown - Unlikely Lead | Don't Know |  |  |  | No | Other |  | Will Inspect meter box at a later date | Unknown - Unlikely Lead |  |  |  | No | Other |  | Will Inspect meter box at a later date | Unknown | Don't Know | Don't Know |  | Building | Unknown | Unknown | No |  |  | Unknown
1192 | 910 E BENDER BLVD, HOBBS NM |  | No | No | Unknown - Unlikely Lead | Don't Know |  |  |  | No | Other |  | Will Inspect meter box at a later date | Unknown - Unlikely Lead |  |  |  | No | Other |  | Will Inspect meter box at a later date | Unknown | Don't Know | Don't Know |  | Building | Unknown | Unknown | No |  |  | Unknown
11685 | 1511 N SAN ANDRES DR, HOBBS NM |  | No | No | Unknown - Unlikely Lead | Don't Know |  |  |  | No | Other |  | Will Inspect meter box at a later date | Unknown - Unlikely Lead |  |  |  | No | Other |  | Will Inspect meter box at a later date | Unknown | Don't Know | Don't Know |  | Building | Unknown | Unknown | No |  |  | Unknown
12803 | 917 E SKELLY ST, HOBBS NM |  | No | No | Unknown - Unlikely Lead | Don't Know |  |  |  | No | Other |  | Will Inspect meter box at a later date | Unknown - Unlikely Lead |  |  |  | No | Other |  | Will Inspect meter box at a later date | Unknown | Don't Know | Don't Know |  | Building | Unknown | Unknown | No |  |  | Unknown
12117 | 114 W SAINT ANNE PL, HOBBS NM |  | No | No | Unknown - Unlikely Lead | Don't Know |  |  |  | No | Other |  | Will Inspect meter box at a later date | Unknown - Unlikely Lead |  |  |  | No | Other |  | Will Inspect meter box at a later date | Unknown | Don't Know | Don't Know |  | Building | Unknown | Unknown | No |  |  | Unknown
12935 | 1234 S SHORT ST, HOBBS NM |  | No | No | Unknown - Unlikely Lead | Don't Know |  |  |  | No | Other |  | Will Inspect meter box at a later date | Unknown - Unlikely Lead |  |  |  | No | Other |  | Will Inspect meter box at a later date | Unknown | Don't Know | Don't Know |  | Building | Unknown | Unknown | No |  |  | Unknown
12451 | 607 E SNYDER ST, HOBBS NM |  | No | No | Unknown - Unlikely Lead | Don't Know |  |  |  | No | Other |  | Will Inspect meter box at a later date | Unknown - Unlikely Lead |  |  |  | No | Other |  | Will Inspect meter box at a later date | Unknown | Don't Know | Don't Know |  | Building | Unknown | Unknown | No |  |  | Unknown
13 | 1324 S 14TH ST, HOBBS NM |  | No | No | Unknown - Unlikely Lead | Don't Know |  |  |  | No | Other |  | Will Inspect meter box at a later date | Unknown - Unlikely Lead |  |  |  | No | Other |  | Will Inspect meter box at a later date | Unknown | Don't Know | Don't Know |  | Building | Unknown | Unknown | No |  |  | Unknown
12589 | 811 S SELMAN ST, HOBBS NM |  | No | No | Unknown - Unlikely Lead | Don't Know |  |  |  | No | Other |  | Will Inspect meter box at a later date | Unknown - Unlikely Lead |  |  |  | No | Other |  | Will Inspect meter box at a later date | Unknown | Don't Know | Don't Know |  | Building | Unknown | Unknown | No |  |  | Unknown
13438 | 1301 S TURNER ST, HOBBS NM |  | No | No | Unknown - Unlikely Lead | Don't Know |  |  |  | No | Other |  | Will Inspect meter box at a later date | Unknown - Unlikely Lead |  |  |  | No | Other |  | Will Inspect meter box at a later date | Unknown | Don't Know | Don't Know |  | Building | Unknown | Unknown | No |  |  | Unknown
121 | 2235 N ACOMA DR, HOBBS NM |  | No | No | Unknown - Unlikely Lead | Don't Know |  |  |  | No | Other |  | Will Inspect meter box at a later date | Unknown - Unlikely Lead |  |  |  | No | Other |  | Will Inspect meter box at a later date | Unknown | Don't Know | Don't Know |  | Building | Unknown | Unknown | No |  |  | Unknown
1189 | 622 E BENDER BLVD, HOBBS NM |  | No | No | Unknown - Unlikely Lead | Don't Know |  |  |  | No | Other |  | Will Inspect meter box at a later date | Unknown - Unlikely Lead |  |  |  | No | Other |  | Will Inspect meter box at a later date | Unknown | Don't Know | Don't Know |  | Building | Unknown | Unknown | No |  |  | Unknown
12163 | 312-D E SAINT ANNE PL, HOBBS NM |  | No | No | Unknown - Unlikely Lead | Don't Know |  |  |  | No | Other |  | Will Inspect meter box at a later date | Unknown - Unlikely Lead |  |  |  | No | Other |  | Will Inspect meter box at a later date | Unknown | Don't Know | Don't Know |  | Building | Unknown | Unknown | No |  |  | Unknown
11708 | 2-B STONECREST CT, HOBBS NM |  | No | No | Non-Lead - Plastic | No | 1982 | 3/4 | Field inspection only with no records | Yes | Visual inspection at the meter pit | 05/26/2024 00:00:00 |  | Non-Lead - Plastic |  | 3/4 | Installation date after lead ban | Yes | Visual inspection at the meter pit | 05/26/2024 00:00:00 | Will Inspect meter box at a later date | Non-Lead | Don't Know | Don't Know |  | Single Family Residence |  | Unknown | No |  |  | Non-Lead
13182 | 1216 N TASKER DR, HOBBS NM |  | No | No | Unknown - Unlikely Lead | Don't Know |  |  |  | No | Other |  | Will Inspect meter box at a later date | Unknown - Unlikely Lead |  |  |  | No | Other |  | Will Inspect meter box at a later date | Unknown | Don't Know | Don't Know |  | Building | Unknown | Unknown | No |  |  | Unknown
12236 | 1619 N STEVEN DR, HOBBS NM |  | No | No | Unknown - Unlikely Lead | Don't Know |  |  |  | No | Other |  | Will Inspect meter box at a later date | Unknown - Unlikely Lead |  |  |  | No | Other |  | Will Inspect meter box at a later date | Unknown | Don't Know | Don't Know |  | Building | Unknown | Unknown | No |  |  | Unknown
1181 | 501 E BENDER BLVD, HOBBS NM |  | No | No | Unknown - Unlikely Lead | Don't Know |  |  |  | No | Other |  | Will Inspect meter box at a later date | Unknown - Unlikely Lead |  |  |  | No | Other |  | Will Inspect meter box at a later date | Unknown | Don't Know | Don't Know |  | Building | Unknown | Unknown | No |  |  | Unknown
12556 | 1225 S SELMAN ST, HOBBS NM |  | No | No | Unknown - Unlikely Lead | Don't Know |  |  |  | No | Other |  | Will Inspect meter box at a later date | Unknown - Unlikely Lead |  |  |  | No | Other |  | Will Inspect meter box at a later date | Unknown | Don't Know | Don't Know |  | Building | Unknown | Unknown | No |  |  | Unknown
11660 | 1234 N SAN ANDRES DR, HOBBS NM |  | No | No | Unknown - Unlikely Lead | Don't Know |  |  |  | No | Other |  | Will Inspect meter box at a later date | Unknown - Unlikely Lead |  |  |  | No | Other |  | Will Inspect meter box at a later date | Unknown | Don't Know | Don't Know |  | Building | Unknown | Unknown | No |  |  | Unknown
12805 | 1515 E SKELLY ST, HOBBS NM |  | No | No | Unknown - Unlikely Lead | Don't Know |  |  |  | No | Other |  | Will Inspect meter box at a later date | Unknown - Unlikely Lead |  |  |  | No | Other |  | Will Inspect meter box at a later date | Unknown | Don't Know | Don't Know |  | Building | Unknown | Unknown | No |  |  | Unknown
13513 | 500 E TEXAS ST, HOBBS NM |  | No | No | Unknown - Unlikely Lead | Don't Know |  |  |  | No | Other |  | Will Inspect meter box at a later date | Unknown - Unlikely Lead |  |  |  | No | Other |  | Will Inspect meter box at a later date | Unknown | Don't Know | Don't Know |  | Building | Unknown | Unknown | No |  |  | Unknown
11970 | 907 W SUNRISE CIR, HOBBS NM |  | No | No | Unknown - Unlikely Lead | Don't Know |  |  |  | No | Other |  | Will Inspect meter box at a later date | Unknown - Unlikely Lead |  |  |  | No | Other |  | Will Inspect meter box at a later date | Unknown | Don't Know | Don't Know |  | Building | Unknown | Unknown | No |  |  | Unknown
13649 | 901 S THORP ST, HOBBS NM |  | No | No | Unknown - Unlikely Lead | Don't Know |  |  |  | No | Other |  | Will Inspect meter box at a later date | Unknown - Unlikely Lead |  |  |  | No | Other |  | Will Inspect meter box at a later date | Unknown | Don't Know | Don't Know |  | Building | Unknown | Unknown | No |  |  | Unknown
12622 | 2534 N SELMAN ST, HOBBS NM |  | No | No | Unknown - Unlikely Lead | Don't Know |  |  |  | No | Other |  | Will Inspect meter box at a later date | Unknown - Unlikely Lead |  |  |  | No | Other |  | Will Inspect meter box at a later date | Unknown | Don't Know | Don't Know |  | Building | Unknown | Unknown | No |  |  | Unknown
11792 | 1109 N SAN MATEO ST, HOBBS NM |  | No | No | Unknown - Unlikely Lead | Don't Know |  |  |  | No | Other |  | Will Inspect meter box at a later date | Unknown - Unlikely Lead |  |  |  | No | Other |  | Will Inspect meter box at a later date | Unknown | Don't Know | Don't Know |  | Building | Unknown | Unknown | No |  |  | Unknown
12270 | 1628 N STEVEN DR, HOBBS NM |  | No | No | Unknown - Unlikely Lead | Don't Know |  |  |  | No | Other |  | Will Inspect meter box at a later date | Unknown - Unlikely Lead |  |  |  | No | Other |  | Will Inspect meter box at a later date | Unknown | Don't Know | Don't Know |  | Building | Unknown | Unknown | No |  |  | Unknown
13027 | 806 W TAOS ST, HOBBS NM |  | No | No | Unknown - Unlikely Lead | Don't Know |  |  |  | No | Other |  | Will Inspect meter box at a later date | Unknown - Unlikely Lead |  |  |  | No | Other |  | Will Inspect meter box at a later date | Unknown | Don't Know | Don't Know |  | Building | Unknown | Unknown | No |  |  | Unknown
12702 | 1205 S STARLING DR, HOBBS NM |  | No | No | Unknown - Unlikely Lead | Don't Know |  |  |  | No | Other |  | Will Inspect meter box at a later date | Unknown - Unlikely Lead |  |  |  | No | Other |  | Will Inspect meter box at a later date | Unknown | Don't Know | Don't Know |  | Building | Unknown | Unknown | No |  |  | Unknown
13007 | 921 W TAOS ST, HOBBS NM |  | No | No | Unknown - Unlikely Lead | Don't Know |  |  |  | No | Other |  | Will Inspect meter box at a later date | Unknown - Unlikely Lead |  |  |  | No | Other |  | Will Inspect meter box at a later date | Unknown | Don't Know | Don't Know |  | Building | Unknown | Unknown | No |  |  | Unknown
12354 | 1713 E SNYDER ST, HOBBS NM |  | No | No | Unknown - Unlikely Lead | Don't Know |  |  |  | No | Other |  | Will Inspect meter box at a later date | Unknown - Unlikely Lead |  |  |  | No | Other |  | Will Inspect meter box at a later date | Unknown | Don't Know | Don't Know |  | Building | Unknown | Unknown | No |  |  | Unknown
12823 | 1516 E SKELLY ST, HOBBS NM |  | No | No | Unknown - Unlikely Lead | Don't Know |  |  |  | No | Other |  | Will Inspect meter box at a later date | Unknown - Unlikely Lead |  |  |  | No | Other |  | Will Inspect meter box at a later date | Unknown | Don't Know | Don't Know |  | Building | Unknown | Unknown | No |  |  | Unknown
11605 | 1100 W SCHARBAUER ST, HOBBS NM |  | No | No | Unknown - Unlikely Lead | Don't Know |  |  |  | No | Other |  | Will Inspect meter box at a later date | Unknown - Unlikely Lead |  |  |  | No | Other |  | Will Inspect meter box at a later date | Unknown | Don't Know | Don't Know |  | Building | Unknown | Unknown | No |  |  | Unknown
1160 | 909 E BELL PL, HOBBS NM |  | No | No | Unknown - Unlikely Lead | Don't Know |  |  |  | No | Other |  | Will Inspect meter box at a later date | Unknown - Unlikely Lead |  |  |  | No | Other |  | Will Inspect meter box at a later date | Unknown | Don't Know | Don't Know |  | Building | Unknown | Unknown | No |  |  | Unknown
13315 | 1709 N TURNER ST, HOBBS NM |  | No | No | Unknown - Unlikely Lead | Don't Know |  |  |  | No | Other |  | Will Inspect meter box at a later date | Unknown - Unlikely Lead |  |  |  | No | Other |  | Will Inspect meter box at a later date | Unknown | Don't Know | Don't Know |  | Building | Unknown | Unknown | No |  |  | Unknown
11831 | 5926 SAN JOAQUIN, HOBBS NM |  | No | No | Unknown - Unlikely Lead | Don't Know |  |  |  | No | Other |  | Will Inspect meter box at a later date | Unknown - Unlikely Lead |  |  |  | No | Other |  | Will Inspect meter box at a later date | Unknown | Don't Know | Don't Know |  | Building | Unknown | Unknown | No |  |  | Unknown
12962 | 2100 E SETTLERS PASS CLUB HOUSE, HOBBS NM |  | No | No | Non-Lead - Plastic | No | 2015 | 8 | Field inspection only with no records | Yes | Visual inspection at the meter pit | 05/26/2024 00:00:00 |  | Non-Lead - Plastic | 2015 | 4 | Installation date after lead ban | No | Visual inspection at the meter pit | 05/26/2024 00:00:00 |  | Non-Lead | No | No |  | Multiple Family Residence |  | No | No |  |  | Non-Lead
12206 | 1119 N STEVEN DR, HOBBS NM |  | No | No | Unknown - Unlikely Lead | Don't Know |  |  |  | No | Other |  | Will Inspect meter box at a later date | Unknown - Unlikely Lead |  |  |  | No | Other |  | Will Inspect meter box at a later date | Unknown | Don't Know | Don't Know |  | Building | Unknown | Unknown | No |  |  | Unknown
12433 | 600 E SNYDER ST, HOBBS NM |  | No | No | Unknown - Unlikely Lead | Don't Know |  |  |  | No | Other |  | Will Inspect meter box at a later date | Unknown - Unlikely Lead |  |  |  | No | Other |  | Will Inspect meter box at a later date | Unknown | Don't Know | Don't Know |  | Building | Unknown | Unknown | No |  |  | Unknown
12197 | 1623 N STEVEN DR, HOBBS NM |  | No | No | Unknown - Unlikely Lead | Don't Know |  |  |  | No | Other |  | Will Inspect meter box at a later date | Unknown - Unlikely Lead |  |  |  | No | Other |  | Will Inspect meter box at a later date | Unknown | Don't Know | Don't Know |  | Building | Unknown | Unknown | No |  |  | Unknown
12262 | 1213 N STEVEN DR, HOBBS NM |  | No | No | Unknown - Unlikely Lead | Don't Know |  |  |  | No | Other |  | Will Inspect meter box at a later date | Unknown - Unlikely Lead |  |  |  | No | Other |  | Will Inspect meter box at a later date | Unknown | Don't Know | Don't Know |  | Building | Unknown | Unknown | No |  |  | Unknown
12147 | 514 W SAINT ANNE PL, HOBBS NM |  | No | No | Unknown - Unlikely Lead | Don't Know |  |  |  | No | Other |  | Will Inspect meter box at a later date | Unknown - Unlikely Lead |  |  |  | No | Other |  | Will Inspect meter box at a later date | Unknown | Don't Know | Don't Know |  | Building | Unknown | Unknown | No |  |  | Unknown
11778 | 1536 N SAN MATEO ST, HOBBS NM |  | No | No | Unknown - Unlikely Lead | Don't Know |  |  |  | No | Other |  | Will Inspect meter box at a later date | Unknown - Unlikely Lead |  |  |  | No | Other |  | Will Inspect meter box at a later date | Unknown | Don't Know | Don't Know |  | Building | Unknown | Unknown | No |  |  | Unknown
13416 | 2004 N TURNER ST, HOBBS NM |  | No | No | Unknown - Unlikely Lead | Don't Know |  |  |  | No | Other |  | Will Inspect meter box at a later date | Unknown - Unlikely Lead |  |  |  | No | Other |  | Will Inspect meter box at a later date | Unknown | Don't Know | Don't Know |  | Building | Unknown | Unknown | No |  |  | Unknown
12526 | 201 W SHIPP DR, HOBBS NM |  | No | No | Unknown - Unlikely Lead | Don't Know |  |  |  | No | Other |  | Will Inspect meter box at a later date | Unknown - Unlikely Lead |  |  |  | No | Other |  | Will Inspect meter box at a later date | Unknown | Don't Know | Don't Know |  | Building | Unknown | Unknown | No |  |  | Unknown
12271 | 2113 N STEVEN DR, HOBBS NM |  | No | No | Unknown - Unlikely Lead | Don't Know |  |  |  | No | Other |  | Will Inspect meter box at a later date | Unknown - Unlikely Lead |  |  |  | No | Other |  | Will Inspect meter box at a later date | Unknown | Don't Know | Don't Know |  | Building | Unknown | Unknown | No |  |  | Unknown
11780 | 1307 N SAN MATEO ST, HOBBS NM |  | No | No | Unknown - Unlikely Lead | Don't Know |  |  |  | No | Other |  | Will Inspect meter box at a later date | Unknown - Unlikely Lead |  |  |  | No | Other |  | Will Inspect meter box at a later date | Unknown | Don't Know | Don't Know |  | Building | Unknown | Unknown | No |  |  | Unknown
11862 | 701 W SILVER AVE, HOBBS NM |  | No | No | Unknown - Unlikely Lead | Don't Know |  |  |  | No | Other |  | Will Inspect meter box at a later date | Unknown - Unlikely Lead |  |  |  | No | Other |  | Will Inspect meter box at a later date | Unknown | Don't Know | Don't Know |  | Building | Unknown | Unknown | No |  |  | Unknown
12816 | 707 E SKELLY ST, HOBBS NM |  | No | No | Unknown - Unlikely Lead | Don't Know |  |  |  | No | Other |  | Will Inspect meter box at a later date | Unknown - Unlikely Lead |  |  |  | No | Other |  | Will Inspect meter box at a later date | Unknown | Don't Know | Don't Know |  | Building | Unknown | Unknown | No |  |  | Unknown
13328 | 905 N TURNER ST, HOBBS NM |  | No | No | Unknown - Unlikely Lead | Don't Know |  |  |  | No | Other |  | Will Inspect meter box at a later date | Unknown - Unlikely Lead |  |  |  | No | Other |  | Will Inspect meter box at a later date | Unknown | Don't Know | Don't Know |  | Building | Unknown | Unknown | No |  |  | Unknown
11646 | 1322 N SAN ANDRES DR, HOBBS NM |  | No | No | Unknown - Unlikely Lead | Don't Know |  |  |  | No | Other |  | Will Inspect meter box at a later date | Unknown - Unlikely Lead |  |  |  | No | Other |  | Will Inspect meter box at a later date | Unknown | Don't Know | Don't Know |  | Building | Unknown | Unknown | No |  |  | Unknown
1280 | 2316 W BENDER BLVD, HOBBS NM |  | No | No | Unknown - Unlikely Lead | Don't Know |  |  |  | No | Other |  | Will Inspect meter box at a later date | Unknown - Unlikely Lead |  |  |  | No | Other |  | Will Inspect meter box at a later date | Unknown | Don't Know | Don't Know |  | Building | Unknown | Unknown | No |  |  | Unknown
12445 | 1303 E SNYDER ST, HOBBS NM |  | No | No | Unknown - Unlikely Lead | Don't Know |  |  |  | No | Other |  | Will Inspect meter box at a later date | Unknown - Unlikely Lead |  |  |  | No | Other |  | Will Inspect meter box at a later date | Unknown | Don't Know | Don't Know |  | Building | Unknown | Unknown | No |  |  | Unknown
13593 | 709 N THORP ST, HOBBS NM |  | No | No | Unknown - Unlikely Lead | Don't Know |  |  |  | No | Other |  | Will Inspect meter box at a later date | Unknown - Unlikely Lead |  |  |  | No | Other |  | Will Inspect meter box at a later date | Unknown | Don't Know | Don't Know |  | Building | Unknown | Unknown | No |  |  | Unknown
13421 | 206 N TURNER ST, HOBBS NM |  | No | No | Unknown - Unlikely Lead | Don't Know |  |  |  | No | Other |  | Will Inspect meter box at a later date | Unknown - Unlikely Lead |  |  |  | No | Other |  | Will Inspect meter box at a later date | Unknown | Don't Know | Don't Know |  | Building | Unknown | Unknown | No |  |  | Unknown
11619 | 419 W SCHARBAUER ST, HOBBS NM |  | No | No | Unknown - Unlikely Lead | Don't Know |  |  |  | No | Other |  | Will Inspect meter box at a later date | Unknown - Unlikely Lead |  |  |  | No | Other |  | Will Inspect meter box at a later date | Unknown | Don't Know | Don't Know |  | Building | Unknown | Unknown | No |  |  | Unknown
12394 | 506 E SNYDER ST, HOBBS NM |  | No | No | Unknown - Unlikely Lead | Don't Know |  |  |  | No | Other |  | Will Inspect meter box at a later date | Unknown - Unlikely Lead |  |  |  | No | Other |  | Will Inspect meter box at a later date | Unknown | Don't Know | Don't Know |  | Building | Unknown | Unknown | No |  |  | Unknown
12460 | 408 N SHIPP ST, HOBBS NM |  | No | No | Unknown - Unlikely Lead | Don't Know |  |  |  | No | Other |  | Will Inspect meter box at a later date | Unknown - Unlikely Lead |  |  |  | No | Other |  | Will Inspect meter box at a later date | Unknown | Don't Know | Don't Know |  | Building | Unknown | Unknown | No |  |  | Unknown
12887 | 2400 E STANOLIND RD, HOBBS NM |  | No | No | Unknown - Unlikely Lead | Don't Know |  |  |  | No | Other |  | Will Inspect meter box at a later date | Unknown - Unlikely Lead |  |  |  | No | Other |  | Will Inspect meter box at a later date | Unknown | Don't Know | Don't Know |  | Building | Unknown | Unknown | No |  |  | Unknown
12754 | 317 E SKELLY ST, HOBBS NM |  | No | No | Unknown - Unlikely Lead | Don't Know |  |  |  | No | Other |  | Will Inspect meter box at a later date | Unknown - Unlikely Lead |  |  |  | No | Other |  | Will Inspect meter box at a later date | Unknown | Don't Know | Don't Know |  | Building | Unknown | Unknown | No |  |  | Unknown
12903 | 409 E SECO DR, HOBBS NM |  | No | No | Unknown - Unlikely Lead | Don't Know |  |  |  | No | Other |  | Will Inspect meter box at a later date | Unknown - Unlikely Lead |  |  |  | No | Other |  | Will Inspect meter box at a later date | Unknown | Don't Know | Don't Know |  | Building | Unknown | Unknown | No |  |  | Unknown
13636 | 1108 N THORP ST, HOBBS NM |  | No | No | Unknown - Unlikely Lead | Don't Know |  |  |  | No | Other |  | Will Inspect meter box at a later date | Unknown - Unlikely Lead |  |  |  | No | Other |  | Will Inspect meter box at a later date | Unknown | Don't Know | Don't Know |  | Building | Unknown | Unknown | No |  |  | Unknown
12946 | 3600 N SKYVIEW ST BLDG B, HOBBS NM |  | No | No | Non-Lead - Plastic | No | 2021 | 8 | Field inspection only with no records | Yes | Visual inspection at the meter pit | 05/26/2024 00:00:00 |  | Non-Lead - Plastic | 2021 | 8 | Installation date after lead ban | No | Visual inspection at the meter pit | 05/26/2024 00:00:00 |  | Non-Lead | No | No |  | Single Family Residence |  | No | No |  |  | Non-Lead
13311 | 1818 E TANGLEWOOD AVE, HOBBS NM |  | No | No | Non-Lead - Plastic | Don't Know | 2019 | 1 | Field inspection only with no records | Yes | Visual inspection at the meter pit | 08/19/2024 00:00:00 |  | Non-Lead - Plastic | 2019 | 1 | Field inspection only with no records | Yes | Visual inspection at the meter pit | 08/19/2024 00:00:00 |  | Non-Lead | No | Don't Know |  | Single Family Residence |  | No | No |  |  | Non-Lead
11857 | 107 W SILVER AVE, HOBBS NM |  | No | No | Unknown - Unlikely Lead | Don't Know |  |  |  | No | Other |  | Will Inspect meter box at a later date | Unknown - Unlikely Lead |  |  |  | No | Other |  | Will Inspect meter box at a later date | Unknown | Don't Know | Don't Know |  | Building | Unknown | Unknown | No |  |  | Unknown
1273 | 1400 W BENDER BLVD, HOBBS NM |  | No | No | Unknown - Unlikely Lead | Don't Know |  |  |  | No | Other |  | Will Inspect meter box at a later date | Unknown - Unlikely Lead |  |  |  | No | Other |  | Will Inspect meter box at a later date | Unknown | Don't Know | Don't Know |  | Building | Unknown | Unknown | No |  |  | Unknown
13531 | 517 E TEXAS ST, HOBBS NM |  | No | No | Unknown - Unlikely Lead | Don't Know |  |  |  | No | Other |  | Will Inspect meter box at a later date | Unknown - Unlikely Lead |  |  |  | No | Other |  | Will Inspect meter box at a later date | Unknown | Don't Know | Don't Know |  | Building | Unknown | Unknown | No |  |  | Unknown
12475 | 211-A N SHIPP, HOBBS NM |  | No | No | Unknown - Unlikely Lead | Don't Know |  |  |  | No | Other |  | Will Inspect meter box at a later date | Unknown - Unlikely Lead |  |  |  | No | Other |  | Will Inspect meter box at a later date | Unknown | Don't Know | Don't Know |  | Building | Unknown | Unknown | No |  |  | Unknown
13019 | 618 W TAOS ST, HOBBS NM |  | No | No | Unknown - Unlikely Lead | Don't Know |  |  |  | No | Other |  | Will Inspect meter box at a later date | Unknown - Unlikely Lead |  |  |  | No | Other |  | Will Inspect meter box at a later date | Unknown | Don't Know | Don't Know |  | Building | Unknown | Unknown | No |  |  | Unknown
12603 | 2417 N SELMAN ST, HOBBS NM |  | No | No | Unknown - Unlikely Lead | Don't Know |  |  |  | No | Other |  | Will Inspect meter box at a later date | Unknown - Unlikely Lead |  |  |  | No | Other |  | Will Inspect meter box at a later date | Unknown | Don't Know | Don't Know |  | Building | Unknown | Unknown | No |  |  | Unknown
13563 | 1212 E TEXAS ST, HOBBS NM |  | No | No | Unknown - Unlikely Lead | Don't Know |  |  |  | No | Other |  | Will Inspect meter box at a later date | Unknown - Unlikely Lead |  |  |  | No | Other |  | Will Inspect meter box at a later date | Unknown | Don't Know | Don't Know |  | Building | Unknown | Unknown | No |  |  | Unknown
11574 | 1227 W SCHARBAUER ST, HOBBS NM |  | No | No | Unknown - Unlikely Lead | Don't Know |  |  |  | No | Other |  | Will Inspect meter box at a later date | Unknown - Unlikely Lead |  |  |  | No | Other |  | Will Inspect meter box at a later date | Unknown | Don't Know | Don't Know |  | Building | Unknown | Unknown | No |  |  | Unknown
13566 | 407 E TEXAS ST, HOBBS NM |  | No | No | Unknown - Unlikely Lead | Don't Know |  |  |  | No | Other |  | Will Inspect meter box at a later date | Unknown - Unlikely Lead |  |  |  | No | Other |  | Will Inspect meter box at a later date | Unknown | Don't Know | Don't Know |  | Building | Unknown | Unknown | No |  |  | Unknown
13034 | 107 W TAOS ST TRLR 9, HOBBS NM |  | No | No | Unknown - Unlikely Lead | Don't Know |  |  |  | No | Other |  | Will Inspect meter box at a later date | Unknown - Unlikely Lead |  |  |  | No | Other |  | Will Inspect meter box at a later date | Unknown | Don't Know | Don't Know |  | Building | Unknown | Unknown | No |  |  | Unknown
13254 | 2217 N THOMAS DR, HOBBS NM |  | No | No | Unknown - Unlikely Lead | Don't Know |  |  |  | No | Other |  | Will Inspect meter box at a later date | Unknown - Unlikely Lead |  |  |  | No | Other |  | Will Inspect meter box at a later date | Unknown | Don't Know | Don't Know |  | Building | Unknown | Unknown | No |  |  | Unknown
12216 | 1510 N STEVEN DR, HOBBS NM |  | No | No | Unknown - Unlikely Lead | Don't Know |  |  |  | No | Other |  | Will Inspect meter box at a later date | Unknown - Unlikely Lead |  |  |  | No | Other |  | Will Inspect meter box at a later date | Unknown | Don't Know | Don't Know |  | Building | Unknown | Unknown | No |  |  | Unknown
13248 | 2106 N THOMAS DR, HOBBS NM |  | No | No | Unknown - Unlikely Lead | Don't Know |  |  |  | No | Other |  | Will Inspect meter box at a later date | Unknown - Unlikely Lead |  |  |  | No | Other |  | Will Inspect meter box at a later date | Unknown | Don't Know | Don't Know |  | Building | Unknown | Unknown | No |  |  | Unknown
11647 | 1200 N SAN ANDRES DR, HOBBS NM |  | No | No | Unknown - Unlikely Lead | Don't Know |  |  |  | No | Other |  | Will Inspect meter box at a later date | Unknown - Unlikely Lead |  |  |  | No | Other |  | Will Inspect meter box at a later date | Unknown | Don't Know | Don't Know |  | Building | Unknown | Unknown | No |  |  | Unknown
1195 | 1026 E BENDER BLVD, HOBBS NM |  | No | No | Unknown - Unlikely Lead | Don't Know |  |  |  | No | Other |  | Will Inspect meter box at a later date | Unknown - Unlikely Lead |  |  |  | No | Other |  | Will Inspect meter box at a later date | Unknown | Don't Know | Don't Know |  | Building | Unknown | Unknown | No |  |  | Unknown
13125 | 615 E TAOS ST, HOBBS NM |  | No | No | Unknown - Unlikely Lead | Don't Know |  |  |  | No | Other |  | Will Inspect meter box at a later date | Unknown - Unlikely Lead |  |  |  | No | Other |  | Will Inspect meter box at a later date | Unknown | Don't Know | Don't Know |  | Building | Unknown | Unknown | No |  |  | Unknown
12338 | 406-B W SNYDER ST, HOBBS NM |  | No | No | Unknown - Unlikely Lead | Don't Know |  |  |  | No | Other |  | Will Inspect meter box at a later date | Unknown - Unlikely Lead |  |  |  | No | Other |  | Will Inspect meter box at a later date | Unknown | Don't Know | Don't Know |  | Building | Unknown | Unknown | No |  |  | Unknown
13579 | 518 W TEXAS ST, HOBBS NM |  | No | No | Unknown - Unlikely Lead | Don't Know |  |  |  | No | Other |  | Will Inspect meter box at a later date | Unknown - Unlikely Lead |  |  |  | No | Other |  | Will Inspect meter box at a later date | Unknown | Don't Know | Don't Know |  | Building | Unknown | Unknown | No |  |  | Unknown
12616 | 2602 N SELMAN ST, HOBBS NM |  | No | No | Unknown - Unlikely Lead | Don't Know |  |  |  | No | Other |  | Will Inspect meter box at a later date | Unknown - Unlikely Lead |  |  |  | No | Other |  | Will Inspect meter box at a later date | Unknown | Don't Know | Don't Know |  | Building | Unknown | Unknown | No |  |  | Unknown
12541 | 204 W SHIPP DR, HOBBS NM |  | No | No | Unknown - Unlikely Lead | Don't Know |  |  |  | No | Other |  | Will Inspect meter box at a later date | Unknown - Unlikely Lead |  |  |  | No | Other |  | Will Inspect meter box at a later date | Unknown | Don't Know | Don't Know |  | Building | Unknown | Unknown | No |  |  | Unknown
13586 | 2417 W TEXAS ST, HOBBS NM |  | No | No | Unknown - Unlikely Lead | Don't Know |  |  |  | No | Other |  | Will Inspect meter box at a later date | Unknown - Unlikely Lead |  |  |  | No | Other |  | Will Inspect meter box at a later date | Unknown | Don't Know | Don't Know |  | Building | Unknown | Unknown | No |  |  | Unknown
12434 | 606 E SNYDER ST, HOBBS NM |  | No | No | Unknown - Unlikely Lead | Don't Know |  |  |  | No | Other |  | Will Inspect meter box at a later date | Unknown - Unlikely Lead |  |  |  | No | Other |  | Will Inspect meter box at a later date | Unknown | Don't Know | Don't Know |  | Building | Unknown | Unknown | No |  |  | Unknown
1263 | 801 W BENDER BLVD, HOBBS NM |  | No | No | Unknown - Unlikely Lead | Don't Know |  |  |  | No | Other |  | Will Inspect meter box at a later date | Unknown - Unlikely Lead |  |  |  | No | Other |  | Will Inspect meter box at a later date | Unknown | Don't Know | Don't Know |  | Building | Unknown | Unknown | No |  |  | Unknown
11854 | 126 W SILVER AVE, HOBBS NM |  | No | No | Unknown - Unlikely Lead | Don't Know |  |  |  | No | Other |  | Will Inspect meter box at a later date | Unknown - Unlikely Lead |  |  |  | No | Other |  | Will Inspect meter box at a later date | Unknown | Don't Know | Don't Know |  | Building | Unknown | Unknown | No |  |  | Unknown
12699 | 1208 S STARLING DR, HOBBS NM |  | No | No | Unknown - Unlikely Lead | Don't Know |  |  |  | No | Other |  | Will Inspect meter box at a later date | Unknown - Unlikely Lead |  |  |  | No | Other |  | Will Inspect meter box at a later date | Unknown | Don't Know | Don't Know |  | Building | Unknown | Unknown | No |  |  | Unknown
13106 | 400 E TAOS ST, HOBBS NM |  | No | No | Unknown - Unlikely Lead | Don't Know |  |  |  | No | Other |  | Will Inspect meter box at a later date | Unknown - Unlikely Lead |  |  |  | No | Other |  | Will Inspect meter box at a later date | Unknown | Don't Know | Don't Know |  | Building | Unknown | Unknown | No |  |  | Unknown
13476 | 823 S TURNER ST, HOBBS NM |  | No | No | Unknown - Unlikely Lead | Don't Know |  |  |  | No | Other |  | Will Inspect meter box at a later date | Unknown - Unlikely Lead |  |  |  | No | Other |  | Will Inspect meter box at a later date | Unknown | Don't Know | Don't Know |  | Building | Unknown | Unknown | No |  |  | Unknown
13546 | 703 E TEXAS ST, HOBBS NM |  | No | No | Unknown - Unlikely Lead | Don't Know |  |  |  | No | Other |  | Will Inspect meter box at a later date | Unknown - Unlikely Lead |  |  |  | No | Other |  | Will Inspect meter box at a later date | Unknown | Don't Know | Don't Know |  | Building | Unknown | Unknown | No |  |  | Unknown
1335 | 1012 N BURK ST, HOBBS NM |  | No | No | Unknown - Unlikely Lead | Don't Know |  |  |  | No | Other |  | Will Inspect meter box at a later date | Unknown - Unlikely Lead |  |  |  | No | Other |  | Will Inspect meter box at a later date | Unknown | Don't Know | Don't Know |  | Building | Unknown | Unknown | No |  |  | Unknown
12668 | 2921 N Sabrita Circle, Hobbs, NM 88240 |  | No | No | Non-Lead - Plastic | No | 2023 | 1 | Installation date after lead ban | Yes | Visual inspection at the meter pit | 05/13/2024 00:00:00 |  | Non-Lead - Copper | 2023 | 1 | Installation date after lead ban | Yes | Visual inspection at the meter pit | 05/13/2024 00:00:00 |  | Non-Lead | No | No |  | Single Family Residence |  | No | No |  |  | Non-Lead | Tier 5 | 32.732753 | -103.122983
1248 | 2130 W BENDER BLVD, HOBBS NM |  | No | No | Unknown - Unlikely Lead | Don't Know |  |  |  | No | Other |  | Will Inspect meter box at a later date | Unknown - Unlikely Lead |  |  |  | No | Other |  | Will Inspect meter box at a later date | Unknown | Don't Know | Don't Know |  | Building | Unknown | Unknown | No |  |  | Unknown
12103 | 522 E SUNSET DR, HOBBS NM |  | No | No | Unknown - Unlikely Lead | Don't Know |  |  |  | No | Other |  | Will Inspect meter box at a later date | Unknown - Unlikely Lead |  |  |  | No | Other |  | Will Inspect meter box at a later date | Unknown | Don't Know | Don't Know |  | Building | Unknown | Unknown | No |  |  | Unknown
12317 | 2120 N STEVEN DR, HOBBS NM |  | No | No | Unknown - Unlikely Lead | Don't Know |  |  |  | No | Other |  | Will Inspect meter box at a later date | Unknown - Unlikely Lead |  |  |  | No | Other |  | Will Inspect meter box at a later date | Unknown | Don't Know | Don't Know |  | Building | Unknown | Unknown | No |  |  | Unknown
11570 | 201 W SCHARBAUER ST, HOBBS NM |  | No | No | Unknown - Unlikely Lead | Don't Know |  |  |  | No | Other |  | Will Inspect meter box at a later date | Unknown - Unlikely Lead |  |  |  | No | Other |  | Will Inspect meter box at a later date | Unknown | Don't Know | Don't Know |  | Building | Unknown | Unknown | No |  |  | Unknown
12596 | 909 S SELMAN ST, HOBBS NM |  | No | No | Unknown - Unlikely Lead | Don't Know |  |  |  | No | Other |  | Will Inspect meter box at a later date | Unknown - Unlikely Lead |  |  |  | No | Other |  | Will Inspect meter box at a later date | Unknown | Don't Know | Don't Know |  | Building | Unknown | Unknown | No |  |  | Unknown
12775 | 1407 E SKELLY ST, HOBBS NM |  | No | No | Unknown - Unlikely Lead | Don't Know |  |  |  | No | Other |  | Will Inspect meter box at a later date | Unknown - Unlikely Lead |  |  |  | No | Other |  | Will Inspect meter box at a later date | Unknown | Don't Know | Don't Know |  | Building | Unknown | Unknown | No |  |  | Unknown
13015 | 701 W TAOS ST, HOBBS NM |  | No | No | Unknown - Unlikely Lead | Don't Know |  |  |  | No | Other |  | Will Inspect meter box at a later date | Unknown - Unlikely Lead |  |  |  | No | Other |  | Will Inspect meter box at a later date | Unknown | Don't Know | Don't Know |  | Building | Unknown | Unknown | No |  |  | Unknown
1337 | 521 N BURK ST, HOBBS NM |  | No | No | Unknown - Unlikely Lead | Don't Know |  |  |  | No | Other |  | Will Inspect meter box at a later date | Unknown - Unlikely Lead |  |  |  | No | Other |  | Will Inspect meter box at a later date | Unknown | Don't Know | Don't Know |  | Building | Unknown | Unknown | No |  |  | Unknown
12429 | 300 E SNYDER ST, HOBBS NM |  | No | No | Unknown - Unlikely Lead | Don't Know |  |  |  | No | Other |  | Will Inspect meter box at a later date | Unknown - Unlikely Lead |  |  |  | No | Other |  | Will Inspect meter box at a later date | Unknown | Don't Know | Don't Know |  | Building | Unknown | Unknown | No |  |  | Unknown
12651 | 2917 N SELMAN ST, HOBBS NM |  | No | No | Unknown - Unlikely Lead | Don't Know |  |  |  | No | Other |  | Will Inspect meter box at a later date | Unknown - Unlikely Lead |  |  |  | No | Other |  | Will Inspect meter box at a later date | Unknown | Don't Know | Don't Know |  | Building | Unknown | Unknown | No |  |  | Unknown
13175 | 1503 N TASKER DR, HOBBS NM |  | No | No | Unknown - Unlikely Lead | Don't Know |  |  |  | No | Other |  | Will Inspect meter box at a later date | Unknown - Unlikely Lead |  |  |  | No | Other |  | Will Inspect meter box at a later date | Unknown | Don't Know | Don't Know |  | Building | Unknown | Unknown | No |  |  | Unknown
13120 | 409 E TAOS ST, HOBBS NM |  | No | No | Unknown - Unlikely Lead | Don't Know |  |  |  | No | Other |  | Will Inspect meter box at a later date | Unknown - Unlikely Lead |  |  |  | No | Other |  | Will Inspect meter box at a later date | Unknown | Don't Know | Don't Know |  | Building | Unknown | Unknown | No |  |  | Unknown
12646 | 2810 N SELMAN ST, HOBBS NM |  | No | No | Unknown - Unlikely Lead | Don't Know |  |  |  | No | Other |  | Will Inspect meter box at a later date | Unknown - Unlikely Lead |  |  |  | No | Other |  | Will Inspect meter box at a later date | Unknown | Don't Know | Don't Know |  | Building | Unknown | Unknown | No |  |  | Unknown
12222 | 1622 N STEVEN DR, HOBBS NM |  | No | No | Unknown - Unlikely Lead | Don't Know |  |  |  | No | Other |  | Will Inspect meter box at a later date | Unknown - Unlikely Lead |  |  |  | No | Other |  | Will Inspect meter box at a later date | Unknown | Don't Know | Don't Know |  | Building | Unknown | Unknown | No |  |  | Unknown
12482 | 518 N SHIPP ST, HOBBS NM |  | No | No | Unknown - Unlikely Lead | Don't Know |  |  |  | No | Other |  | Will Inspect meter box at a later date | Unknown - Unlikely Lead |  |  |  | No | Other |  | Will Inspect meter box at a later date | Unknown | Don't Know | Don't Know |  | Building | Unknown | Unknown | No |  |  | Unknown
12254 | 1713 N STEVEN DR, HOBBS NM |  | No | No | Unknown - Unlikely Lead | Don't Know |  |  |  | No | Other |  | Will Inspect meter box at a later date | Unknown - Unlikely Lead |  |  |  | No | Other |  | Will Inspect meter box at a later date | Unknown | Don't Know | Don't Know |  | Building | Unknown | Unknown | No |  |  | Unknown
13626 | 1100 N THORP ST, HOBBS NM |  | No | No | Unknown - Unlikely Lead | Don't Know |  |  |  | No | Other |  | Will Inspect meter box at a later date | Unknown - Unlikely Lead |  |  |  | No | Other |  | Will Inspect meter box at a later date | Unknown | Don't Know | Don't Know |  | Building | Unknown | Unknown | No |  |  | Unknown
12886 | 912 E STANOLIND RD, HOBBS NM |  | No | No | Unknown - Unlikely Lead | Don't Know |  |  |  | No | Other |  | Will Inspect meter box at a later date | Unknown - Unlikely Lead |  |  |  | No | Other |  | Will Inspect meter box at a later date | Unknown | Don't Know | Don't Know |  | Building | Unknown | Unknown | No |  |  | Unknown
13301 | 1733 E TANGLEWOOD AVE, HOBBS NM |  | No | No | Non-Lead - Plastic | Don't Know | 2019 | 1 | Field inspection only with no records | Yes | Visual inspection at the meter pit | 08/19/2024 00:00:00 |  | Non-Lead - Plastic | 2019 | 1 | Field inspection only with no records | Yes | Visual inspection at the meter pit | 08/19/2024 00:00:00 |  | Non-Lead | No | Don't Know |  | Single Family Residence |  | No | No |  |  | Non-Lead
12737 | 412 W SKELLY ST, HOBBS NM |  | No | No | Unknown - Unlikely Lead | Don't Know |  |  |  | No | Other |  | Will Inspect meter box at a later date | Unknown - Unlikely Lead |  |  |  | No | Other |  | Will Inspect meter box at a later date | Unknown | Don't Know | Don't Know |  | Building | Unknown | Unknown | No |  |  | Unknown
11975 | 922 W SUNRISE CIR, HOBBS NM |  | No | No | Unknown - Unlikely Lead | Don't Know |  |  |  | No | Other |  | Will Inspect meter box at a later date | Unknown - Unlikely Lead |  |  |  | No | Other |  | Will Inspect meter box at a later date | Unknown | Don't Know | Don't Know |  | Building | Unknown | Unknown | No |  |  | Unknown
12138 | 125 W SAINT ANNE PL, HOBBS NM |  | No | No | Unknown - Unlikely Lead | Don't Know |  |  |  | No | Other |  | Will Inspect meter box at a later date | Unknown - Unlikely Lead |  |  |  | No | Other |  | Will Inspect meter box at a later date | Unknown | Don't Know | Don't Know |  | Building | Unknown | Unknown | No |  |  | Unknown
12700 | 1203 South Starling Drive, Hobbs, NM 88240 |  | No | No | Non-Lead - Plastic |  | 1951 | 3/4 | Installation date after lead ban | Yes | Visual inspection at the meter pit | 05/13/2024 00:00:00 |  | Non-Lead - Copper | 1951 | 1/2 | Field inspection only with no records | Yes | Visual inspection at the meter pit | 05/13/2024 00:00:00 |  | Non-Lead | No | Don't Know |  | Single Family Residence |  | No | No |  |  | Non-Lead | Tier 5 | 32.68821 | -103.128549
12776 | 1319 E SKELLY ST, HOBBS NM |  | No | No | Unknown - Unlikely Lead | Don't Know |  |  |  | No | Other |  | Will Inspect meter box at a later date | Unknown - Unlikely Lead |  |  |  | No | Other |  | Will Inspect meter box at a later date | Unknown | Don't Know | Don't Know |  | Building | Unknown | Unknown | No |  |  | Unknown
12501 | 210 W SHIPP DR, HOBBS NM |  | No | No | Unknown - Unlikely Lead | Don't Know |  |  |  | No | Other |  | Will Inspect meter box at a later date | Unknown - Unlikely Lead |  |  |  | No | Other |  | Will Inspect meter box at a later date | Unknown | Don't Know | Don't Know |  | Building | Unknown | Unknown | No |  |  | Unknown
12056 | 303 SUNSET PL, HOBBS NM |  | No | No | Non-Lead - Plastic | Don't Know |  | 1 | Field inspection only with no records | Yes | Visual inspection at the meter pit | 08/13/2024 00:00:00 |  | Non-Lead - Plastic |  | 1 | Field inspection only with no records | Yes | Visual inspection at the meter pit | 08/13/2024 00:00:00 |  | Non-Lead | No | Don't Know |  | Single Family Residence |  | No | No |  |  | Non-Lead
12396 | 1722 E SNYDER ST, HOBBS NM |  | No | No | Unknown - Unlikely Lead | Don't Know |  |  |  | No | Other |  | Will Inspect meter box at a later date | Unknown - Unlikely Lead |  |  |  | No | Other |  | Will Inspect meter box at a later date | Unknown | Don't Know | Don't Know |  | Building | Unknown | Unknown | No |  |  | Unknown
12278 | 1603 N STEVEN DR, HOBBS NM |  | No | No | Unknown - Unlikely Lead | Don't Know |  |  |  | No | Other |  | Will Inspect meter box at a later date | Unknown - Unlikely Lead |  |  |  | No | Other |  | Will Inspect meter box at a later date | Unknown | Don't Know | Don't Know |  | Building | Unknown | Unknown | No |  |  | Unknown
12847 | 600-A E SKELLY ST, HOBBS NM |  | No | No | Unknown - Unlikely Lead | Don't Know |  |  |  | No | Other |  | Will Inspect meter box at a later date | Unknown - Unlikely Lead |  |  |  | No | Other |  | Will Inspect meter box at a later date | Unknown | Don't Know | Don't Know |  | Building | Unknown | Unknown | No |  |  | Unknown
12333 | 414 W SNYDER ST, HOBBS NM |  | No | No | Unknown - Unlikely Lead | Don't Know |  |  |  | No | Other |  | Will Inspect meter box at a later date | Unknown - Unlikely Lead |  |  |  | No | Other |  | Will Inspect meter box at a later date | Unknown | Don't Know | Don't Know |  | Building | Unknown | Unknown | No |  |  | Unknown
13131 | 1620 N TASKER DR, HOBBS NM |  | No | No | Unknown - Unlikely Lead | Don't Know |  |  |  | No | Other |  | Will Inspect meter box at a later date | Unknown - Unlikely Lead |  |  |  | No | Other |  | Will Inspect meter box at a later date | Unknown | Don't Know | Don't Know |  | Building | Unknown | Unknown | No |  |  | Unknown
12442 | 1300 E SNYDER ST, HOBBS NM |  | No | No | Unknown - Unlikely Lead | Don't Know |  |  |  | No | Other |  | Will Inspect meter box at a later date | Unknown - Unlikely Lead |  |  |  | No | Other |  | Will Inspect meter box at a later date | Unknown | Don't Know | Don't Know |  | Building | Unknown | Unknown | No |  |  | Unknown
12246 | 1827 N STEVEN DR, HOBBS NM |  | No | No | Unknown - Unlikely Lead | Don't Know |  |  |  | No | Other |  | Will Inspect meter box at a later date | Unknown - Unlikely Lead |  |  |  | No | Other |  | Will Inspect meter box at a later date | Unknown | Don't Know | Don't Know |  | Building | Unknown | Unknown | No |  |  | Unknown
12245 | 1821 N STEVEN DR, HOBBS NM |  | No | No | Unknown - Unlikely Lead | Don't Know |  |  |  | No | Other |  | Will Inspect meter box at a later date | Unknown - Unlikely Lead |  |  |  | No | Other |  | Will Inspect meter box at a later date | Unknown | Don't Know | Don't Know |  | Building | Unknown | Unknown | No |  |  | Unknown
12510 | 410 W SHIPP DR, HOBBS NM |  | No | No | Unknown - Unlikely Lead | Don't Know |  |  |  | No | Other |  | Will Inspect meter box at a later date | Unknown - Unlikely Lead |  |  |  | No | Other |  | Will Inspect meter box at a later date | Unknown | Don't Know | Don't Know |  | Building | Unknown | Unknown | No |  |  | Unknown
13471 | 215 S TURNER ST, HOBBS NM |  | No | No | Unknown - Unlikely Lead | Don't Know |  |  |  | No | Other |  | Will Inspect meter box at a later date | Unknown - Unlikely Lead |  |  |  | No | Other |  | Will Inspect meter box at a later date | Unknown | Don't Know | Don't Know |  | Building | Unknown | Unknown | No |  |  | Unknown
12812 | 400 E SKELLY ST, HOBBS NM |  | No | No | Unknown - Unlikely Lead | Don't Know |  |  |  | No | Other |  | Will Inspect meter box at a later date | Unknown - Unlikely Lead |  |  |  | No | Other |  | Will Inspect meter box at a later date | Unknown | Don't Know | Don't Know |  | Building | Unknown | Unknown | No |  |  | Unknown
11856 | 625 W SILVER AVE, HOBBS NM |  | No | No | Unknown - Unlikely Lead | Don't Know |  |  |  | No | Other |  | Will Inspect meter box at a later date | Unknown - Unlikely Lead |  |  |  | No | Other |  | Will Inspect meter box at a later date | Unknown | Don't Know | Don't Know |  | Building | Unknown | Unknown | No |  |  | Unknown
12178 | 324-D E SAINT ANNE PL, HOBBS NM |  | No | No | Unknown - Unlikely Lead | Don't Know |  |  |  | No | Other |  | Will Inspect meter box at a later date | Unknown - Unlikely Lead |  |  |  | No | Other |  | Will Inspect meter box at a later date | Unknown | Don't Know | Don't Know |  | Building | Unknown | Unknown | No |  |  | Unknown
13169 | 1324 N TASKER DR, HOBBS NM |  | No | No | Unknown - Unlikely Lead | Don't Know |  |  |  | No | Other |  | Will Inspect meter box at a later date | Unknown - Unlikely Lead |  |  |  | No | Other |  | Will Inspect meter box at a later date | Unknown | Don't Know | Don't Know |  | Building | Unknown | Unknown | No |  |  | Unknown
13508 | 920 E TEXAS ST, HOBBS NM |  | No | No | Unknown - Unlikely Lead | Don't Know |  |  |  | No | Other |  | Will Inspect meter box at a later date | Unknown - Unlikely Lead |  |  |  | No | Other |  | Will Inspect meter box at a later date | Unknown | Don't Know | Don't Know |  | Building | Unknown | Unknown | No |  |  | Unknown
12357 | 1702 E SNYDER ST, HOBBS NM |  | No | No | Unknown - Unlikely Lead | Don't Know |  |  |  | No | Other |  | Will Inspect meter box at a later date | Unknown - Unlikely Lead |  |  |  | No | Other |  | Will Inspect meter box at a later date | Unknown | Don't Know | Don't Know |  | Building | Unknown | Unknown | No |  |  | Unknown
13257 | 2201 N THOMAS DR, HOBBS NM |  | No | No | Unknown - Unlikely Lead | Don't Know |  |  |  | No | Other |  | Will Inspect meter box at a later date | Unknown - Unlikely Lead |  |  |  | No | Other |  | Will Inspect meter box at a later date | Unknown | Don't Know | Don't Know |  | Building | Unknown | Unknown | No |  |  | Unknown
11791 | 1108 N SAN MATEO ST, HOBBS NM |  | No | No | Unknown - Unlikely Lead | Don't Know |  |  |  | No | Other |  | Will Inspect meter box at a later date | Unknown - Unlikely Lead |  |  |  | No | Other |  | Will Inspect meter box at a later date | Unknown | Don't Know | Don't Know |  | Building | Unknown | Unknown | No |  |  | Unknown
12586 | 407 S SELMAN ST, HOBBS NM |  | No | No | Unknown - Unlikely Lead | Don't Know |  |  |  | No | Other |  | Will Inspect meter box at a later date | Unknown - Unlikely Lead |  |  |  | No | Other |  | Will Inspect meter box at a later date | Unknown | Don't Know | Don't Know |  | Building | Unknown | Unknown | No |  |  | Unknown
12561 | 1306 S SELMAN ST, HOBBS NM |  | No | No | Unknown - Unlikely Lead | Don't Know |  |  |  | No | Other |  | Will Inspect meter box at a later date | Unknown - Unlikely Lead |  |  |  | No | Other |  | Will Inspect meter box at a later date | Unknown | Don't Know | Don't Know |  | Building | Unknown | Unknown | No |  |  | Unknown
13207 | 110 E TEMPLE AVE, HOBBS NM |  | No | No | Unknown - Unlikely Lead | Don't Know |  |  |  | No | Other |  | Will Inspect meter box at a later date | Unknown - Unlikely Lead |  |  |  | No | Other |  | Will Inspect meter box at a later date | Unknown | Don't Know | Don't Know |  | Building | Unknown | Unknown | No |  |  | Unknown
13524 | 705 E TEXAS ST, HOBBS NM |  | No | No | Unknown - Unlikely Lead | Don't Know |  |  |  | No | Other |  | Will Inspect meter box at a later date | Unknown - Unlikely Lead |  |  |  | No | Other |  | Will Inspect meter box at a later date | Unknown | Don't Know | Don't Know |  | Building | Unknown | Unknown | No |  |  | Unknown
12769 | 920 E SKELLY ST, HOBBS NM |  | No | No | Non-Lead - Plastic | No |  | 3/4 | Field inspection only with no records | Yes | Visual inspection at the meter pit | 05/17/2024 00:00:00 |  | Galvanized | 1950 | 3/4 | Installation date after lead ban | No | Visual inspection at the meter pit | 05/17/2024 00:00:00 |  | Non-Lead | No | No |  | Single Family Residence |  | No | No |  |  | Non-Lead
13009 | 1307 W TAOS ST, HOBBS NM |  | No | No | Unknown - Unlikely Lead | Don't Know |  |  |  | No | Other |  | Will Inspect meter box at a later date | Unknown - Unlikely Lead |  |  |  | No | Other |  | Will Inspect meter box at a later date | Unknown | Don't Know | Don't Know |  | Building | Unknown | Unknown | No |  |  | Unknown
12953 | 2100 E SETTLERS PASS BLDG 3, HOBBS NM |  | No | No | Non-Lead - Plastic | No | 2015 | 8 | Field inspection only with no records | Yes | Visual inspection at the meter pit | 05/26/2024 00:00:00 |  | Non-Lead - Plastic | 2015 | 4 | Installation date after lead ban | No | Visual inspection at the meter pit | 05/26/2024 00:00:00 |  | Non-Lead | No | No |  | Multiple Family Residence |  | No | No |  |  | Non-Lead
12606 | 2613 N SELMAN ST, HOBBS NM |  | No | No | Unknown - Unlikely Lead | Don't Know |  |  |  | No | Other |  | Will Inspect meter box at a later date | Unknown - Unlikely Lead |  |  |  | No | Other |  | Will Inspect meter box at a later date | Unknown | Don't Know | Don't Know |  | Building | Unknown | Unknown | No |  |  | Unknown
12042 | 607 E SUNSET CIR, HOBBS NM |  | No | No | Unknown - Unlikely Lead | Don't Know |  |  |  | No | Other |  | Will Inspect meter box at a later date | Unknown - Unlikely Lead |  |  |  | No | Other |  | Will Inspect meter box at a later date | Unknown | Don't Know | Don't Know |  | Building | Unknown | Unknown | No |  |  | Unknown
13352 | 612 N TURNER ST, HOBBS NM |  | No | No | Unknown - Unlikely Lead | Don't Know |  |  |  | No | Other |  | Will Inspect meter box at a later date | Unknown - Unlikely Lead |  |  |  | No | Other |  | Will Inspect meter box at a later date | Unknown | Don't Know | Don't Know |  | Building | Unknown | Unknown | No |  |  | Unknown
13453 | 1235 S TURNER ST, HOBBS NM |  | No | No | Unknown - Unlikely Lead | Don't Know |  |  |  | No | Other |  | Will Inspect meter box at a later date | Unknown - Unlikely Lead |  |  |  | No | Other |  | Will Inspect meter box at a later date | Unknown | Don't Know | Don't Know |  | Building | Unknown | Unknown | No |  |  | Unknown
12490 | 1100 S SHIPP ST, HOBBS NM |  | No | No | Unknown - Unlikely Lead | Don't Know |  |  |  | No | Other |  | Will Inspect meter box at a later date | Unknown - Unlikely Lead |  |  |  | No | Other |  | Will Inspect meter box at a later date | Unknown | Don't Know | Don't Know |  | Building | Unknown | Unknown | No |  |  | Unknown
12909 | 600 E SECO DR, HOBBS NM |  | No | No | Unknown - Unlikely Lead | Don't Know |  |  |  | No | Other |  | Will Inspect meter box at a later date | Unknown - Unlikely Lead |  |  |  | No | Other |  | Will Inspect meter box at a later date | Unknown | Don't Know | Don't Know |  | Building | Unknown | Unknown | No |  |  | Unknown
13617 | 1110 N THORP ST, HOBBS NM |  | No | No | Unknown - Unlikely Lead | Don't Know |  |  |  | No | Other |  | Will Inspect meter box at a later date | Unknown - Unlikely Lead |  |  |  | No | Other |  | Will Inspect meter box at a later date | Unknown | Don't Know | Don't Know |  | Building | Unknown | Unknown | No |  |  | Unknown
12053 | 301 SUNSET PL, HOBBS NM |  | No | No | Non-Lead - Plastic | Don't Know |  | 1 | Field inspection only with no records | Yes | Visual inspection at the meter pit | 08/13/2024 00:00:00 |  | Non-Lead - Plastic |  | 1 | Field inspection only with no records | Yes | Visual inspection at the meter pit | 08/13/2024 00:00:00 |  | Non-Lead | No | Don't Know |  | Single Family Residence |  | No | No |  |  | Non-Lead
11957 | 959 W SUNRISE CIR, HOBBS NM |  | No | No | Unknown - Unlikely Lead | Don't Know |  |  |  | No | Other |  | Will Inspect meter box at a later date | Unknown - Unlikely Lead |  |  |  | No | Other |  | Will Inspect meter box at a later date | Unknown | Don't Know | Don't Know |  | Building | Unknown | Unknown | No |  |  | Unknown
13522 | 505 E TEXAS ST, HOBBS NM |  | No | No | Unknown - Unlikely Lead | Don't Know |  |  |  | No | Other |  | Will Inspect meter box at a later date | Unknown - Unlikely Lead |  |  |  | No | Other |  | Will Inspect meter box at a later date | Unknown | Don't Know | Don't Know |  | Building | Unknown | Unknown | No |  |  | Unknown
13651 | 1700 S THORP ST, HOBBS NM |  | No | No | Unknown - Unlikely Lead | Don't Know |  |  |  | No | Other |  | Will Inspect meter box at a later date | Unknown - Unlikely Lead |  |  |  | No | Other |  | Will Inspect meter box at a later date | Unknown | Don't Know | Don't Know |  | Building | Unknown | Unknown | No |  |  | Unknown
11591 | 1210 W SCHARBAUER ST, HOBBS NM |  | No | No | Unknown - Unlikely Lead | Don't Know |  |  |  | No | Other |  | Will Inspect meter box at a later date | Unknown - Unlikely Lead |  |  |  | No | Other |  | Will Inspect meter box at a later date | Unknown | Don't Know | Don't Know |  | Building | Unknown | Unknown | No |  |  | Unknown
12643 | 2809 N SELMAN ST, HOBBS NM |  | No | No | Unknown - Unlikely Lead | Don't Know |  |  |  | No | Other |  | Will Inspect meter box at a later date | Unknown - Unlikely Lead |  |  |  | No | Other |  | Will Inspect meter box at a later date | Unknown | Don't Know | Don't Know |  | Building | Unknown | Unknown | No |  |  | Unknown
13005 | 406 W TAOS ST, HOBBS NM |  | No | No | Unknown - Unlikely Lead | Don't Know |  |  |  | No | Other |  | Will Inspect meter box at a later date | Unknown - Unlikely Lead |  |  |  | No | Other |  | Will Inspect meter box at a later date | Unknown | Don't Know | Don't Know |  | Building | Unknown | Unknown | No |  |  | Unknown
13137 | 1508 N TASKER DR, HOBBS NM |  | No | No | Unknown - Unlikely Lead | Don't Know |  |  |  | No | Other |  | Will Inspect meter box at a later date | Unknown - Unlikely Lead |  |  |  | No | Other |  | Will Inspect meter box at a later date | Unknown | Don't Know | Don't Know |  | Building | Unknown | Unknown | No |  |  | Unknown
12092 | 604 E SUNSET DR, HOBBS NM |  | No | No | Unknown - Unlikely Lead | Don't Know |  |  |  | No | Other |  | Will Inspect meter box at a later date | Unknown - Unlikely Lead |  |  |  | No | Other |  | Will Inspect meter box at a later date | Unknown | Don't Know | Don't Know |  | Building | Unknown | Unknown | No |  |  | Unknown
12316 | 2106 N STEVEN DR, HOBBS NM |  | No | No | Unknown - Unlikely Lead | Don't Know |  |  |  | No | Other |  | Will Inspect meter box at a later date | Unknown - Unlikely Lead |  |  |  | No | Other |  | Will Inspect meter box at a later date | Unknown | Don't Know | Don't Know |  | Building | Unknown | Unknown | No |  |  | Unknown
1311 | 3300 BELMONT PL, HOBBS NM |  | No | No | Unknown - Unlikely Lead | Don't Know |  |  |  | No | Other |  | Will Inspect meter box at a later date | Unknown - Unlikely Lead |  |  |  | No | Other |  | Will Inspect meter box at a later date | Unknown | Don't Know | Don't Know |  | Building | Unknown | Unknown | No |  |  | Unknown
12937 | 1231 S SHORT ST, HOBBS NM |  | No | No | Unknown - Unlikely Lead | Don't Know |  |  |  | No | Other |  | Will Inspect meter box at a later date | Unknown - Unlikely Lead |  |  |  | No | Other |  | Will Inspect meter box at a later date | Unknown | Don't Know | Don't Know |  | Building | Unknown | Unknown | No |  |  | Unknown
12133 | 120 W SAINT ANNE PL, HOBBS NM |  | No | No | Unknown - Unlikely Lead | Don't Know |  |  |  | No | Other |  | Will Inspect meter box at a later date | Unknown - Unlikely Lead |  |  |  | No | Other |  | Will Inspect meter box at a later date | Unknown | Don't Know | Don't Know |  | Building | Unknown | Unknown | No |  |  | Unknown
12089 | 514 E SUNSET DR, HOBBS NM |  | No | No | Unknown - Unlikely Lead | Don't Know |  |  |  | No | Other |  | Will Inspect meter box at a later date | Unknown - Unlikely Lead |  |  |  | No | Other |  | Will Inspect meter box at a later date | Unknown | Don't Know | Don't Know |  | Building | Unknown | Unknown | No |  |  | Unknown
13587 | 2600 W TEXAS ST, HOBBS NM |  | No | No | Unknown - Unlikely Lead | Don't Know |  |  |  | No | Other |  | Will Inspect meter box at a later date | Unknown - Unlikely Lead |  |  |  | No | Other |  | Will Inspect meter box at a later date | Unknown | Don't Know | Don't Know |  | Building | Unknown | Unknown | No |  |  | Unknown
12884 | 508 E STANOLIND RD, HOBBS NM |  | No | No | Unknown - Unlikely Lead | Don't Know |  |  |  | No | Other |  | Will Inspect meter box at a later date | Unknown - Unlikely Lead |  |  |  | No | Other |  | Will Inspect meter box at a later date | Unknown | Don't Know | Don't Know |  | Building | Unknown | Unknown | No |  |  | Unknown
12995 | 1002 W TAOS ST, HOBBS NM |  | No | No | Unknown - Unlikely Lead | Don't Know |  |  |  | No | Other |  | Will Inspect meter box at a later date | Unknown - Unlikely Lead |  |  |  | No | Other |  | Will Inspect meter box at a later date | Unknown | Don't Know | Don't Know |  | Building | Unknown | Unknown | No |  |  | Unknown
12722 | 203 W SKELLY ST, HOBBS NM |  | No | No | Unknown - Unlikely Lead | Don't Know |  |  |  | No | Other |  | Will Inspect meter box at a later date | Unknown - Unlikely Lead |  |  |  | No | Other |  | Will Inspect meter box at a later date | Unknown | Don't Know | Don't Know |  | Building | Unknown | Unknown | No |  |  | Unknown
13162 | 1206 N TASKER DR, HOBBS NM |  | No | No | Unknown - Unlikely Lead | Don't Know |  |  |  | No | Other |  | Will Inspect meter box at a later date | Unknown - Unlikely Lead |  |  |  | No | Other |  | Will Inspect meter box at a later date | Unknown | Don't Know | Don't Know |  | Building | Unknown | Unknown | No |  |  | Unknown
11747 | 20-D STONECREST CT, HOBBS NM |  | No | No | Non-Lead - Plastic | No | 1982 | 3/4 | Field inspection only with no records | Yes | Visual inspection at the meter pit | 05/26/2024 00:00:00 |  | Non-Lead - Plastic |  | 3/4 | Installation date after lead ban | Yes | Visual inspection at the meter pit | 05/26/2024 00:00:00 | Will Inspect meter box at a later date | Non-Lead | Don't Know | Don't Know |  | Single Family Residence |  | Unknown | No |  |  | Non-Lead
11681 | 1214 N SAN ANDRES DR, HOBBS NM |  | No | No | Unknown - Unlikely Lead | Don't Know |  |  |  | No | Other |  | Will Inspect meter box at a later date | Unknown - Unlikely Lead |  |  |  | No | Other |  | Will Inspect meter box at a later date | Unknown | Don't Know | Don't Know |  | Building | Unknown | Unknown | No |  |  | Unknown
12132 | 311 W SAINT ANNE PL, HOBBS NM |  | No | No | Unknown - Unlikely Lead | Don't Know |  |  |  | No | Other |  | Will Inspect meter box at a later date | Unknown - Unlikely Lead |  |  |  | No | Other |  | Will Inspect meter box at a later date | Unknown | Don't Know | Don't Know |  | Building | Unknown | Unknown | No |  |  | Unknown
13638 | 910 N THORP ST APT E, HOBBS NM |  | No | No | Non-Lead - Plastic | Don't Know |  | 1 | Field inspection only with no records | Yes | Visual inspection at the meter pit | 08/26/2024 00:00:00 |  | Non-Lead - Copper |  | 3/4 | Field inspection only with no records | Yes | Visual inspection at the meter pit | 08/26/2024 00:00:00 |  | Non-Lead | No | Don't Know |  | Single Family Residence |  | No | No |  |  | Non-Lead
11699 | 11-B STONECREST CT, HOBBS NM |  | No | No | Non-Lead - Plastic | No | 1982 | 3/4 | Field inspection only with no records | Yes | Visual inspection at the meter pit | 05/26/2024 00:00:00 |  | Non-Lead - Plastic |  | 3/4 | Installation date after lead ban | Yes | Visual inspection at the meter pit | 05/26/2024 00:00:00 | Will Inspect meter box at a later date | Non-Lead | Don't Know | Don't Know |  | Single Family Residence |  | Unknown | No |  |  | Non-Lead
12690 | 1224 S STARLING DR, HOBBS NM |  | No | No | Unknown - Unlikely Lead | Don't Know |  |  |  | No | Other |  | Will Inspect meter box at a later date | Unknown - Unlikely Lead |  |  |  | No | Other |  | Will Inspect meter box at a later date | Unknown | Don't Know | Don't Know |  | Building | Unknown | Unknown | No |  |  | Unknown
11627 | 1601 N SAN ANDRES DR, HOBBS NM |  | No | No | Non-Lead - Plastic | No | 1954 | 3/4 | Field inspection only with no records | Yes | Visual inspection at the meter pit | 05/26/2024 00:00:00 |  | Non-Lead - Plastic |  | 3/4 | Installation date after lead ban | No | Visual inspection at the meter pit | 05/26/2024 00:00:00 |  | Non-Lead | Don't Know | Don't Know |  | Single Family Residence |  | Unknown | No |  |  | Non-Lead
13141 | 1605 N TASKER DR, HOBBS NM |  | No | No | Unknown - Unlikely Lead | Don't Know |  |  |  | No | Other |  | Will Inspect meter box at a later date | Unknown - Unlikely Lead |  |  |  | No | Other |  | Will Inspect meter box at a later date | Unknown | Don't Know | Don't Know |  | Building | Unknown | Unknown | No |  |  | Unknown
11819 | 1537 N SAN MATEO ST, HOBBS NM |  | No | No | Unknown - Unlikely Lead | Don't Know |  |  |  | No | Other |  | Will Inspect meter box at a later date | Unknown - Unlikely Lead |  |  |  | No | Other |  | Will Inspect meter box at a later date | Unknown | Don't Know | Don't Know |  | Building | Unknown | Unknown | No |  |  | Unknown
11927 | 1300 E SILVER DR, HOBBS NM |  | No | No | Unknown - Unlikely Lead | Don't Know |  |  |  | No | Other |  | Will Inspect meter box at a later date | Unknown - Unlikely Lead |  |  |  | No | Other |  | Will Inspect meter box at a later date | Unknown | Don't Know | Don't Know |  | Building | Unknown | Unknown | No |  |  | Unknown
12097 | 100 E SUNSET DR, HOBBS NM |  | No | No | Unknown - Unlikely Lead | Don't Know |  |  |  | No | Other |  | Will Inspect meter box at a later date | Unknown - Unlikely Lead |  |  |  | No | Other |  | Will Inspect meter box at a later date | Unknown | Don't Know | Don't Know |  | Building | Unknown | Unknown | No |  |  | Unknown
12609 | 2517 N SELMAN ST, HOBBS NM |  | No | No | Unknown - Unlikely Lead | Don't Know |  |  |  | No | Other |  | Will Inspect meter box at a later date | Unknown - Unlikely Lead |  |  |  | No | Other |  | Will Inspect meter box at a later date | Unknown | Don't Know | Don't Know |  | Building | Unknown | Unknown | No |  |  | Unknown
11606 | 1206 W SCHARBAUER ST, HOBBS NM |  | No | No | Unknown - Unlikely Lead | Don't Know |  |  |  | No | Other |  | Will Inspect meter box at a later date | Unknown - Unlikely Lead |  |  |  | No | Other |  | Will Inspect meter box at a later date | Unknown | Don't Know | Don't Know |  | Building | Unknown | Unknown | No |  |  | Unknown
11613 | 1207 W SCHARBAUER ST, HOBBS NM |  | No | No | Unknown - Unlikely Lead | Don't Know |  |  |  | No | Other |  | Will Inspect meter box at a later date | Unknown - Unlikely Lead |  |  |  | No | Other |  | Will Inspect meter box at a later date | Unknown | Don't Know | Don't Know |  | Building | Unknown | Unknown | No |  |  | Unknown
12167 | 116 E SAINT ANNE PL, HOBBS NM |  | No | No | Non-Lead - Copper | Don't Know | 1970 | 3/4 | Field inspection only with no records | Yes | Visual inspection at the meter pit | 07/23/2024 00:00:00 |  | Non-Lead - Copper | 1965 | 3/4 | Field inspection only with no records | Yes | Visual inspection at the meter pit | 07/23/2024 00:00:00 |  | Non-Lead | No | Don't Know |  | Single Family Residence |  | No | No |  |  | Non-Lead
12266 | 1639 N STEVEN DR, HOBBS NM |  | No | No | Unknown - Unlikely Lead | Don't Know |  |  |  | No | Other |  | Will Inspect meter box at a later date | Unknown - Unlikely Lead |  |  |  | No | Other |  | Will Inspect meter box at a later date | Unknown | Don't Know | Don't Know |  | Building | Unknown | Unknown | No |  |  | Unknown
12562 | 708 S SELMAN ST, HOBBS NM |  | No | No | Unknown - Unlikely Lead | Don't Know |  |  |  | No | Other |  | Will Inspect meter box at a later date | Unknown - Unlikely Lead |  |  |  | No | Other |  | Will Inspect meter box at a later date | Unknown | Don't Know | Don't Know |  | Building | Unknown | Unknown | No |  |  | Unknown
11694 | 22-C STONECREST CT, HOBBS NM |  | No | No | Non-Lead - Plastic | No | 1982 | 3/4 | Field inspection only with no records | Yes | Visual inspection at the meter pit | 05/26/2024 00:00:00 |  | Non-Lead - Plastic |  | 3/4 | Installation date after lead ban | Yes | Visual inspection at the meter pit | 05/26/2024 00:00:00 | Will Inspect meter box at a later date | Non-Lead | Don't Know | Don't Know |  | Single Family Residence |  | Unknown | No |  |  | Non-Lead
13117 | 219 E TAOS ST, HOBBS NM |  | No | No | Unknown - Unlikely Lead | Don't Know |  |  |  | No | Other |  | Will Inspect meter box at a later date | Unknown - Unlikely Lead |  |  |  | No | Other |  | Will Inspect meter box at a later date | Unknown | Don't Know | Don't Know |  | Building | Unknown | Unknown | No |  |  | Unknown
12667 | 2912 N Sabrita Circle, Hobbs, NM 88240 |  | No | No | Non-Lead - Plastic | No | 2023 | 1 | Installation date after lead ban | Yes | Visual inspection at the meter pit | 05/13/2024 00:00:00 |  | Non-Lead - Copper | 2023 | 1 | Installation date after lead ban | Yes | Visual inspection at the meter pit | 05/13/2024 00:00:00 |  | Non-Lead | No | No |  | Single Family Residence |  | No | No |  |  | Non-Lead | Tier 5 | 32.732441 | -103.122459
13548 | 1608 E TEXAS ST, HOBBS NM |  | No | No | Unknown - Unlikely Lead | Don't Know |  |  |  | No | Other |  | Will Inspect meter box at a later date | Unknown - Unlikely Lead |  |  |  | No | Other |  | Will Inspect meter box at a later date | Unknown | Don't Know | Don't Know |  | Building | Unknown | Unknown | No |  |  | Unknown
11748 | 11-C STONECREST CT, HOBBS NM |  | No | No | Non-Lead - Plastic | No | 1982 | 3/4 | Field inspection only with no records | Yes | Visual inspection at the meter pit | 05/26/2024 00:00:00 |  | Non-Lead - Plastic |  | 3/4 | Installation date after lead ban | Yes | Visual inspection at the meter pit | 05/26/2024 00:00:00 | Will Inspect meter box at a later date | Non-Lead | Don't Know | Don't Know |  | Single Family Residence |  | Unknown | No |  |  | Non-Lead
13435 | 1334 S TURNER ST, HOBBS NM |  | No | No | Unknown - Unlikely Lead | Don't Know |  |  |  | No | Other |  | Will Inspect meter box at a later date | Unknown - Unlikely Lead |  |  |  | No | Other |  | Will Inspect meter box at a later date | Unknown | Don't Know | Don't Know |  | Building | Unknown | Unknown | No |  |  | Unknown
12558 | 1208 S SELMAN ST, HOBBS NM |  | No | No | Unknown - Unlikely Lead | Don't Know |  |  |  | No | Other |  | Will Inspect meter box at a later date | Unknown - Unlikely Lead |  |  |  | No | Other |  | Will Inspect meter box at a later date | Unknown | Don't Know | Don't Know |  | Building | Unknown | Unknown | No |  |  | Unknown
11939 | 948 W SUNRISE CIR, HOBBS NM |  | No | No | Unknown - Unlikely Lead | Don't Know |  |  |  | No | Other |  | Will Inspect meter box at a later date | Unknown - Unlikely Lead |  |  |  | No | Other |  | Will Inspect meter box at a later date | Unknown | Don't Know | Don't Know |  | Building | Unknown | Unknown | No |  |  | Unknown
12956 | 2100 E SETTLERS PASS BLDG 6, HOBBS NM |  | No | No | Non-Lead - Plastic | No | 2015 | 8 | Field inspection only with no records | Yes | Visual inspection at the meter pit | 05/26/2024 00:00:00 |  | Non-Lead - Plastic | 2015 | 4 | Installation date after lead ban | No | Visual inspection at the meter pit | 05/26/2024 00:00:00 |  | Non-Lead | No | No |  | Multiple Family Residence |  | No | No |  |  | Non-Lead
12531 | 302 W SHIPP DR, HOBBS NM |  | No | No | Unknown - Unlikely Lead | Don't Know |  |  |  | No | Other |  | Will Inspect meter box at a later date | Unknown - Unlikely Lead |  |  |  | No | Other |  | Will Inspect meter box at a later date | Unknown | Don't Know | Don't Know |  | Building | Unknown | Unknown | No |  |  | Unknown
11961 | 944 W SUNRISE CIR, HOBBS NM |  | No | No | Unknown - Unlikely Lead | Don't Know |  |  |  | No | Other |  | Will Inspect meter box at a later date | Unknown - Unlikely Lead |  |  |  | No | Other |  | Will Inspect meter box at a later date | Unknown | Don't Know | Don't Know |  | Building | Unknown | Unknown | No |  |  | Unknown
11923 | 1406 E SILVER DR, HOBBS NM |  | No | No | Unknown - Unlikely Lead | Don't Know |  |  |  | No | Other |  | Will Inspect meter box at a later date | Unknown - Unlikely Lead |  |  |  | No | Other |  | Will Inspect meter box at a later date | Unknown | Don't Know | Don't Know |  | Building | Unknown | Unknown | No |  |  | Unknown
12688 | 1227 S STARLING DR, HOBBS NM |  | No | No | Unknown - Unlikely Lead | Don't Know |  |  |  | No | Other |  | Will Inspect meter box at a later date | Unknown - Unlikely Lead |  |  |  | No | Other |  | Will Inspect meter box at a later date | Unknown | Don't Know | Don't Know |  | Building | Unknown | Unknown | No |  |  | Unknown
12101 | 609 E SUNSET DR, HOBBS NM |  | No | No | Unknown - Unlikely Lead | Don't Know |  |  |  | No | Other |  | Will Inspect meter box at a later date | Unknown - Unlikely Lead |  |  |  | No | Other |  | Will Inspect meter box at a later date | Unknown | Don't Know | Don't Know |  | Building | Unknown | Unknown | No |  |  | Unknown
11944 | 947 W SUNRISE CIR, HOBBS NM |  | No | No | Unknown - Unlikely Lead | Don't Know |  |  |  | No | Other |  | Will Inspect meter box at a later date | Unknown - Unlikely Lead |  |  |  | No | Other |  | Will Inspect meter box at a later date | Unknown | Don't Know | Don't Know |  | Building | Unknown | Unknown | No |  |  | Unknown
12904 | 512 E SECO DR, HOBBS NM |  | No | No | Unknown - Unlikely Lead | Don't Know |  |  |  | No | Other |  | Will Inspect meter box at a later date | Unknown - Unlikely Lead |  |  |  | No | Other |  | Will Inspect meter box at a later date | Unknown | Don't Know | Don't Know |  | Building | Unknown | Unknown | No |  |  | Unknown
12155 | 509 W SAINT ANNE PL, HOBBS NM |  | No | No | Unknown - Unlikely Lead | Don't Know |  |  |  | No | Other |  | Will Inspect meter box at a later date | Unknown - Unlikely Lead |  |  |  | No | Other |  | Will Inspect meter box at a later date | Unknown | Don't Know | Don't Know |  | Building | Unknown | Unknown | No |  |  | Unknown
12846 | 405 E SKELLY ST, HOBBS NM |  | No | No | Unknown - Unlikely Lead | Don't Know |  |  |  | No | Other |  | Will Inspect meter box at a later date | Unknown - Unlikely Lead |  |  |  | No | Other |  | Will Inspect meter box at a later date | Unknown | Don't Know | Don't Know |  | Building | Unknown | Unknown | No |  |  | Unknown
13351 | 416 N TURNER ST, HOBBS NM |  | No | No | Unknown - Unlikely Lead | Don't Know |  |  |  | No | Other |  | Will Inspect meter box at a later date | Unknown - Unlikely Lead |  |  |  | No | Other |  | Will Inspect meter box at a later date | Unknown | Don't Know | Don't Know |  | Building | Unknown | Unknown | No |  |  | Unknown
11709 | 12-A STONECREST CT, HOBBS NM |  | No | No | Non-Lead - Plastic | No | 1982 | 3/4 | Field inspection only with no records | Yes | Visual inspection at the meter pit | 05/26/2024 00:00:00 |  | Non-Lead - Plastic |  | 3/4 | Installation date after lead ban | Yes | Visual inspection at the meter pit | 05/26/2024 00:00:00 | Will Inspect meter box at a later date | Non-Lead | Don't Know | Don't Know |  | Single Family Residence |  | Unknown | No |  |  | Non-Lead
12166 | 312-A E SAINT ANNE PL, HOBBS NM |  | No | No | Unknown - Unlikely Lead | Don't Know |  |  |  | No | Other |  | Will Inspect meter box at a later date | Unknown - Unlikely Lead |  |  |  | No | Other |  | Will Inspect meter box at a later date | Unknown | Don't Know | Don't Know |  | Building | Unknown | Unknown | No |  |  | Unknown
11732 | 7-A STONECREST CT, HOBBS NM |  | No | No | Non-Lead - Plastic | No | 1982 | 3/4 | Field inspection only with no records | Yes | Visual inspection at the meter pit | 05/26/2024 00:00:00 |  | Non-Lead - Plastic |  | 3/4 | Installation date after lead ban | Yes | Visual inspection at the meter pit | 05/26/2024 00:00:00 | Will Inspect meter box at a later date | Non-Lead | Don't Know | Don't Know |  | Single Family Residence |  | Unknown | No |  |  | Non-Lead
12794 | 1118 E SKELLY ST, HOBBS NM |  | No | No | Unknown - Unlikely Lead | Don't Know |  |  |  | No | Other |  | Will Inspect meter box at a later date | Unknown - Unlikely Lead |  |  |  | No | Other |  | Will Inspect meter box at a later date | Unknown | Don't Know | Don't Know |  | Building | Unknown | Unknown | No |  |  | Unknown
11636 | 1620 N SAN ANDRES DR, HOBBS NM |  | No | No | Unknown - Unlikely Lead | Don't Know |  |  |  | No | Other |  | Will Inspect meter box at a later date | Unknown - Unlikely Lead |  |  |  | No | Other |  | Will Inspect meter box at a later date | Unknown | Don't Know | Don't Know |  | Building | Unknown | Unknown | No |  |  | Unknown
12874 | 400 E STANOLIND RD, HOBBS NM |  | No | No | Unknown - Unlikely Lead | Don't Know |  |  |  | No | Other |  | Will Inspect meter box at a later date | Unknown - Unlikely Lead |  |  |  | No | Other |  | Will Inspect meter box at a later date | Unknown | Don't Know | Don't Know |  | Building | Unknown | Unknown | No |  |  | Unknown
1191 | 600 E BENDER BLVD, HOBBS NM |  | No | No | Unknown - Unlikely Lead | Don't Know |  |  |  | No | Other |  | Will Inspect meter box at a later date | Unknown - Unlikely Lead |  |  |  | No | Other |  | Will Inspect meter box at a later date | Unknown | Don't Know | Don't Know |  | Building | Unknown | Unknown | No |  |  | Unknown
12829 | 1015 E SKELLY ST, HOBBS NM |  | No | No | Unknown - Unlikely Lead | Don't Know |  |  |  | No | Other |  | Will Inspect meter box at a later date | Unknown - Unlikely Lead |  |  |  | No | Other |  | Will Inspect meter box at a later date | Unknown | Don't Know | Don't Know |  | Building | Unknown | Unknown | No |  |  | Unknown
11784 | 1626 N SAN MATEO ST, HOBBS NM |  | No | No | Unknown - Unlikely Lead | Don't Know |  |  |  | No | Other |  | Will Inspect meter box at a later date | Unknown - Unlikely Lead |  |  |  | No | Other |  | Will Inspect meter box at a later date | Unknown | Don't Know | Don't Know |  | Building | Unknown | Unknown | No |  |  | Unknown
1282 | 2020 W BENDER BLVD, HOBBS NM |  | No | No | Unknown - Unlikely Lead | Don't Know |  |  |  | No | Other |  | Will Inspect meter box at a later date | Unknown - Unlikely Lead |  |  |  | No | Other |  | Will Inspect meter box at a later date | Unknown | Don't Know | Don't Know |  | Building | Unknown | Unknown | No |  |  | Unknown
12895 | 302 E STANOLIND RD, HOBBS NM |  | No | No | Unknown - Unlikely Lead | Don't Know |  |  |  | No | Other |  | Will Inspect meter box at a later date | Unknown - Unlikely Lead |  |  |  | No | Other |  | Will Inspect meter box at a later date | Unknown | Don't Know | Don't Know |  | Building | Unknown | Unknown | No |  |  | Unknown
11697 | 18-D STONECREST CT, HOBBS NM |  | No | No | Non-Lead - Plastic | No | 1982 | 3/4 | Field inspection only with no records | Yes | Visual inspection at the meter pit | 05/26/2024 00:00:00 |  | Non-Lead - Plastic |  | 3/4 | Installation date after lead ban | Yes | Visual inspection at the meter pit | 05/26/2024 00:00:00 | Will Inspect meter box at a later date | Non-Lead | Don't Know | Don't Know |  | Single Family Residence |  | Unknown | No |  |  | Non-Lead
11984 | 957 W SUNRISE CIR, HOBBS NM |  | No | No | Unknown - Unlikely Lead | Don't Know |  |  |  | No | Other |  | Will Inspect meter box at a later date | Unknown - Unlikely Lead |  |  |  | No | Other |  | Will Inspect meter box at a later date | Unknown | Don't Know | Don't Know |  | Building | Unknown | Unknown | No |  |  | Unknown
13296 | 2034 E TANGLEWOOD AVE, HOBBS NM |  | No | No | Non-Lead - Plastic | Don't Know | 2019 | 1 | Field inspection only with no records | Yes | Visual inspection at the meter pit | 08/19/2024 00:00:00 |  | Non-Lead - Plastic | 2019 | 1 | Field inspection only with no records | Yes | Visual inspection at the meter pit | 08/19/2024 00:00:00 |  | Non-Lead | No | Don't Know |  | Single Family Residence |  | No | No |  |  | Non-Lead
12993 | 1018 W TAOS ST, HOBBS NM |  | No | No | Unknown - Unlikely Lead | Don't Know |  |  |  | No | Other |  | Will Inspect meter box at a later date | Unknown - Unlikely Lead |  |  |  | No | Other |  | Will Inspect meter box at a later date | Unknown | Don't Know | Don't Know |  | Building | Unknown | Unknown | No |  |  | Unknown
11739 | 14-A STONECREST CT, HOBBS NM |  | No | No | Non-Lead - Plastic | No | 1982 | 3/4 | Field inspection only with no records | Yes | Visual inspection at the meter pit | 05/26/2024 00:00:00 |  | Non-Lead - Plastic |  | 3/4 | Installation date after lead ban | Yes | Visual inspection at the meter pit | 05/26/2024 00:00:00 | Will Inspect meter box at a later date | Non-Lead | Don't Know | Don't Know |  | Single Family Residence |  | Unknown | No |  |  | Non-Lead
11665 | 1605 N SAN ANDRES DR, HOBBS NM |  | No | No | Unknown - Unlikely Lead | Don't Know |  |  |  | No | Other |  | Will Inspect meter box at a later date | Unknown - Unlikely Lead |  |  |  | No | Other |  | Will Inspect meter box at a later date | Unknown | Don't Know | Don't Know |  | Building | Unknown | Unknown | No |  |  | Unknown
12772 | 1601 E SKELLY ST, HOBBS NM |  | No | No | Unknown - Unlikely Lead | Don't Know |  |  |  | No | Other |  | Will Inspect meter box at a later date | Unknown - Unlikely Lead |  |  |  | No | Other |  | Will Inspect meter box at a later date | Unknown | Don't Know | Don't Know |  | Building | Unknown | Unknown | No |  |  | Unknown
13275 | 2221 N THOMAS DR, HOBBS NM |  | No | No | Unknown - Unlikely Lead | Don't Know |  |  |  | No | Other |  | Will Inspect meter box at a later date | Unknown - Unlikely Lead |  |  |  | No | Other |  | Will Inspect meter box at a later date | Unknown | Don't Know | Don't Know |  | Building | Unknown | Unknown | No |  |  | Unknown
1266 | 520 W BENDER BLVD, HOBBS NM |  | No | No | Unknown - Unlikely Lead | Don't Know |  |  |  | No | Other |  | Will Inspect meter box at a later date | Unknown - Unlikely Lead |  |  |  | No | Other |  | Will Inspect meter box at a later date | Unknown | Don't Know | Don't Know |  | Building | Unknown | Unknown | No |  |  | Unknown
13505 | 214 E TEXAS ST, HOBBS NM |  | No | No | Unknown - Unlikely Lead | Don't Know |  |  |  | No | Other |  | Will Inspect meter box at a later date | Unknown - Unlikely Lead |  |  |  | No | Other |  | Will Inspect meter box at a later date | Unknown | Don't Know | Don't Know |  | Building | Unknown | Unknown | No |  |  | Unknown
13459 | 320 S TURNER ST, HOBBS NM |  | No | No | Unknown - Unlikely Lead | Don't Know |  |  |  | No | Other |  | Will Inspect meter box at a later date | Unknown - Unlikely Lead |  |  |  | No | Other |  | Will Inspect meter box at a later date | Unknown | Don't Know | Don't Know |  | Building | Unknown | Unknown | No |  |  | Unknown
12741 | 303 W SKELLY ST, HOBBS NM |  | No | No | Unknown - Unlikely Lead | Don't Know |  |  |  | No | Other |  | Will Inspect meter box at a later date | Unknown - Unlikely Lead |  |  |  | No | Other |  | Will Inspect meter box at a later date | Unknown | Don't Know | Don't Know |  | Building | Unknown | Unknown | No |  |  | Unknown
12229 | 1202 N STEVEN DR, HOBBS NM |  | No | No | Unknown - Unlikely Lead | Don't Know |  |  |  | No | Other |  | Will Inspect meter box at a later date | Unknown - Unlikely Lead |  |  |  | No | Other |  | Will Inspect meter box at a later date | Unknown | Don't Know | Don't Know |  | Building | Unknown | Unknown | No |  |  | Unknown
13022 | 527 W TAOS ST, HOBBS NM |  | No | No | Unknown - Unlikely Lead | Don't Know |  |  |  | No | Other |  | Will Inspect meter box at a later date | Unknown - Unlikely Lead |  |  |  | No | Other |  | Will Inspect meter box at a later date | Unknown | Don't Know | Don't Know |  | Building | Unknown | Unknown | No |  |  | Unknown
11908 | 708 W SILVER AVE, HOBBS NM |  | No | No | Unknown - Unlikely Lead | Don't Know |  |  |  | No | Other |  | Will Inspect meter box at a later date | Unknown - Unlikely Lead |  |  |  | No | Other |  | Will Inspect meter box at a later date | Unknown | Don't Know | Don't Know |  | Building | Unknown | Unknown | No |  |  | Unknown
12841 | 401 E SKELLY ST, HOBBS NM |  | No | No | Unknown - Unlikely Lead | Don't Know |  |  |  | No | Other |  | Will Inspect meter box at a later date | Unknown - Unlikely Lead |  |  |  | No | Other |  | Will Inspect meter box at a later date | Unknown | Don't Know | Don't Know |  | Building | Unknown | Unknown | No |  |  | Unknown
12447 | 120 E SNYDER ST, HOBBS NM |  | No | No | Unknown - Unlikely Lead | Don't Know |  |  |  | No | Other |  | Will Inspect meter box at a later date | Unknown - Unlikely Lead |  |  |  | No | Other |  | Will Inspect meter box at a later date | Unknown | Don't Know | Don't Know |  | Building | Unknown | Unknown | No |  |  | Unknown
12437 | 500 E SNYDER ST, HOBBS NM |  | No | No | Unknown - Unlikely Lead | Don't Know |  |  |  | No | Other |  | Will Inspect meter box at a later date | Unknown - Unlikely Lead |  |  |  | No | Other |  | Will Inspect meter box at a later date | Unknown | Don't Know | Don't Know |  | Building | Unknown | Unknown | No |  |  | Unknown
12523 | 113 W SHIPP DR, HOBBS NM |  | No | No | Unknown - Unlikely Lead | Don't Know |  |  |  | No | Other |  | Will Inspect meter box at a later date | Unknown - Unlikely Lead |  |  |  | No | Other |  | Will Inspect meter box at a later date | Unknown | Don't Know | Don't Know |  | Building | Unknown | Unknown | No |  |  | Unknown
11870 | 819 W SILVER AVE, HOBBS NM |  | No | No | Unknown - Unlikely Lead | Don't Know |  |  |  | No | Other |  | Will Inspect meter box at a later date | Unknown - Unlikely Lead |  |  |  | No | Other |  | Will Inspect meter box at a later date | Unknown | Don't Know | Don't Know |  | Building | Unknown | Unknown | No |  |  | Unknown
12539 | 106 W SHIPP DR, HOBBS NM |  | No | No | Unknown - Unlikely Lead | Don't Know |  |  |  | No | Other |  | Will Inspect meter box at a later date | Unknown - Unlikely Lead |  |  |  | No | Other |  | Will Inspect meter box at a later date | Unknown | Don't Know | Don't Know |  | Building | Unknown | Unknown | No |  |  | Unknown
11840 | 108 W SILVER AVE, HOBBS NM |  | No | No | Unknown - Unlikely Lead | Don't Know |  |  |  | No | Other |  | Will Inspect meter box at a later date | Unknown - Unlikely Lead |  |  |  | No | Other |  | Will Inspect meter box at a later date | Unknown | Don't Know | Don't Know |  | Building | Unknown | Unknown | No |  |  | Unknown
12113 | 513 E SUNSET DR, HOBBS NM |  | No | No | Unknown - Unlikely Lead | Don't Know |  |  |  | No | Other |  | Will Inspect meter box at a later date | Unknown - Unlikely Lead |  |  |  | No | Other |  | Will Inspect meter box at a later date | Unknown | Don't Know | Don't Know |  | Building | Unknown | Unknown | No |  |  | Unknown
13594 | 819 N THORP ST, HOBBS NM |  | No | No | Non-Lead - Plastic | Don't Know |  | 1 | Field inspection only with no records | Yes | Visual inspection at the meter pit | 07/23/2024 00:00:00 |  | Galvanized | 1950 | 3/4 | Field inspection only with no records | Yes | Visual inspection at the meter pit | 07/23/2024 00:00:00 |  | Non-Lead | No | Don't Know |  | Single Family Residence |  | No | No |  |  | Non-Lead
11766 | 1308 N SAN MATEO ST, HOBBS NM |  | No | No | Unknown - Unlikely Lead | Don't Know |  |  |  | No | Other |  | Will Inspect meter box at a later date | Unknown - Unlikely Lead |  |  |  | No | Other |  | Will Inspect meter box at a later date | Unknown | Don't Know | Don't Know |  | Building | Unknown | Unknown | No |  |  | Unknown
1284 | 408 W BENDER BLVD, HOBBS NM |  | No | No | Unknown - Unlikely Lead | Don't Know |  |  |  | No | Other |  | Will Inspect meter box at a later date | Unknown - Unlikely Lead |  |  |  | No | Other |  | Will Inspect meter box at a later date | Unknown | Don't Know | Don't Know |  | Building | Unknown | Unknown | No |  |  | Unknown
1164 | 915 E BELL PL, HOBBS NM |  | No | No | Unknown - Unlikely Lead | Don't Know |  |  |  | No | Other |  | Will Inspect meter box at a later date | Unknown - Unlikely Lead |  |  |  | No | Other |  | Will Inspect meter box at a later date | Unknown | Don't Know | Don't Know |  | Building | Unknown | Unknown | No |  |  | Unknown
13383 | 605 N TURNER ST, HOBBS NM |  | No | No | Unknown - Unlikely Lead | Don't Know |  |  |  | No | Other |  | Will Inspect meter box at a later date | Unknown - Unlikely Lead |  |  |  | No | Other |  | Will Inspect meter box at a later date | Unknown | Don't Know | Don't Know |  | Building | Unknown | Unknown | No |  |  | Unknown
13474 | 523 S TURNER ST, HOBBS NM |  | No | No | Unknown - Unlikely Lead | Don't Know |  |  |  | No | Other |  | Will Inspect meter box at a later date | Unknown - Unlikely Lead |  |  |  | No | Other |  | Will Inspect meter box at a later date | Unknown | Don't Know | Don't Know |  | Building | Unknown | Unknown | No |  |  | Unknown
13183 | 205 E TEMPLE AVE, HOBBS NM |  | No | No | Unknown - Unlikely Lead | Don't Know |  |  |  | No | Other |  | Will Inspect meter box at a later date | Unknown - Unlikely Lead |  |  |  | No | Other |  | Will Inspect meter box at a later date | Unknown | Don't Know | Don't Know |  | Building | Unknown | Unknown | No |  |  | Unknown
12135 | 515 W SAINT ANNE PL, HOBBS NM |  | No | No | Unknown - Unlikely Lead | Don't Know |  |  |  | No | Other |  | Will Inspect meter box at a later date | Unknown - Unlikely Lead |  |  |  | No | Other |  | Will Inspect meter box at a later date | Unknown | Don't Know | Don't Know |  | Building | Unknown | Unknown | No |  |  | Unknown
13627 | 1106 N THORP ST, HOBBS NM |  | No | No | Unknown - Unlikely Lead | Don't Know |  |  |  | No | Other |  | Will Inspect meter box at a later date | Unknown - Unlikely Lead |  |  |  | No | Other |  | Will Inspect meter box at a later date | Unknown | Don't Know | Don't Know |  | Building | Unknown | Unknown | No |  |  | Unknown
1240 | 2518 W BENDER BLVD, HOBBS NM |  | No | No | Unknown - Unlikely Lead | Don't Know |  |  |  | No | Other |  | Will Inspect meter box at a later date | Unknown - Unlikely Lead |  |  |  | No | Other |  | Will Inspect meter box at a later date | Unknown | Don't Know | Don't Know |  | Building | Unknown | Unknown | No |  |  | Unknown
12456 | 301 N SHIPP ST, HOBBS NM |  | No | No | Unknown - Unlikely Lead | Don't Know |  |  |  | No | Other |  | Will Inspect meter box at a later date | Unknown - Unlikely Lead |  |  |  | No | Other |  | Will Inspect meter box at a later date | Unknown | Don't Know | Don't Know |  | Building | Unknown | Unknown | No |  |  | Unknown
12476 | 211-B N SHIPP, HOBBS NM |  | No | No | Unknown - Unlikely Lead | Don't Know |  |  |  | No | Other |  | Will Inspect meter box at a later date | Unknown - Unlikely Lead |  |  |  | No | Other |  | Will Inspect meter box at a later date | Unknown | Don't Know | Don't Know |  | Building | Unknown | Unknown | No |  |  | Unknown
12032 | 617 E SUNSET CIR, HOBBS NM |  | No | No | Unknown - Unlikely Lead | Don't Know |  |  |  | No | Other |  | Will Inspect meter box at a later date | Unknown - Unlikely Lead |  |  |  | No | Other |  | Will Inspect meter box at a later date | Unknown | Don't Know | Don't Know |  | Building | Unknown | Unknown | No |  |  | Unknown
11969 | 932 W SUNRISE CIR, HOBBS NM |  | No | No | Unknown - Unlikely Lead | Don't Know |  |  |  | No | Other |  | Will Inspect meter box at a later date | Unknown - Unlikely Lead |  |  |  | No | Other |  | Will Inspect meter box at a later date | Unknown | Don't Know | Don't Know |  | Building | Unknown | Unknown | No |  |  | Unknown
13308 | 1728 E TANGLEWOOD AVE, HOBBS NM |  | No | No | Non-Lead - Plastic | Don't Know | 2019 | 1 | Field inspection only with no records | Yes | Visual inspection at the meter pit | 08/19/2024 00:00:00 |  | Non-Lead - Plastic | 2019 | 1 | Field inspection only with no records | Yes | Visual inspection at the meter pit | 08/19/2024 00:00:00 |  | Non-Lead | No | Don't Know |  | Single Family Residence |  | No | No |  |  | Non-Lead
12666 | 2916 N Sabrita Circle, Hobbs, NM 88240 |  | No | No | Non-Lead - Plastic | No | 2023 | 1 | Installation date after lead ban | Yes | Visual inspection at the meter pit | 05/13/2024 00:00:00 |  | Non-Lead - Copper | 2023 | 1 | Installation date after lead ban | Yes | Visual inspection at the meter pit | 05/13/2024 00:00:00 |  | Non-Lead | No | No |  | Single Family Residence |  | No | No |  |  | Non-Lead | Tier 5 | 32.73258 | -103.122436
12030 | 510 E SUNSET CIR, HOBBS NM |  | No | No | Unknown - Unlikely Lead | Don't Know |  |  |  | No | Other |  | Will Inspect meter box at a later date | Unknown - Unlikely Lead |  |  |  | No | Other |  | Will Inspect meter box at a later date | Unknown | Don't Know | Don't Know |  | Building | Unknown | Unknown | No |  |  | Unknown
12312 | 2207 N STEVEN DR, HOBBS NM |  | No | No | Unknown - Unlikely Lead | Don't Know |  |  |  | No | Other |  | Will Inspect meter box at a later date | Unknown - Unlikely Lead |  |  |  | No | Other |  | Will Inspect meter box at a later date | Unknown | Don't Know | Don't Know |  | Building | Unknown | Unknown | No |  |  | Unknown
13363 | 1735 N TURNER ST, HOBBS NM |  | No | No | Unknown - Unlikely Lead | Don't Know |  |  |  | No | Other |  | Will Inspect meter box at a later date | Unknown - Unlikely Lead |  |  |  | No | Other |  | Will Inspect meter box at a later date | Unknown | Don't Know | Don't Know |  | Building | Unknown | Unknown | No |  |  | Unknown
12878 | 318 E STANOLIND RD, HOBBS NM |  | No | No | Unknown - Unlikely Lead | Don't Know |  |  |  | No | Other |  | Will Inspect meter box at a later date | Unknown - Unlikely Lead |  |  |  | No | Other |  | Will Inspect meter box at a later date | Unknown | Don't Know | Don't Know |  | Building | Unknown | Unknown | No |  |  | Unknown
12293 | 1209 N STEVEN DR, HOBBS NM |  | No | No | Unknown - Unlikely Lead | Don't Know |  |  |  | No | Other |  | Will Inspect meter box at a later date | Unknown - Unlikely Lead |  |  |  | No | Other |  | Will Inspect meter box at a later date | Unknown | Don't Know | Don't Know |  | Building | Unknown | Unknown | No |  |  | Unknown
13451 | 1400 S TURNER ST #104, HOBBS NM |  | No | No | Unknown - Unlikely Lead | Don't Know |  |  |  | No | Other |  | Will Inspect meter box at a later date | Unknown - Unlikely Lead |  |  |  | No | Other |  | Will Inspect meter box at a later date | Unknown | Don't Know | Don't Know |  | Building | Unknown | Unknown | No |  |  | Unknown
12580 | 1308 S SELMAN ST, HOBBS NM |  | No | No | Unknown - Unlikely Lead | Don't Know |  |  |  | No | Other |  | Will Inspect meter box at a later date | Unknown - Unlikely Lead |  |  |  | No | Other |  | Will Inspect meter box at a later date | Unknown | Don't Know | Don't Know |  | Building | Unknown | Unknown | No |  |  | Unknown
12069 | 317 SUNSET PL, HOBBS NM |  | No | No | Non-Lead - Plastic | Don't Know |  | 1 | Field inspection only with no records | Yes | Visual inspection at the meter pit | 08/13/2024 00:00:00 |  | Non-Lead - Plastic |  | 1 | Field inspection only with no records | Yes | Visual inspection at the meter pit | 08/13/2024 00:00:00 |  | Non-Lead | No | Don't Know |  | Single Family Residence |  | No | No |  |  | Non-Lead
11717 | 5-B STONECREST CT, HOBBS NM |  | No | No | Non-Lead - Plastic | No | 1982 | 3/4 | Field inspection only with no records | Yes | Visual inspection at the meter pit | 05/26/2024 00:00:00 |  | Non-Lead - Plastic |  | 3/4 | Installation date after lead ban | Yes | Visual inspection at the meter pit | 05/26/2024 00:00:00 | Will Inspect meter box at a later date | Non-Lead | Don't Know | Don't Know |  | Single Family Residence |  | Unknown | No |  |  | Non-Lead
13495 | 6101 N T-BIRD RD, HOBBS NM |  | No | No | Unknown - Unlikely Lead | Don't Know |  |  |  | No | Other |  | Will Inspect meter box at a later date | Unknown - Unlikely Lead |  |  |  | No | Other |  | Will Inspect meter box at a later date | Unknown | Don't Know | Don't Know |  | Building | Unknown | Unknown | No |  |  | Unknown
12024 | 2620 E SUNSET CIR, HOBBS NM |  | No | No | Unknown - Unlikely Lead | Don't Know |  |  |  | No | Other |  | Will Inspect meter box at a later date | Unknown - Unlikely Lead |  |  |  | No | Other |  | Will Inspect meter box at a later date | Unknown | Don't Know | Don't Know |  | Building | Unknown | Unknown | No |  |  | Unknown
11720 | 14-D STONECREST CT, HOBBS NM |  | No | No | Non-Lead - Plastic | No | 1982 | 3/4 | Field inspection only with no records | Yes | Visual inspection at the meter pit | 05/26/2024 00:00:00 |  | Non-Lead - Plastic |  | 3/4 | Installation date after lead ban | Yes | Visual inspection at the meter pit | 05/26/2024 00:00:00 | Will Inspect meter box at a later date | Non-Lead | Don't Know | Don't Know |  | Single Family Residence |  | Unknown | No |  |  | Non-Lead
12730 | 521 W SKELLY ST, HOBBS NM |  | No | No | Unknown - Unlikely Lead | Don't Know |  |  |  | No | Other |  | Will Inspect meter box at a later date | Unknown - Unlikely Lead |  |  |  | No | Other |  | Will Inspect meter box at a later date | Unknown | Don't Know | Don't Know |  | Building | Unknown | Unknown | No |  |  | Unknown
11893 | 522 W SILVER AVE, HOBBS NM |  | No | No | Unknown - Unlikely Lead | Don't Know |  |  |  | No | Other |  | Will Inspect meter box at a later date | Unknown - Unlikely Lead |  |  |  | No | Other |  | Will Inspect meter box at a later date | Unknown | Don't Know | Don't Know |  | Building | Unknown | Unknown | No |  |  | Unknown
11845 | 911 W SILVER AVE, HOBBS NM |  | No | No | Unknown - Unlikely Lead | Don't Know |  |  |  | No | Other |  | Will Inspect meter box at a later date | Unknown - Unlikely Lead |  |  |  | No | Other |  | Will Inspect meter box at a later date | Unknown | Don't Know | Don't Know |  | Building | Unknown | Unknown | No |  |  | Unknown
12835 | 1508 E SKELLY ST, HOBBS NM |  | No | No | Unknown - Unlikely Lead | Don't Know |  |  |  | No | Other |  | Will Inspect meter box at a later date | Unknown - Unlikely Lead |  |  |  | No | Other |  | Will Inspect meter box at a later date | Unknown | Don't Know | Don't Know |  | Building | Unknown | Unknown | No |  |  | Unknown
11998 | 610 E SUNSET CIR, HOBBS NM |  | No | No | Unknown - Unlikely Lead | Don't Know |  |  |  | No | Other |  | Will Inspect meter box at a later date | Unknown - Unlikely Lead |  |  |  | No | Other |  | Will Inspect meter box at a later date | Unknown | Don't Know | Don't Know |  | Building | Unknown | Unknown | No |  |  | Unknown
12507 | 400 W SHIPP DR, HOBBS NM |  | No | No | Unknown - Unlikely Lead | Don't Know |  |  |  | No | Other |  | Will Inspect meter box at a later date | Unknown - Unlikely Lead |  |  |  | No | Other |  | Will Inspect meter box at a later date | Unknown | Don't Know | Don't Know |  | Building | Unknown | Unknown | No |  |  | Unknown
127 | 2218 N ACOMA DR, HOBBS NM |  | No | No | Unknown - Unlikely Lead | Don't Know |  |  |  | No | Other |  | Will Inspect meter box at a later date | Unknown - Unlikely Lead |  |  |  | No | Other |  | Will Inspect meter box at a later date | Unknown | Don't Know | Don't Know |  | Building | Unknown | Unknown | No |  |  | Unknown
11752 | 1104 N SAN MATEO ST, HOBBS NM |  | No | No | Unknown - Unlikely Lead | Don't Know |  |  |  | No | Other |  | Will Inspect meter box at a later date | Unknown - Unlikely Lead |  |  |  | No | Other |  | Will Inspect meter box at a later date | Unknown | Don't Know | Don't Know |  | Building | Unknown | Unknown | No |  |  | Unknown
13387 | 700 N TURNER ST, HOBBS NM |  | No | No | Unknown - Unlikely Lead | Don't Know |  |  |  | No | Other |  | Will Inspect meter box at a later date | Unknown - Unlikely Lead |  |  |  | No | Other |  | Will Inspect meter box at a later date | Unknown | Don't Know | Don't Know |  | Building | Unknown | Unknown | No |  |  | Unknown
11892 | 610 W SILVER AVE, HOBBS NM |  | No | No | Unknown - Unlikely Lead | Don't Know |  |  |  | No | Other |  | Will Inspect meter box at a later date | Unknown - Unlikely Lead |  |  |  | No | Other |  | Will Inspect meter box at a later date | Unknown | Don't Know | Don't Know |  | Building | Unknown | Unknown | No |  |  | Unknown
13556 | 514 E TEXAS ST, HOBBS NM |  | No | No | Unknown - Unlikely Lead | Don't Know |  |  |  | No | Other |  | Will Inspect meter box at a later date | Unknown - Unlikely Lead |  |  |  | No | Other |  | Will Inspect meter box at a later date | Unknown | Don't Know | Don't Know |  | Building | Unknown | Unknown | No |  |  | Unknown
11634 | 1317 N SAN ANDRES DR, HOBBS NM |  | No | No | Unknown - Unlikely Lead | Don't Know |  |  |  | No | Other |  | Will Inspect meter box at a later date | Unknown - Unlikely Lead |  |  |  | No | Other |  | Will Inspect meter box at a later date | Unknown | Don't Know | Don't Know |  | Building | Unknown | Unknown | No |  |  | Unknown
12928 | 415 E SECO DR, HOBBS NM |  | No | No | Unknown - Unlikely Lead | Don't Know |  |  |  | No | Other |  | Will Inspect meter box at a later date | Unknown - Unlikely Lead |  |  |  | No | Other |  | Will Inspect meter box at a later date | Unknown | Don't Know | Don't Know |  | Building | Unknown | Unknown | No |  |  | Unknown
11820 | 1318 N SAN MATEO ST, HOBBS NM |  | No | No | Unknown - Unlikely Lead | Don't Know |  |  |  | No | Other |  | Will Inspect meter box at a later date | Unknown - Unlikely Lead |  |  |  | No | Other |  | Will Inspect meter box at a later date | Unknown | Don't Know | Don't Know |  | Building | Unknown | Unknown | No |  |  | Unknown
12949 | 630 W SOCKWELL ST, HOBBS NM |  | No | No | Unknown - Unlikely Lead | Don't Know |  |  |  | No | Other |  | Will Inspect meter box at a later date | Unknown - Unlikely Lead |  |  |  | No | Other |  | Will Inspect meter box at a later date | Unknown | Don't Know | Don't Know |  | Building | Unknown | Unknown | No |  |  | Unknown
13324 | 717 North Turner Street, Hobbs, NM 88240 |  | No | No | Non-Lead - Plastic |  |  | 3/4 | Field inspection only with no records | Yes | Visual inspection at the meter pit | 07/23/2024 00:00:00 |  | Galvanized |  | 3/4 | Field inspection only with no records | Yes | Visual inspection at the meter pit | 07/23/2024 00:00:00 |  | Non-Lead | No | Don't Know |  |  |  | No | No |  |  | Non-Lead | No Tier | 32.707748 | -103.136487
13394 | 2118 N TURNER ST, HOBBS NM |  | No | No | Unknown - Unlikely Lead | Don't Know |  |  |  | No | Other |  | Will Inspect meter box at a later date | Unknown - Unlikely Lead |  |  |  | No | Other |  | Will Inspect meter box at a later date | Unknown | Don't Know | Don't Know |  | Building | Unknown | Unknown | No |  |  | Unknown
12686 | 1221 S STARLING DR, HOBBS NM |  | No | No | Unknown - Unlikely Lead | Don't Know |  |  |  | No | Other |  | Will Inspect meter box at a later date | Unknown - Unlikely Lead |  |  |  | No | Other |  | Will Inspect meter box at a later date | Unknown | Don't Know | Don't Know |  | Building | Unknown | Unknown | No |  |  | Unknown
1340 | 212 N BURK ST, HOBBS NM |  | No | No | Unknown - Unlikely Lead | Don't Know |  |  |  | No | Other |  | Will Inspect meter box at a later date | Unknown - Unlikely Lead |  |  |  | No | Other |  | Will Inspect meter box at a later date | Unknown | Don't Know | Don't Know |  | Building | Unknown | Unknown | No |  |  | Unknown
12142 | 320 W SAINT ANNE PL, HOBBS NM |  | No | No | Unknown - Unlikely Lead | Don't Know |  |  |  | No | Other |  | Will Inspect meter box at a later date | Unknown - Unlikely Lead |  |  |  | No | Other |  | Will Inspect meter box at a later date | Unknown | Don't Know | Don't Know |  | Building | Unknown | Unknown | No |  |  | Unknown
11589 | 1416 W SCHARBAUER ST, HOBBS NM |  | No | No | Unknown - Unlikely Lead | Don't Know |  |  |  | No | Other |  | Will Inspect meter box at a later date | Unknown - Unlikely Lead |  |  |  | No | Other |  | Will Inspect meter box at a later date | Unknown | Don't Know | Don't Know |  | Building | Unknown | Unknown | No |  |  | Unknown
13368 | 1932 N TURNER ST, HOBBS NM |  | No | No | Unknown - Unlikely Lead | Don't Know |  |  |  | No | Other |  | Will Inspect meter box at a later date | Unknown - Unlikely Lead |  |  |  | No | Other |  | Will Inspect meter box at a later date | Unknown | Don't Know | Don't Know |  | Building | Unknown | Unknown | No |  |  | Unknown
13460 | 214 S TURNER ST, HOBBS NM |  | No | No | Unknown - Unlikely Lead | Don't Know |  |  |  | No | Other |  | Will Inspect meter box at a later date | Unknown - Unlikely Lead |  |  |  | No | Other |  | Will Inspect meter box at a later date | Unknown | Don't Know | Don't Know |  | Building | Unknown | Unknown | No |  |  | Unknown
1279 | 2230 W BENDER BLVD, HOBBS NM |  | No | No | Unknown - Unlikely Lead | Don't Know |  |  |  | No | Other |  | Will Inspect meter box at a later date | Unknown - Unlikely Lead |  |  |  | No | Other |  | Will Inspect meter box at a later date | Unknown | Don't Know | Don't Know |  | Building | Unknown | Unknown | No |  |  | Unknown
13429 | 901 N TURNER ST, HOBBS NM |  | No | No | Unknown - Unlikely Lead | Don't Know |  |  |  | No | Other |  | Will Inspect meter box at a later date | Unknown - Unlikely Lead |  |  |  | No | Other |  | Will Inspect meter box at a later date | Unknown | Don't Know | Don't Know |  | Building | Unknown | Unknown | No |  |  | Unknown
12898 | 725 E SECO DR, HOBBS NM |  | No | No | Unknown - Unlikely Lead | Don't Know |  |  |  | No | Other |  | Will Inspect meter box at a later date | Unknown - Unlikely Lead |  |  |  | No | Other |  | Will Inspect meter box at a later date | Unknown | Don't Know | Don't Know |  | Building | Unknown | Unknown | No |  |  | Unknown
1196 | 820 E BENDER BLVD, HOBBS NM |  | No | No | Unknown - Unlikely Lead | Don't Know |  |  |  | No | Other |  | Will Inspect meter box at a later date | Unknown - Unlikely Lead |  |  |  | No | Other |  | Will Inspect meter box at a later date | Unknown | Don't Know | Don't Know |  | Building | Unknown | Unknown | No |  |  | Unknown
12830 | 117 E SKELLY ST, HOBBS NM |  | No | No | Unknown - Unlikely Lead | Don't Know |  |  |  | No | Other |  | Will Inspect meter box at a later date | Unknown - Unlikely Lead |  |  |  | No | Other |  | Will Inspect meter box at a later date | Unknown | Don't Know | Don't Know |  | Building | Unknown | Unknown | No |  |  | Unknown
12329 | 410 W SNYDER ST, HOBBS NM |  | No | No | Unknown - Unlikely Lead | Don't Know |  |  |  | No | Other |  | Will Inspect meter box at a later date | Unknown - Unlikely Lead |  |  |  | No | Other |  | Will Inspect meter box at a later date | Unknown | Don't Know | Don't Know |  | Building | Unknown | Unknown | No |  |  | Unknown
13525 | 1410 E TEXAS ST, HOBBS NM |  | No | No | Unknown - Unlikely Lead | Don't Know |  |  |  | No | Other |  | Will Inspect meter box at a later date | Unknown - Unlikely Lead |  |  |  | No | Other |  | Will Inspect meter box at a later date | Unknown | Don't Know | Don't Know |  | Building | Unknown | Unknown | No |  |  | Unknown
12859 | 404 W STANOLIND RD, HOBBS NM |  | No | No | Unknown - Unlikely Lead | Don't Know |  |  |  | No | Other |  | Will Inspect meter box at a later date | Unknown - Unlikely Lead |  |  |  | No | Other |  | Will Inspect meter box at a later date | Unknown | Don't Know | Don't Know |  | Building | Unknown | Unknown | No |  |  | Unknown
13616 | 1102 N THORP ST, HOBBS NM |  | No | No | Unknown - Unlikely Lead | Don't Know |  |  |  | No | Other |  | Will Inspect meter box at a later date | Unknown - Unlikely Lead |  |  |  | No | Other |  | Will Inspect meter box at a later date | Unknown | Don't Know | Don't Know |  | Building | Unknown | Unknown | No |  |  | Unknown
13092 | 514 E TAOS ST, HOBBS NM |  | No | No | Unknown - Unlikely Lead | Don't Know |  |  |  | No | Other |  | Will Inspect meter box at a later date | Unknown - Unlikely Lead |  |  |  | No | Other |  | Will Inspect meter box at a later date | Unknown | Don't Know | Don't Know |  | Building | Unknown | Unknown | No |  |  | Unknown
11654 | 1327 N SAN ANDRES DR, HOBBS NM |  | No | No | Unknown - Unlikely Lead | Don't Know |  |  |  | No | Other |  | Will Inspect meter box at a later date | Unknown - Unlikely Lead |  |  |  | No | Other |  | Will Inspect meter box at a later date | Unknown | Don't Know | Don't Know |  | Building | Unknown | Unknown | No |  |  | Unknown
12832 | 306 E SKELLY ST, HOBBS NM |  | No | No | Unknown - Unlikely Lead | Don't Know |  |  |  | No | Other |  | Will Inspect meter box at a later date | Unknown - Unlikely Lead |  |  |  | No | Other |  | Will Inspect meter box at a later date | Unknown | Don't Know | Don't Know |  | Building | Unknown | Unknown | No |  |  | Unknown
12291 | 1926 N STEVEN DR, HOBBS NM |  | No | No | Unknown - Unlikely Lead | Don't Know |  |  |  | No | Other |  | Will Inspect meter box at a later date | Unknown - Unlikely Lead |  |  |  | No | Other |  | Will Inspect meter box at a later date | Unknown | Don't Know | Don't Know |  | Building | Unknown | Unknown | No |  |  | Unknown
1301 | 322 W BENDER BLVD, HOBBS NM |  | No | No | Unknown - Unlikely Lead | Don't Know |  |  |  | No | Other |  | Will Inspect meter box at a later date | Unknown - Unlikely Lead |  |  |  | No | Other |  | Will Inspect meter box at a later date | Unknown | Don't Know | Don't Know |  | Building | Unknown | Unknown | No |  |  | Unknown
1223 | 935 E BENDER BLVD, HOBBS NM |  | No | No | Unknown - Unlikely Lead | Don't Know |  |  |  | No | Other |  | Will Inspect meter box at a later date | Unknown - Unlikely Lead |  |  |  | No | Other |  | Will Inspect meter box at a later date | Unknown | Don't Know | Don't Know |  | Building | Unknown | Unknown | No |  |  | Unknown
12255 | 1813 N STEVEN DR, HOBBS NM |  | No | No | Unknown - Unlikely Lead | Don't Know |  |  |  | No | Other |  | Will Inspect meter box at a later date | Unknown - Unlikely Lead |  |  |  | No | Other |  | Will Inspect meter box at a later date | Unknown | Don't Know | Don't Know |  | Building | Unknown | Unknown | No |  |  | Unknown
12506 | 308 W SHIPP DR, HOBBS NM |  | No | No | Unknown - Unlikely Lead | Don't Know |  |  |  | No | Other |  | Will Inspect meter box at a later date | Unknown - Unlikely Lead |  |  |  | No | Other |  | Will Inspect meter box at a later date | Unknown | Don't Know | Don't Know |  | Building | Unknown | Unknown | No |  |  | Unknown
12840 | 1519 E SKELLY ST, HOBBS NM |  | No | No | Unknown - Unlikely Lead | Don't Know |  |  |  | No | Other |  | Will Inspect meter box at a later date | Unknown - Unlikely Lead |  |  |  | No | Other |  | Will Inspect meter box at a later date | Unknown | Don't Know | Don't Know |  | Building | Unknown | Unknown | No |  |  | Unknown
13619 | 1206 N THORP ST, HOBBS NM |  | No | No | Unknown - Unlikely Lead | Don't Know |  |  |  | No | Other |  | Will Inspect meter box at a later date | Unknown - Unlikely Lead |  |  |  | No | Other |  | Will Inspect meter box at a later date | Unknown | Don't Know | Don't Know |  | Building | Unknown | Unknown | No |  |  | Unknown
13432 | 1015 S TURNER ST, HOBBS NM |  | No | No | Unknown - Unlikely Lead | Don't Know |  |  |  | No | Other |  | Will Inspect meter box at a later date | Unknown - Unlikely Lead |  |  |  | No | Other |  | Will Inspect meter box at a later date | Unknown | Don't Know | Don't Know |  | Building | Unknown | Unknown | No |  |  | Unknown
13083 | 107 E TAOS ST, HOBBS NM |  | No | No | Unknown - Unlikely Lead | Don't Know |  |  |  | No | Other |  | Will Inspect meter box at a later date | Unknown - Unlikely Lead |  |  |  | No | Other |  | Will Inspect meter box at a later date | Unknown | Don't Know | Don't Know |  | Building | Unknown | Unknown | No |  |  | Unknown
12098 | 518 E SUNSET DR, HOBBS NM |  | No | No | Unknown - Unlikely Lead | Don't Know |  |  |  | No | Other |  | Will Inspect meter box at a later date | Unknown - Unlikely Lead |  |  |  | No | Other |  | Will Inspect meter box at a later date | Unknown | Don't Know | Don't Know |  | Building | Unknown | Unknown | No |  |  | Unknown
11799 | 1214 N SAN MATEO ST, HOBBS NM |  | No | No | Unknown - Unlikely Lead | Don't Know |  |  |  | No | Other |  | Will Inspect meter box at a later date | Unknown - Unlikely Lead |  |  |  | No | Other |  | Will Inspect meter box at a later date | Unknown | Don't Know | Don't Know |  | Building | Unknown | Unknown | No |  |  | Unknown
12869 | 600 E STANOLIND RD, HOBBS NM |  | No | No | Unknown - Unlikely Lead | Don't Know |  |  |  | No | Other |  | Will Inspect meter box at a later date | Unknown - Unlikely Lead |  |  |  | No | Other |  | Will Inspect meter box at a later date | Unknown | Don't Know | Don't Know |  | Building | Unknown | Unknown | No |  |  | Unknown
12758 | 504 E SKELLY ST, HOBBS NM |  | No | No | Unknown - Unlikely Lead | Don't Know |  |  |  | No | Other |  | Will Inspect meter box at a later date | Unknown - Unlikely Lead |  |  |  | No | Other |  | Will Inspect meter box at a later date | Unknown | Don't Know | Don't Know |  | Building | Unknown | Unknown | No |  |  | Unknown
11687 | 1228 N SAN ANDRES DR, HOBBS NM |  | No | No | Unknown - Unlikely Lead | Don't Know |  |  |  | No | Other |  | Will Inspect meter box at a later date | Unknown - Unlikely Lead |  |  |  | No | Other |  | Will Inspect meter box at a later date | Unknown | Don't Know | Don't Know |  | Building | Unknown | Unknown | No |  |  | Unknown
11776 | 1226 N SAN MATEO ST, HOBBS NM |  | No | No | Unknown - Unlikely Lead | Don't Know |  |  |  | No | Other |  | Will Inspect meter box at a later date | Unknown - Unlikely Lead |  |  |  | No | Other |  | Will Inspect meter box at a later date | Unknown | Don't Know | Don't Know |  | Building | Unknown | Unknown | No |  |  | Unknown
12111 | 704 E SUNSET DR, HOBBS NM |  | No | No | Unknown - Unlikely Lead | Don't Know |  |  |  | No | Other |  | Will Inspect meter box at a later date | Unknown - Unlikely Lead |  |  |  | No | Other |  | Will Inspect meter box at a later date | Unknown | Don't Know | Don't Know |  | Building | Unknown | Unknown | No |  |  | Unknown
1308 | 3307 BELMONT PL, HOBBS NM |  | No | No | Unknown - Unlikely Lead | Don't Know |  |  |  | No | Other |  | Will Inspect meter box at a later date | Unknown - Unlikely Lead |  |  |  | No | Other |  | Will Inspect meter box at a later date | Unknown | Don't Know | Don't Know |  | Building | Unknown | Unknown | No |  |  | Unknown
13038 | 107 W TAOS ST TRLR 12, HOBBS NM |  | No | No | Unknown - Unlikely Lead | Don't Know |  |  |  | No | Other |  | Will Inspect meter box at a later date | Unknown - Unlikely Lead |  |  |  | No | Other |  | Will Inspect meter box at a later date | Unknown | Don't Know | Don't Know |  | Building | Unknown | Unknown | No |  |  | Unknown
12533 | 104 W SHIPP DR, HOBBS NM |  | No | No | Unknown - Unlikely Lead | Don't Know |  |  |  | No | Other |  | Will Inspect meter box at a later date | Unknown - Unlikely Lead |  |  |  | No | Other |  | Will Inspect meter box at a later date | Unknown | Don't Know | Don't Know |  | Building | Unknown | Unknown | No |  |  | Unknown
11741 | 4-B STONECREST CT, HOBBS NM |  | No | No | Non-Lead - Plastic | No | 1982 | 3/4 | Field inspection only with no records | Yes | Visual inspection at the meter pit | 05/26/2024 00:00:00 |  | Non-Lead - Plastic |  | 3/4 | Installation date after lead ban | Yes | Visual inspection at the meter pit | 05/26/2024 00:00:00 | Will Inspect meter box at a later date | Non-Lead | Don't Know | Don't Know |  | Single Family Residence |  | Unknown | No |  |  | Non-Lead
11684 | 1302 N SAN ANDRES DR, HOBBS NM |  | No | No | Unknown - Unlikely Lead | Don't Know |  |  |  | No | Other |  | Will Inspect meter box at a later date | Unknown - Unlikely Lead |  |  |  | No | Other |  | Will Inspect meter box at a later date | Unknown | Don't Know | Don't Know |  | Building | Unknown | Unknown | No |  |  | Unknown
13339 | 819 N TURNER ST, HOBBS NM |  | No | No | Unknown - Unlikely Lead | Don't Know |  |  |  | No | Other |  | Will Inspect meter box at a later date | Unknown - Unlikely Lead |  |  |  | No | Other |  | Will Inspect meter box at a later date | Unknown | Don't Know | Don't Know |  | Building | Unknown | Unknown | No |  |  | Unknown
13319 | 418 N TURNER ST, HOBBS NM |  | No | No | Unknown - Unlikely Lead | Don't Know |  |  |  | No | Other |  | Will Inspect meter box at a later date | Unknown - Unlikely Lead |  |  |  | No | Other |  | Will Inspect meter box at a later date | Unknown | Don't Know | Don't Know |  | Building | Unknown | Unknown | No |  |  | Unknown
13051 | 1329 W TAOS ST, HOBBS NM |  | No | No | Unknown - Unlikely Lead | Don't Know |  |  |  | No | Other |  | Will Inspect meter box at a later date | Unknown - Unlikely Lead |  |  |  | No | Other |  | Will Inspect meter box at a later date | Unknown | Don't Know | Don't Know |  | Building | Unknown | Unknown | No |  |  | Unknown
12598 | 717 S SELMAN ST, HOBBS NM |  | No | No | Unknown - Unlikely Lead | Don't Know |  |  |  | No | Other |  | Will Inspect meter box at a later date | Unknown - Unlikely Lead |  |  |  | No | Other |  | Will Inspect meter box at a later date | Unknown | Don't Know | Don't Know |  | Building | Unknown | Unknown | No |  |  | Unknown
12220 | 1536 N STEVEN DR, HOBBS NM |  | No | No | Unknown - Unlikely Lead | Don't Know |  |  |  | No | Other |  | Will Inspect meter box at a later date | Unknown - Unlikely Lead |  |  |  | No | Other |  | Will Inspect meter box at a later date | Unknown | Don't Know | Don't Know |  | Building | Unknown | Unknown | No |  |  | Unknown
12624 | 2513 N SELMAN ST, HOBBS NM |  | No | No | Unknown - Unlikely Lead | Don't Know |  |  |  | No | Other |  | Will Inspect meter box at a later date | Unknown - Unlikely Lead |  |  |  | No | Other |  | Will Inspect meter box at a later date | Unknown | Don't Know | Don't Know |  | Building | Unknown | Unknown | No |  |  | Unknown
13411 | 1781 N TURNER ST, HOBBS NM |  | No | No | Unknown - Unlikely Lead | Don't Know |  |  |  | No | Other |  | Will Inspect meter box at a later date | Unknown - Unlikely Lead |  |  |  | No | Other |  | Will Inspect meter box at a later date | Unknown | Don't Know | Don't Know |  | Building | Unknown | Unknown | No |  |  | Unknown
13344 | 315 N TURNER ST, HOBBS NM |  | No | No | Unknown - Unlikely Lead | Don't Know |  |  |  | No | Other |  | Will Inspect meter box at a later date | Unknown - Unlikely Lead |  |  |  | No | Other |  | Will Inspect meter box at a later date | Unknown | Don't Know | Don't Know |  | Building | Unknown | Unknown | No |  |  | Unknown
11833 | 115 W SILVER AVE, HOBBS NM |  | No | No | Unknown - Unlikely Lead | Don't Know |  |  |  | No | Other |  | Will Inspect meter box at a later date | Unknown - Unlikely Lead |  |  |  | No | Other |  | Will Inspect meter box at a later date | Unknown | Don't Know | Don't Know |  | Building | Unknown | Unknown | No |  |  | Unknown
12544 | 512 S SELMAN ST #1, HOBBS NM |  | No | No | Unknown - Unlikely Lead | Don't Know |  |  |  | No | Other |  | Will Inspect meter box at a later date | Unknown - Unlikely Lead |  |  |  | No | Other |  | Will Inspect meter box at a later date | Unknown | Don't Know | Don't Know |  | Building | Unknown | Unknown | No |  |  | Unknown
13115 | 420 E TAOS ST, HOBBS NM |  | No | No | Unknown - Unlikely Lead | Don't Know |  |  |  | No | Other |  | Will Inspect meter box at a later date | Unknown - Unlikely Lead |  |  |  | No | Other |  | Will Inspect meter box at a later date | Unknown | Don't Know | Don't Know |  | Building | Unknown | Unknown | No |  |  | Unknown
13599 | 315 N THORP ST, HOBBS NM |  | No | No | Unknown - Unlikely Lead | Don't Know |  |  |  | No | Other |  | Will Inspect meter box at a later date | Unknown - Unlikely Lead |  |  |  | No | Other |  | Will Inspect meter box at a later date | Unknown | Don't Know | Don't Know |  | Building | Unknown | Unknown | No |  |  | Unknown
12065 | 335 SUNSET PL, HOBBS NM |  | No | No | Non-Lead - Plastic | Don't Know |  | 1 | Field inspection only with no records | Yes | Visual inspection at the meter pit | 08/13/2024 00:00:00 |  | Non-Lead - Plastic |  | 1 | Field inspection only with no records | Yes | Visual inspection at the meter pit | 08/13/2024 00:00:00 |  | Non-Lead | No | Don't Know |  | Single Family Residence |  | No | No |  |  | Non-Lead
13370 | 2022 N TURNER ST, HOBBS NM |  | No | No | Unknown - Unlikely Lead | Don't Know |  |  |  | No | Other |  | Will Inspect meter box at a later date | Unknown - Unlikely Lead |  |  |  | No | Other |  | Will Inspect meter box at a later date | Unknown | Don't Know | Don't Know |  | Building | Unknown | Unknown | No |  |  | Unknown
12064 | 331 SUNSET PL, HOBBS NM |  | No | No | Non-Lead - Plastic | Don't Know |  | 1 | Field inspection only with no records | Yes | Visual inspection at the meter pit | 08/13/2024 00:00:00 |  | Non-Lead - Plastic |  | 1 | Field inspection only with no records | Yes | Visual inspection at the meter pit | 08/13/2024 00:00:00 |  | Non-Lead | No | Don't Know |  | Single Family Residence |  | No | No |  |  | Non-Lead
12425 | 1209 E SNYDER ST, HOBBS NM |  | No | No | Unknown - Unlikely Lead | Don't Know |  |  |  | No | Other |  | Will Inspect meter box at a later date | Unknown - Unlikely Lead |  |  |  | No | Other |  | Will Inspect meter box at a later date | Unknown | Don't Know | Don't Know |  | Building | Unknown | Unknown | No |  |  | Unknown
1343 | 534 N BURK ST, HOBBS NM |  | No | No | Unknown - Unlikely Lead | Don't Know |  |  |  | No | Other |  | Will Inspect meter box at a later date | Unknown - Unlikely Lead |  |  |  | No | Other |  | Will Inspect meter box at a later date | Unknown | Don't Know | Don't Know |  | Building | Unknown | Unknown | No |  |  | Unknown
12961 | 2100 E SETTLERS PASS BLDG 13, HOBBS NM |  | No | No | Non-Lead - Plastic | No | 2015 | 8 | Field inspection only with no records | Yes | Visual inspection at the meter pit | 05/26/2024 00:00:00 |  | Non-Lead - Plastic | 2015 | 4 | Installation date after lead ban | No | Visual inspection at the meter pit | 05/26/2024 00:00:00 |  | Non-Lead | No | No |  | Multiple Family Residence |  | No | No |  |  | Non-Lead
12496 | 100 SHIPP DR, HOBBS NM |  | No | No | Unknown - Unlikely Lead | Don't Know |  |  |  | No | Other |  | Will Inspect meter box at a later date | Unknown - Unlikely Lead |  |  |  | No | Other |  | Will Inspect meter box at a later date | Unknown | Don't Know | Don't Know |  | Building | Unknown | Unknown | No |  |  | Unknown
12009 | 2602 SUNSET CIR, HOBBS NM |  | No | No | Unknown - Unlikely Lead | Don't Know |  |  |  | No | Other |  | Will Inspect meter box at a later date | Unknown - Unlikely Lead |  |  |  | No | Other |  | Will Inspect meter box at a later date | Unknown | Don't Know | Don't Know |  | Building | Unknown | Unknown | No |  |  | Unknown
12819 | 1006 E SKELLY ST, HOBBS NM |  | No | No | Unknown - Unlikely Lead | Don't Know |  |  |  | No | Other |  | Will Inspect meter box at a later date | Unknown - Unlikely Lead |  |  |  | No | Other |  | Will Inspect meter box at a later date | Unknown | Don't Know | Don't Know |  | Building | Unknown | Unknown | No |  |  | Unknown
13282 | 1717 E TANGLEWOOD AVE, HOBBS NM |  | No | No | Non-Lead - Plastic | Don't Know | 2019 | 1 | Field inspection only with no records | Yes | Visual inspection at the meter pit | 08/19/2024 00:00:00 |  | Non-Lead - Plastic | 2019 | 1 | Field inspection only with no records | Yes | Visual inspection at the meter pit | 08/19/2024 00:00:00 |  | Non-Lead | No | Don't Know |  | Single Family Residence |  | No | No |  |  | Non-Lead
11690 | 1233 N SAN ANDRES DR, HOBBS NM |  | No | No | Unknown - Unlikely Lead | Don't Know |  |  |  | No | Other |  | Will Inspect meter box at a later date | Unknown - Unlikely Lead |  |  |  | No | Other |  | Will Inspect meter box at a later date | Unknown | Don't Know | Don't Know |  | Building | Unknown | Unknown | No |  |  | Unknown
12735 | 113 W SKELLY ST, HOBBS NM |  | No | No | Unknown - Unlikely Lead | Don't Know |  |  |  | No | Other |  | Will Inspect meter box at a later date | Unknown - Unlikely Lead |  |  |  | No | Other |  | Will Inspect meter box at a later date | Unknown | Don't Know | Don't Know |  | Building | Unknown | Unknown | No |  |  | Unknown
12410 | 1625 E SNYDER ST, HOBBS NM |  | No | No | Unknown - Unlikely Lead | Don't Know |  |  |  | No | Other |  | Will Inspect meter box at a later date | Unknown - Unlikely Lead |  |  |  | No | Other |  | Will Inspect meter box at a later date | Unknown | Don't Know | Don't Know |  | Building | Unknown | Unknown | No |  |  | Unknown
13076 | 223 W TAOS ST, HOBBS NM |  | No | No | Unknown - Unlikely Lead | Don't Know |  |  |  | No | Other |  | Will Inspect meter box at a later date | Unknown - Unlikely Lead |  |  |  | No | Other |  | Will Inspect meter box at a later date | Unknown | Don't Know | Don't Know |  | Building | Unknown | Unknown | No |  |  | Unknown
12235 | 1218 N STEVEN DR, HOBBS NM |  | No | No | Unknown - Unlikely Lead | Don't Know |  |  |  | No | Other |  | Will Inspect meter box at a later date | Unknown - Unlikely Lead |  |  |  | No | Other |  | Will Inspect meter box at a later date | Unknown | Don't Know | Don't Know |  | Building | Unknown | Unknown | No |  |  | Unknown
12279 | 1806 N STEVEN DR, HOBBS NM |  | No | No | Unknown - Unlikely Lead | Don't Know |  |  |  | No | Other |  | Will Inspect meter box at a later date | Unknown - Unlikely Lead |  |  |  | No | Other |  | Will Inspect meter box at a later date | Unknown | Don't Know | Don't Know |  | Building | Unknown | Unknown | No |  |  | Unknown
12744 | 308 W SKELLY ST, HOBBS NM |  | No | No | Unknown - Unlikely Lead | Don't Know |  |  |  | No | Other |  | Will Inspect meter box at a later date | Unknown - Unlikely Lead |  |  |  | No | Other |  | Will Inspect meter box at a later date | Unknown | Don't Know | Don't Know |  | Building | Unknown | Unknown | No |  |  | Unknown
12084 | 202 E SUNSET DR, HOBBS NM |  | No | No | Unknown - Unlikely Lead | Don't Know |  |  |  | No | Other |  | Will Inspect meter box at a later date | Unknown - Unlikely Lead |  |  |  | No | Other |  | Will Inspect meter box at a later date | Unknown | Don't Know | Don't Know |  | Building | Unknown | Unknown | No |  |  | Unknown
12393 | 1905 E SNYDER ST, HOBBS NM |  | No | No | Unknown - Unlikely Lead | Don't Know |  |  |  | No | Other |  | Will Inspect meter box at a later date | Unknown - Unlikely Lead |  |  |  | No | Other |  | Will Inspect meter box at a later date | Unknown | Don't Know | Don't Know |  | Building | Unknown | Unknown | No |  |  | Unknown
13043 | 1203 W TAOS ST, HOBBS NM |  | No | No | Unknown - Unlikely Lead | Don't Know |  |  |  | No | Other |  | Will Inspect meter box at a later date | Unknown - Unlikely Lead |  |  |  | No | Other |  | Will Inspect meter box at a later date | Unknown | Don't Know | Don't Know |  | Building | Unknown | Unknown | No |  |  | Unknown
12062 | 327 E SUNSET PL, HOBBS NM |  | No | No | Non-Lead - Plastic | Don't Know |  | 1 | Field inspection only with no records | Yes | Visual inspection at the meter pit | 08/13/2024 00:00:00 |  | Non-Lead - Plastic |  | 1 | Field inspection only with no records | Yes | Visual inspection at the meter pit | 08/13/2024 00:00:00 |  | Non-Lead | No | Don't Know |  | Single Family Residence |  | No | No |  |  | Non-Lead
12976 | 506 W TAOS ST, HOBBS NM |  | No | No | Unknown - Unlikely Lead | Don't Know |  |  |  | No | Other |  | Will Inspect meter box at a later date | Unknown - Unlikely Lead |  |  |  | No | Other |  | Will Inspect meter box at a later date | Unknown | Don't Know | Don't Know |  | Building | Unknown | Unknown | No |  |  | Unknown
11648 | 1110 N SAN ANDRES DR, HOBBS NM |  | No | No | Unknown - Unlikely Lead | Don't Know |  |  |  | No | Other |  | Will Inspect meter box at a later date | Unknown - Unlikely Lead |  |  |  | No | Other |  | Will Inspect meter box at a later date | Unknown | Don't Know | Don't Know |  | Building | Unknown | Unknown | No |  |  | Unknown
11886 | 225 W SILVER AVE, HOBBS NM |  | No | No | Unknown - Unlikely Lead | Don't Know |  |  |  | No | Other |  | Will Inspect meter box at a later date | Unknown - Unlikely Lead |  |  |  | No | Other |  | Will Inspect meter box at a later date | Unknown | Don't Know | Don't Know |  | Building | Unknown | Unknown | No |  |  | Unknown
13634 | 1201 N THORP ST, HOBBS NM |  | No | No | Unknown - Unlikely Lead | Don't Know |  |  |  | No | Other |  | Will Inspect meter box at a later date | Unknown - Unlikely Lead |  |  |  | No | Other |  | Will Inspect meter box at a later date | Unknown | Don't Know | Don't Know |  | Building | Unknown | Unknown | No |  |  | Unknown
13200 | 203 E TEMPLE AVE, HOBBS NM |  | No | No | Unknown - Unlikely Lead | Don't Know |  |  |  | No | Other |  | Will Inspect meter box at a later date | Unknown - Unlikely Lead |  |  |  | No | Other |  | Will Inspect meter box at a later date | Unknown | Don't Know | Don't Know |  | Building | Unknown | Unknown | No |  |  | Unknown
13228 | 400 W TEMPLE AVE, HOBBS NM |  | No | No | Unknown - Unlikely Lead | Don't Know |  |  |  | No | Other |  | Will Inspect meter box at a later date | Unknown - Unlikely Lead |  |  |  | No | Other |  | Will Inspect meter box at a later date | Unknown | Don't Know | Don't Know |  | Building | Unknown | Unknown | No |  |  | Unknown
13655 | 1814 S THORP ST, HOBBS NM |  | No | No | Unknown - Unlikely Lead | Don't Know |  |  |  | No | Other |  | Will Inspect meter box at a later date | Unknown - Unlikely Lead |  |  |  | No | Other |  | Will Inspect meter box at a later date | Unknown | Don't Know | Don't Know |  | Building | Unknown | Unknown | No |  |  | Unknown
12351 | 1821 E SNYDER ST, HOBBS NM |  | No | No | Unknown - Unlikely Lead | Don't Know |  |  |  | No | Other |  | Will Inspect meter box at a later date | Unknown - Unlikely Lead |  |  |  | No | Other |  | Will Inspect meter box at a later date | Unknown | Don't Know | Don't Know |  | Building | Unknown | Unknown | No |  |  | Unknown
13405 | 501 N TURNER ST, HOBBS NM |  | No | No | Unknown - Unlikely Lead | Don't Know |  |  |  | No | Other |  | Will Inspect meter box at a later date | Unknown - Unlikely Lead |  |  |  | No | Other |  | Will Inspect meter box at a later date | Unknown | Don't Know | Don't Know |  | Building | Unknown | Unknown | No |  |  | Unknown
12692 | 1214 S STARLING DR, HOBBS NM |  | No | No | Unknown - Unlikely Lead | Don't Know |  |  |  | No | Other |  | Will Inspect meter box at a later date | Unknown - Unlikely Lead |  |  |  | No | Other |  | Will Inspect meter box at a later date | Unknown | Don't Know | Don't Know |  | Building | Unknown | Unknown | No |  |  | Unknown
13487 | 700 S TURNER ST, HOBBS NM |  | No | No | Unknown - Unlikely Lead | Don't Know |  |  |  | No | Other |  | Will Inspect meter box at a later date | Unknown - Unlikely Lead |  |  |  | No | Other |  | Will Inspect meter box at a later date | Unknown | Don't Know | Don't Know |  | Building | Unknown | Unknown | No |  |  | Unknown
12825 | 1200 E SKELLY ST, HOBBS NM |  | No | No | Unknown - Unlikely Lead | Don't Know |  |  |  | No | Other |  | Will Inspect meter box at a later date | Unknown - Unlikely Lead |  |  |  | No | Other |  | Will Inspect meter box at a later date | Unknown | Don't Know | Don't Know |  | Building | Unknown | Unknown | No |  |  | Unknown
11611 | 1111 W SCHARBAUER ST, HOBBS NM |  | No | No | Unknown - Unlikely Lead | Don't Know |  |  |  | No | Other |  | Will Inspect meter box at a later date | Unknown - Unlikely Lead |  |  |  | No | Other |  | Will Inspect meter box at a later date | Unknown | Don't Know | Don't Know |  | Building | Unknown | Unknown | No |  |  | Unknown
13091 | 427 E TAOS ST, HOBBS NM |  | No | No | Unknown - Unlikely Lead | Don't Know |  |  |  | No | Other |  | Will Inspect meter box at a later date | Unknown - Unlikely Lead |  |  |  | No | Other |  | Will Inspect meter box at a later date | Unknown | Don't Know | Don't Know |  | Building | Unknown | Unknown | No |  |  | Unknown
13071 | 1313 W TAOS ST, HOBBS NM |  | No | No | Unknown - Unlikely Lead | Don't Know |  |  |  | No | Other |  | Will Inspect meter box at a later date | Unknown - Unlikely Lead |  |  |  | No | Other |  | Will Inspect meter box at a later date | Unknown | Don't Know | Don't Know |  | Building | Unknown | Unknown | No |  |  | Unknown
12458 | 706 N SHIPP ST, HOBBS NM |  | No | No | Unknown - Unlikely Lead | Don't Know |  |  |  | No | Other |  | Will Inspect meter box at a later date | Unknown - Unlikely Lead |  |  |  | No | Other |  | Will Inspect meter box at a later date | Unknown | Don't Know | Don't Know |  | Building | Unknown | Unknown | No |  |  | Unknown
11582 | 507 W SCHARBAUER ST, HOBBS NM |  | No | No | Unknown - Unlikely Lead | Don't Know |  |  |  | No | Other |  | Will Inspect meter box at a later date | Unknown - Unlikely Lead |  |  |  | No | Other |  | Will Inspect meter box at a later date | Unknown | Don't Know | Don't Know |  | Building | Unknown | Unknown | No |  |  | Unknown
12485 | 908 S SHIPP ST, HOBBS NM |  | No | No | Unknown - Unlikely Lead | Don't Know |  |  |  | No | Other |  | Will Inspect meter box at a later date | Unknown - Unlikely Lead |  |  |  | No | Other |  | Will Inspect meter box at a later date | Unknown | Don't Know | Don't Know |  | Building | Unknown | Unknown | No |  |  | Unknown
12204 | 1123 N STEVEN DR, HOBBS NM |  | No | No | Unknown - Unlikely Lead | Don't Know |  |  |  | No | Other |  | Will Inspect meter box at a later date | Unknown - Unlikely Lead |  |  |  | No | Other |  | Will Inspect meter box at a later date | Unknown | Don't Know | Don't Know |  | Building | Unknown | Unknown | No |  |  | Unknown
12139 | 225 W SAINT ANNE PL, HOBBS NM |  | No | No | Unknown - Unlikely Lead | Don't Know |  |  |  | No | Other |  | Will Inspect meter box at a later date | Unknown - Unlikely Lead |  |  |  | No | Other |  | Will Inspect meter box at a later date | Unknown | Don't Know | Don't Know |  | Building | Unknown | Unknown | No |  |  | Unknown
12498 | 114 W SHIPP DR, HOBBS NM |  | No | No | Unknown - Unlikely Lead | Don't Know |  |  |  | No | Other |  | Will Inspect meter box at a later date | Unknown - Unlikely Lead |  |  |  | No | Other |  | Will Inspect meter box at a later date | Unknown | Don't Know | Don't Know |  | Building | Unknown | Unknown | No |  |  | Unknown
13143 | 1320 N TASKER DR, HOBBS NM |  | No | No | Unknown - Unlikely Lead | Don't Know |  |  |  | No | Other |  | Will Inspect meter box at a later date | Unknown - Unlikely Lead |  |  |  | No | Other |  | Will Inspect meter box at a later date | Unknown | Don't Know | Don't Know |  | Building | Unknown | Unknown | No |  |  | Unknown
11890 | 213 W SILVER AVE, HOBBS NM |  | No | No | Unknown - Unlikely Lead | Don't Know |  |  |  | No | Other |  | Will Inspect meter box at a later date | Unknown - Unlikely Lead |  |  |  | No | Other |  | Will Inspect meter box at a later date | Unknown | Don't Know | Don't Know |  | Building | Unknown | Unknown | No |  |  | Unknown
12033 | 609 E SUNSET CIR, HOBBS NM |  | No | No | Unknown - Unlikely Lead | Don't Know |  |  |  | No | Other |  | Will Inspect meter box at a later date | Unknown - Unlikely Lead |  |  |  | No | Other |  | Will Inspect meter box at a later date | Unknown | Don't Know | Don't Know |  | Building | Unknown | Unknown | No |  |  | Unknown
13475 | 405 S TURNER ST, HOBBS NM |  | No | No | Unknown - Unlikely Lead | Don't Know |  |  |  | No | Other |  | Will Inspect meter box at a later date | Unknown - Unlikely Lead |  |  |  | No | Other |  | Will Inspect meter box at a later date | Unknown | Don't Know | Don't Know |  | Building | Unknown | Unknown | No |  |  | Unknown
11928 | 2408 SILVER CIR, HOBBS NM |  | No | No | Unknown - Unlikely Lead | Don't Know |  |  |  | No | Other |  | Will Inspect meter box at a later date | Unknown - Unlikely Lead |  |  |  | No | Other |  | Will Inspect meter box at a later date | Unknown | Don't Know | Don't Know |  | Building | Unknown | Unknown | No |  |  | Unknown
12162 | 105 E SAINT ANNE PL, HOBBS NM |  | Yes - School | No | Non-Lead - Plastic | No | Unknown | 6 | Field inspection only with no records | Yes | Visual inspection at the meter pit | 08/13/2024 00:00:00 |  | Non-Lead - Plastic | Unknown | 6 | Installation date after lead ban | No | Visual inspection at the meter pit | 08/13/2024 00:00:00 |  | Non-Lead | No | No |  | Building |  | No | No |  |  | Non-Lead
13020 | 1110 W TAOS ST, HOBBS NM |  | No | No | Unknown - Unlikely Lead | Don't Know |  |  |  | No | Other |  | Will Inspect meter box at a later date | Unknown - Unlikely Lead |  |  |  | No | Other |  | Will Inspect meter box at a later date | Unknown | Don't Know | Don't Know |  | Building | Unknown | Unknown | No |  |  | Unknown
13415 | 1917 N TURNER ST, HOBBS NM |  | No | No | Unknown - Unlikely Lead | Don't Know |  |  |  | No | Other |  | Will Inspect meter box at a later date | Unknown - Unlikely Lead |  |  |  | No | Other |  | Will Inspect meter box at a later date | Unknown | Don't Know | Don't Know |  | Building | Unknown | Unknown | No |  |  | Unknown
13030 | 107 W TAOS ST TRLR 2, HOBBS NM |  | No | No | Unknown - Unlikely Lead | Don't Know |  |  |  | No | Other |  | Will Inspect meter box at a later date | Unknown - Unlikely Lead |  |  |  | No | Other |  | Will Inspect meter box at a later date | Unknown | Don't Know | Don't Know |  | Building | Unknown | Unknown | No |  |  | Unknown
12087 | 712 E SUNSET DR, HOBBS NM |  | No | No | Unknown - Unlikely Lead | Don't Know |  |  |  | No | Other |  | Will Inspect meter box at a later date | Unknown - Unlikely Lead |  |  |  | No | Other |  | Will Inspect meter box at a later date | Unknown | Don't Know | Don't Know |  | Building | Unknown | Unknown | No |  |  | Unknown
11793 | 1120 N SAN MATEO ST, HOBBS NM |  | No | No | Unknown - Unlikely Lead | Don't Know |  |  |  | No | Other |  | Will Inspect meter box at a later date | Unknown - Unlikely Lead |  |  |  | No | Other |  | Will Inspect meter box at a later date | Unknown | Don't Know | Don't Know |  | Building | Unknown | Unknown | No |  |  | Unknown
12028 | 611 E SUNSET CIR, HOBBS NM |  | No | No | Unknown - Unlikely Lead | Don't Know |  |  |  | No | Other |  | Will Inspect meter box at a later date | Unknown - Unlikely Lead |  |  |  | No | Other |  | Will Inspect meter box at a later date | Unknown | Don't Know | Don't Know |  | Building | Unknown | Unknown | No |  |  | Unknown
12093 | 524 E SUNSET DR, HOBBS NM |  | No | No | Unknown - Unlikely Lead | Don't Know |  |  |  | No | Other |  | Will Inspect meter box at a later date | Unknown - Unlikely Lead |  |  |  | No | Other |  | Will Inspect meter box at a later date | Unknown | Don't Know | Don't Know |  | Building | Unknown | Unknown | No |  |  | Unknown
11848 | 700 W SILVER AVE, HOBBS NM |  | No | No | Unknown - Unlikely Lead | Don't Know |  |  |  | No | Other |  | Will Inspect meter box at a later date | Unknown - Unlikely Lead |  |  |  | No | Other |  | Will Inspect meter box at a later date | Unknown | Don't Know | Don't Know |  | Building | Unknown | Unknown | No |  |  | Unknown
11896 | 831 W SILVER AVE, HOBBS NM |  | No | No | Unknown - Unlikely Lead | Don't Know |  |  |  | No | Other |  | Will Inspect meter box at a later date | Unknown - Unlikely Lead |  |  |  | No | Other |  | Will Inspect meter box at a later date | Unknown | Don't Know | Don't Know |  | Building | Unknown | Unknown | No |  |  | Unknown
13181 | 1406 N TASKER DR, HOBBS NM |  | No | No | Unknown - Unlikely Lead | Don't Know |  |  |  | No | Other |  | Will Inspect meter box at a later date | Unknown - Unlikely Lead |  |  |  | No | Other |  | Will Inspect meter box at a later date | Unknown | Don't Know | Don't Know |  | Building | Unknown | Unknown | No |  |  | Unknown
11847 | 508 W SILVER AVE, HOBBS NM |  | No | No | Unknown - Unlikely Lead | Don't Know |  |  |  | No | Other |  | Will Inspect meter box at a later date | Unknown - Unlikely Lead |  |  |  | No | Other |  | Will Inspect meter box at a later date | Unknown | Don't Know | Don't Know |  | Building | Unknown | Unknown | No |  |  | Unknown
12659 | 1009 SANDIA DR, HOBBS NM |  | No | No | Unknown - Unlikely Lead | Don't Know |  |  |  | No | Other |  | Will Inspect meter box at a later date | Unknown - Unlikely Lead |  |  |  | No | Other |  | Will Inspect meter box at a later date | Unknown | Don't Know | Don't Know |  | Building | Unknown | Unknown | No |  |  | Unknown
13400 | 1701 N TURNER ST - APTS, HOBBS NM |  | No | No | Unknown - Unlikely Lead | Don't Know |  |  |  | No | Other |  | Will Inspect meter box at a later date | Unknown - Unlikely Lead |  |  |  | No | Other |  | Will Inspect meter box at a later date | Unknown | Don't Know | Don't Know |  | Building | Unknown | Unknown | No |  |  | Unknown
11941 | 958 W SUNRISE CIR, HOBBS NM |  | No | No | Unknown - Unlikely Lead | Don't Know |  |  |  | No | Other |  | Will Inspect meter box at a later date | Unknown - Unlikely Lead |  |  |  | No | Other |  | Will Inspect meter box at a later date | Unknown | Don't Know | Don't Know |  | Building | Unknown | Unknown | No |  |  | Unknown
13395 | 1822 N TURNER ST, HOBBS NM |  | No | No | Unknown - Unlikely Lead | Don't Know |  |  |  | No | Other |  | Will Inspect meter box at a later date | Unknown - Unlikely Lead |  |  |  | No | Other |  | Will Inspect meter box at a later date | Unknown | Don't Know | Don't Know |  | Building | Unknown | Unknown | No |  |  | Unknown
1300 | 210 W BENDER BLVD, HOBBS NM |  | No | No | Unknown - Unlikely Lead | Don't Know |  |  |  | No | Other |  | Will Inspect meter box at a later date | Unknown - Unlikely Lead |  |  |  | No | Other |  | Will Inspect meter box at a later date | Unknown | Don't Know | Don't Know |  | Building | Unknown | Unknown | No |  |  | Unknown
11995 | 823 W SUNRISE CIR, HOBBS NM |  | No | No | Unknown - Unlikely Lead | Don't Know |  |  |  | No | Other |  | Will Inspect meter box at a later date | Unknown - Unlikely Lead |  |  |  | No | Other |  | Will Inspect meter box at a later date | Unknown | Don't Know | Don't Know |  | Building | Unknown | Unknown | No |  |  | Unknown
13511 | 700 E TEXAS ST, HOBBS NM |  | No | No | Unknown - Unlikely Lead | Don't Know |  |  |  | No | Other |  | Will Inspect meter box at a later date | Unknown - Unlikely Lead |  |  |  | No | Other |  | Will Inspect meter box at a later date | Unknown | Don't Know | Don't Know |  | Building | Unknown | Unknown | No |  |  | Unknown
13303 | 1906 E TANGLEWOOD AVE, HOBBS NM |  | No | No | Non-Lead - Plastic | Don't Know | 2019 | 1 | Field inspection only with no records | Yes | Visual inspection at the meter pit | 08/19/2024 00:00:00 |  | Non-Lead - Plastic | 2019 | 1 | Field inspection only with no records | Yes | Visual inspection at the meter pit | 08/19/2024 00:00:00 |  | Non-Lead | No | Don't Know |  | Single Family Residence |  | No | No |  |  | Non-Lead
11733 | 7-D STONECREST CT, HOBBS NM |  | No | No | Non-Lead - Plastic | No | 1982 | 3/4 | Field inspection only with no records | Yes | Visual inspection at the meter pit | 05/26/2024 00:00:00 |  | Non-Lead - Plastic |  | 3/4 | Installation date after lead ban | Yes | Visual inspection at the meter pit | 05/26/2024 00:00:00 | Will Inspect meter box at a later date | Non-Lead | Don't Know | Don't Know |  | Single Family Residence |  | Unknown | No |  |  | Non-Lead
13643 | 907 N THORP ST, HOBBS NM |  | No | No | Unknown - Unlikely Lead | Don't Know |  |  |  | No | Other |  | Will Inspect meter box at a later date | Unknown - Unlikely Lead |  |  |  | No | Other |  | Will Inspect meter box at a later date | Unknown | Don't Know | Don't Know |  | Building | Unknown | Unknown | No |  |  | Unknown
13016 | 600 W TAOS ST, HOBBS NM |  | No | No | Unknown - Unlikely Lead | Don't Know |  |  |  | No | Other |  | Will Inspect meter box at a later date | Unknown - Unlikely Lead |  |  |  | No | Other |  | Will Inspect meter box at a later date | Unknown | Don't Know | Don't Know |  | Building | Unknown | Unknown | No |  |  | Unknown
13123 | 224 E TAOS ST, HOBBS NM |  | No | No | Unknown - Unlikely Lead | Don't Know |  |  |  | No | Other |  | Will Inspect meter box at a later date | Unknown - Unlikely Lead |  |  |  | No | Other |  | Will Inspect meter box at a later date | Unknown | Don't Know | Don't Know |  | Building | Unknown | Unknown | No |  |  | Unknown
12852 | 1401 E SKELLY ST, HOBBS NM |  | No | No | Unknown - Unlikely Lead | Don't Know |  |  |  | No | Other |  | Will Inspect meter box at a later date | Unknown - Unlikely Lead |  |  |  | No | Other |  | Will Inspect meter box at a later date | Unknown | Don't Know | Don't Know |  | Building | Unknown | Unknown | No |  |  | Unknown
13561 | 708 E TEXAS ST, HOBBS NM |  | No | No | Unknown - Unlikely Lead | Don't Know |  |  |  | No | Other |  | Will Inspect meter box at a later date | Unknown - Unlikely Lead |  |  |  | No | Other |  | Will Inspect meter box at a later date | Unknown | Don't Know | Don't Know |  | Building | Unknown | Unknown | No |  |  | Unknown
11581 | 1209 W SCHARBAUER ST, HOBBS NM |  | No | No | Unknown - Unlikely Lead | Don't Know |  |  |  | No | Other |  | Will Inspect meter box at a later date | Unknown - Unlikely Lead |  |  |  | No | Other |  | Will Inspect meter box at a later date | Unknown | Don't Know | Don't Know |  | Building | Unknown | Unknown | No |  |  | Unknown
1159 | 901 BELL PL, HOBBS NM |  | No | No | Unknown - Unlikely Lead | Don't Know |  |  |  | No | Other |  | Will Inspect meter box at a later date | Unknown - Unlikely Lead |  |  |  | No | Other |  | Will Inspect meter box at a later date | Unknown | Don't Know | Don't Know |  | Building | Unknown | Unknown | No |  |  | Unknown
12419 | 1227 E SNYDER ST, HOBBS NM |  | No | No | Unknown - Unlikely Lead | Don't Know |  |  |  | No | Other |  | Will Inspect meter box at a later date | Unknown - Unlikely Lead |  |  |  | No | Other |  | Will Inspect meter box at a later date | Unknown | Don't Know | Don't Know |  | Building | Unknown | Unknown | No |  |  | Unknown
12376 | 1414 E SNYDER, HOBBS NM |  | No | No | Unknown - Unlikely Lead | Don't Know |  |  |  | No | Other |  | Will Inspect meter box at a later date | Unknown - Unlikely Lead |  |  |  | No | Other |  | Will Inspect meter box at a later date | Unknown | Don't Know | Don't Know |  | Building | Unknown | Unknown | No |  |  | Unknown
12257 | 1602 N STEVEN DR, HOBBS NM |  | No | No | Unknown - Unlikely Lead | Don't Know |  |  |  | No | Other |  | Will Inspect meter box at a later date | Unknown - Unlikely Lead |  |  |  | No | Other |  | Will Inspect meter box at a later date | Unknown | Don't Know | Don't Know |  | Building | Unknown | Unknown | No |  |  | Unknown
13375 | 1810 N TURNER ST, HOBBS NM |  | No | No | Unknown - Unlikely Lead | Don't Know |  |  |  | No | Other |  | Will Inspect meter box at a later date | Unknown - Unlikely Lead |  |  |  | No | Other |  | Will Inspect meter box at a later date | Unknown | Don't Know | Don't Know |  | Building | Unknown | Unknown | No |  |  | Unknown
1262 | 1201 W BENDER BLVD- RACK, HOBBS NM |  | No | No | Unknown - Unlikely Lead | Don't Know |  |  |  | No | Other |  | Will Inspect meter box at a later date | Unknown - Unlikely Lead |  |  |  | No | Other |  | Will Inspect meter box at a later date | Unknown | Don't Know | Don't Know |  | Building | Unknown | Unknown | No |  |  | Unknown
11683 | 1210 N SAN ANDRES DR, HOBBS NM |  | No | No | Unknown - Unlikely Lead | Don't Know |  |  |  | No | Other |  | Will Inspect meter box at a later date | Unknown - Unlikely Lead |  |  |  | No | Other |  | Will Inspect meter box at a later date | Unknown | Don't Know | Don't Know |  | Building | Unknown | Unknown | No |  |  | Unknown
13057 | 800 W TAOS ST, HOBBS NM |  | No | No | Unknown - Unlikely Lead | Don't Know |  |  |  | No | Other |  | Will Inspect meter box at a later date | Unknown - Unlikely Lead |  |  |  | No | Other |  | Will Inspect meter box at a later date | Unknown | Don't Know | Don't Know |  | Building | Unknown | Unknown | No |  |  | Unknown
11829 | 6006 SAN JOAQUIN, HOBBS NM |  | No | No | Unknown - Unlikely Lead | Don't Know |  |  |  | No | Other |  | Will Inspect meter box at a later date | Unknown - Unlikely Lead |  |  |  | No | Other |  | Will Inspect meter box at a later date | Unknown | Don't Know | Don't Know |  | Building | Unknown | Unknown | No |  |  | Unknown
13142 | 1615 N TASKER DR, HOBBS NM |  | No | No | Unknown - Unlikely Lead | Don't Know |  |  |  | No | Other |  | Will Inspect meter box at a later date | Unknown - Unlikely Lead |  |  |  | No | Other |  | Will Inspect meter box at a later date | Unknown | Don't Know | Don't Know |  | Building | Unknown | Unknown | No |  |  | Unknown
11688 | 1100 N SAN ANDRES DR, HOBBS NM |  | No | No | Unknown - Unlikely Lead | Don't Know |  |  |  | No | Other |  | Will Inspect meter box at a later date | Unknown - Unlikely Lead |  |  |  | No | Other |  | Will Inspect meter box at a later date | Unknown | Don't Know | Don't Know |  | Building | Unknown | Unknown | No |  |  | Unknown
11600 | 1104 W SCHARBAUER ST, HOBBS NM |  | No | No | Unknown - Unlikely Lead | Don't Know |  |  |  | No | Other |  | Will Inspect meter box at a later date | Unknown - Unlikely Lead |  |  |  | No | Other |  | Will Inspect meter box at a later date | Unknown | Don't Know | Don't Know |  | Building | Unknown | Unknown | No |  |  | Unknown
11883 | 207 W SILVER AVE, HOBBS NM |  | No | No | Unknown - Unlikely Lead | Don't Know |  |  |  | No | Other |  | Will Inspect meter box at a later date | Unknown - Unlikely Lead |  |  |  | No | Other |  | Will Inspect meter box at a later date | Unknown | Don't Know | Don't Know |  | Building | Unknown | Unknown | No |  |  | Unknown
12151 | 525 W SAINT ANNE PL, HOBBS NM |  | No | No | Unknown - Unlikely Lead | Don't Know |  |  |  | No | Other |  | Will Inspect meter box at a later date | Unknown - Unlikely Lead |  |  |  | No | Other |  | Will Inspect meter box at a later date | Unknown | Don't Know | Don't Know |  | Building | Unknown | Unknown | No |  |  | Unknown
128 | 2212 N ACOMA DR, HOBBS NM |  | No | No | Unknown - Unlikely Lead | Don't Know |  |  |  | No | Other |  | Will Inspect meter box at a later date | Unknown - Unlikely Lead |  |  |  | No | Other |  | Will Inspect meter box at a later date | Unknown | Don't Know | Don't Know |  | Building | Unknown | Unknown | No |  |  | Unknown
13622 | 1221 N THORP ST, HOBBS NM |  | No | No | Unknown - Unlikely Lead | Don't Know |  |  |  | No | Other |  | Will Inspect meter box at a later date | Unknown - Unlikely Lead |  |  |  | No | Other |  | Will Inspect meter box at a later date | Unknown | Don't Know | Don't Know |  | Building | Unknown | Unknown | No |  |  | Unknown
12894 | 101 E STANOLIND RD, HOBBS NM |  | No | No | Unknown - Unlikely Lead | Don't Know |  |  |  | No | Other |  | Will Inspect meter box at a later date | Unknown - Unlikely Lead |  |  |  | No | Other |  | Will Inspect meter box at a later date | Unknown | Don't Know | Don't Know |  | Building | Unknown | Unknown | No |  |  | Unknown
11769 | 1319 N SAN MATEO ST, HOBBS NM |  | No | No | Unknown - Unlikely Lead | Don't Know |  |  |  | No | Other |  | Will Inspect meter box at a later date | Unknown - Unlikely Lead |  |  |  | No | Other |  | Will Inspect meter box at a later date | Unknown | Don't Know | Don't Know |  | Building | Unknown | Unknown | No |  |  | Unknown
12798 | 1007 E SKELLY ST, HOBBS NM |  | No | No | Unknown - Unlikely Lead | Don't Know |  |  |  | No | Other |  | Will Inspect meter box at a later date | Unknown - Unlikely Lead |  |  |  | No | Other |  | Will Inspect meter box at a later date | Unknown | Don't Know | Don't Know |  | Building | Unknown | Unknown | No |  |  | Unknown
13300 | 2112 E TANGLEWOOD AVE, HOBBS NM |  | No | No | Non-Lead - Plastic | Don't Know | 2019 | 1 | Field inspection only with no records | Yes | Visual inspection at the meter pit | 08/19/2024 00:00:00 |  | Non-Lead - Plastic | 2019 | 1 | Field inspection only with no records | Yes | Visual inspection at the meter pit | 08/19/2024 00:00:00 |  | Non-Lead | No | Don't Know |  | Single Family Residence |  | No | No |  |  | Non-Lead
13286 | 1910 E TANGLEWOOD AVE, HOBBS NM |  | No | No | Non-Lead - Plastic | Don't Know | 2019 | 1 | Field inspection only with no records | Yes | Visual inspection at the meter pit | 08/19/2024 00:00:00 |  | Non-Lead - Plastic | 2019 | 1 | Field inspection only with no records | Yes | Visual inspection at the meter pit | 08/19/2024 00:00:00 |  | Non-Lead | No | Don't Know |  | Single Family Residence |  | No | No |  |  | Non-Lead
13364 | 1725 N TURNER ST, HOBBS NM |  | No | No | Unknown - Unlikely Lead | Don't Know |  |  |  | No | Other |  | Will Inspect meter box at a later date | Unknown - Unlikely Lead |  |  |  | No | Other |  | Will Inspect meter box at a later date | Unknown | Don't Know | Don't Know |  | Building | Unknown | Unknown | No |  |  | Unknown
13519 | 916 E TEXAS ST, HOBBS NM |  | No | No | Unknown - Unlikely Lead | Don't Know |  |  |  | No | Other |  | Will Inspect meter box at a later date | Unknown - Unlikely Lead |  |  |  | No | Other |  | Will Inspect meter box at a later date | Unknown | Don't Know | Don't Know |  | Building | Unknown | Unknown | No |  |  | Unknown
12621 | 2533 N SELMAN ST, HOBBS NM |  | No | No | Unknown - Unlikely Lead | Don't Know |  |  |  | No | Other |  | Will Inspect meter box at a later date | Unknown - Unlikely Lead |  |  |  | No | Other |  | Will Inspect meter box at a later date | Unknown | Don't Know | Don't Know |  | Building | Unknown | Unknown | No |  |  | Unknown
11874 | 630 W SILVER AVE, HOBBS NM |  | No | No | Unknown - Unlikely Lead | Don't Know |  |  |  | No | Other |  | Will Inspect meter box at a later date | Unknown - Unlikely Lead |  |  |  | No | Other |  | Will Inspect meter box at a later date | Unknown | Don't Know | Don't Know |  | Building | Unknown | Unknown | No |  |  | Unknown
11934 | 936 W SUNRISE CIR, HOBBS NM |  | No | No | Unknown - Unlikely Lead | Don't Know |  |  |  | No | Other |  | Will Inspect meter box at a later date | Unknown - Unlikely Lead |  |  |  | No | Other |  | Will Inspect meter box at a later date | Unknown | Don't Know | Don't Know |  | Building | Unknown | Unknown | No |  |  | Unknown
1214 | 1502 E BENDER BLVD, HOBBS NM |  | No | No | Unknown - Unlikely Lead | Don't Know |  |  |  | No | Other |  | Will Inspect meter box at a later date | Unknown - Unlikely Lead |  |  |  | No | Other |  | Will Inspect meter box at a later date | Unknown | Don't Know | Don't Know |  | Building | Unknown | Unknown | No |  |  | Unknown
13423 | 118 N TURNER ST, HOBBS NM |  | No | No | Unknown - Unlikely Lead | Don't Know |  |  |  | No | Other |  | Will Inspect meter box at a later date | Unknown - Unlikely Lead |  |  |  | No | Other |  | Will Inspect meter box at a later date | Unknown | Don't Know | Don't Know |  | Building | Unknown | Unknown | No |  |  | Unknown
13569 | 118 W TEXAS ST, HOBBS NM |  | No | No | Unknown - Unlikely Lead | Don't Know |  |  |  | No | Other |  | Will Inspect meter box at a later date | Unknown - Unlikely Lead |  |  |  | No | Other |  | Will Inspect meter box at a later date | Unknown | Don't Know | Don't Know |  | Building | Unknown | Unknown | No |  |  | Unknown
12095 | 700 E SUNSET DR, HOBBS NM |  | No | No | Unknown - Unlikely Lead | Don't Know |  |  |  | No | Other |  | Will Inspect meter box at a later date | Unknown - Unlikely Lead |  |  |  | No | Other |  | Will Inspect meter box at a later date | Unknown | Don't Know | Don't Know |  | Building | Unknown | Unknown | No |  |  | Unknown
12243 | 1916 N STEVEN DR, HOBBS NM |  | No | No | Unknown - Unlikely Lead | Don't Know |  |  |  | No | Other |  | Will Inspect meter box at a later date | Unknown - Unlikely Lead |  |  |  | No | Other |  | Will Inspect meter box at a later date | Unknown | Don't Know | Don't Know |  | Building | Unknown | Unknown | No |  |  | Unknown
13159 | 1218 N TASKER DR, HOBBS NM |  | No | No | Unknown - Unlikely Lead | Don't Know |  |  |  | No | Other |  | Will Inspect meter box at a later date | Unknown - Unlikely Lead |  |  |  | No | Other |  | Will Inspect meter box at a later date | Unknown | Don't Know | Don't Know |  | Building | Unknown | Unknown | No |  |  | Unknown
12783 | 1001 E SKELLY ST, HOBBS NM |  | No | No | Unknown - Unlikely Lead | Don't Know |  |  |  | No | Other |  | Will Inspect meter box at a later date | Unknown - Unlikely Lead |  |  |  | No | Other |  | Will Inspect meter box at a later date | Unknown | Don't Know | Don't Know |  | Building | Unknown | Unknown | No |  |  | Unknown
11756 | 1533 N SAN MATEO ST, HOBBS NM |  | No | No | Unknown - Unlikely Lead | Don't Know |  |  |  | No | Other |  | Will Inspect meter box at a later date | Unknown - Unlikely Lead |  |  |  | No | Other |  | Will Inspect meter box at a later date | Unknown | Don't Know | Don't Know |  | Building | Unknown | Unknown | No |  |  | Unknown
13618 | 1200 N THORP ST, HOBBS NM |  | No | No | Unknown - Unlikely Lead | Don't Know |  |  |  | No | Other |  | Will Inspect meter box at a later date | Unknown - Unlikely Lead |  |  |  | No | Other |  | Will Inspect meter box at a later date | Unknown | Don't Know | Don't Know |  | Building | Unknown | Unknown | No |  |  | Unknown
13037 | 107 W TAOS ST TRLR 3, HOBBS NM |  | No | No | Unknown - Unlikely Lead | Don't Know |  |  |  | No | Other |  | Will Inspect meter box at a later date | Unknown - Unlikely Lead |  |  |  | No | Other |  | Will Inspect meter box at a later date | Unknown | Don't Know | Don't Know |  | Building | Unknown | Unknown | No |  |  | Unknown
12837 | 1609 E SKELLY ST, HOBBS NM |  | No | No | Unknown - Unlikely Lead | Don't Know |  |  |  | No | Other |  | Will Inspect meter box at a later date | Unknown - Unlikely Lead |  |  |  | No | Other |  | Will Inspect meter box at a later date | Unknown | Don't Know | Don't Know |  | Building | Unknown | Unknown | No |  |  | Unknown
12116 | 409-411 SUNSET DR, HOBBS NM |  | No | No | Unknown - Unlikely Lead | Don't Know |  |  |  | No | Other |  | Will Inspect meter box at a later date | Unknown - Unlikely Lead |  |  |  | No | Other |  | Will Inspect meter box at a later date | Unknown | Don't Know | Don't Know |  | Building | Unknown | Unknown | No |  |  | Unknown
11921 | 1400 E SILVER DR, HOBBS NM |  | No | No | Unknown - Unlikely Lead | Don't Know |  |  |  | No | Other |  | Will Inspect meter box at a later date | Unknown - Unlikely Lead |  |  |  | No | Other |  | Will Inspect meter box at a later date | Unknown | Don't Know | Don't Know |  | Building | Unknown | Unknown | No |  |  | Unknown
12195 | 2427 N SAINT ANNE PL, HOBBS NM |  | No | No | Unknown - Unlikely Lead | Don't Know |  |  |  | No | Other |  | Will Inspect meter box at a later date | Unknown - Unlikely Lead |  |  |  | No | Other |  | Will Inspect meter box at a later date | Unknown | Don't Know | Don't Know |  | Building | Unknown | Unknown | No |  |  | Unknown
12969 | 700 W TAOS ST, HOBBS NM |  | No | No | Unknown - Unlikely Lead | Don't Know |  |  |  | No | Other |  | Will Inspect meter box at a later date | Unknown - Unlikely Lead |  |  |  | No | Other |  | Will Inspect meter box at a later date | Unknown | Don't Know | Don't Know |  | Building | Unknown | Unknown | No |  |  | Unknown
13253 | 2619 N THOMAS DR, HOBBS NM |  | No | No | Unknown - Unlikely Lead | Don't Know |  |  |  | No | Other |  | Will Inspect meter box at a later date | Unknown - Unlikely Lead |  |  |  | No | Other |  | Will Inspect meter box at a later date | Unknown | Don't Know | Don't Know |  | Building | Unknown | Unknown | No |  |  | Unknown
12902 | 513 E SECO DR, HOBBS NM |  | No | No | Unknown - Unlikely Lead | Don't Know |  |  |  | No | Other |  | Will Inspect meter box at a later date | Unknown - Unlikely Lead |  |  |  | No | Other |  | Will Inspect meter box at a later date | Unknown | Don't Know | Don't Know |  | Building | Unknown | Unknown | No |  |  | Unknown
13149 | 1612 N TASKER DR, HOBBS NM |  | No | No | Unknown - Unlikely Lead | Don't Know |  |  |  | No | Other |  | Will Inspect meter box at a later date | Unknown - Unlikely Lead |  |  |  | No | Other |  | Will Inspect meter box at a later date | Unknown | Don't Know | Don't Know |  | Building | Unknown | Unknown | No |  |  | Unknown
11578 | 511 W SCHARBAUER ST, HOBBS NM |  | No | No | Unknown - Unlikely Lead | Don't Know |  |  |  | No | Other |  | Will Inspect meter box at a later date | Unknown - Unlikely Lead |  |  |  | No | Other |  | Will Inspect meter box at a later date | Unknown | Don't Know | Don't Know |  | Building | Unknown | Unknown | No |  |  | Unknown
11662 | 1312 N SAN ANDRES DR, HOBBS NM |  | No | No | Unknown - Unlikely Lead | Don't Know |  |  |  | No | Other |  | Will Inspect meter box at a later date | Unknown - Unlikely Lead |  |  |  | No | Other |  | Will Inspect meter box at a later date | Unknown | Don't Know | Don't Know |  | Building | Unknown | Unknown | No |  |  | Unknown
11782 | 1516 N SAN MATEO ST, HOBBS NM |  | No | No | Unknown - Unlikely Lead | Don't Know |  |  |  | No | Other |  | Will Inspect meter box at a later date | Unknown - Unlikely Lead |  |  |  | No | Other |  | Will Inspect meter box at a later date | Unknown | Don't Know | Don't Know |  | Building | Unknown | Unknown | No |  |  | Unknown
11652 | 1525 N SAN ANDRES DR, HOBBS NM |  | No | No | Unknown - Unlikely Lead | Don't Know |  |  |  | No | Other |  | Will Inspect meter box at a later date | Unknown - Unlikely Lead |  |  |  | No | Other |  | Will Inspect meter box at a later date | Unknown | Don't Know | Don't Know |  | Building | Unknown | Unknown | No |  |  | Unknown
11887 | 825 W SILVER AVE, HOBBS NM |  | No | No | Unknown - Unlikely Lead | Don't Know |  |  |  | No | Other |  | Will Inspect meter box at a later date | Unknown - Unlikely Lead |  |  |  | No | Other |  | Will Inspect meter box at a later date | Unknown | Don't Know | Don't Know |  | Building | Unknown | Unknown | No |  |  | Unknown
12942 | 1224 S SHORT ST, HOBBS NM |  | No | No | Unknown - Unlikely Lead | Don't Know |  |  |  | No | Other |  | Will Inspect meter box at a later date | Unknown - Unlikely Lead |  |  |  | No | Other |  | Will Inspect meter box at a later date | Unknown | Don't Know | Don't Know |  | Building | Unknown | Unknown | No |  |  | Unknown
11622 | 316 W SCHARBAUER ST, HOBBS NM |  | No | No | Unknown - Unlikely Lead | Don't Know |  |  |  | No | Other |  | Will Inspect meter box at a later date | Unknown - Unlikely Lead |  |  |  | No | Other |  | Will Inspect meter box at a later date | Unknown | Don't Know | Don't Know |  | Building | Unknown | Unknown | No |  |  | Unknown
13530 | 1600 E TEXAS ST, HOBBS NM |  | No | No | Unknown - Unlikely Lead | Don't Know |  |  |  | No | Other |  | Will Inspect meter box at a later date | Unknown - Unlikely Lead |  |  |  | No | Other |  | Will Inspect meter box at a later date | Unknown | Don't Know | Don't Know |  | Building | Unknown | Unknown | No |  |  | Unknown
12420 | 1211 E SNYDER ST, HOBBS NM |  | No | No | Unknown - Unlikely Lead | Don't Know |  |  |  | No | Other |  | Will Inspect meter box at a later date | Unknown - Unlikely Lead |  |  |  | No | Other |  | Will Inspect meter box at a later date | Unknown | Don't Know | Don't Know |  | Building | Unknown | Unknown | No |  |  | Unknown
12723 | 405 1/2 W SKELLY ST, HOBBS NM |  | No | No | Unknown - Unlikely Lead | Don't Know |  |  |  | No | Other |  | Will Inspect meter box at a later date | Unknown - Unlikely Lead |  |  |  | No | Other |  | Will Inspect meter box at a later date | Unknown | Don't Know | Don't Know |  | Building | Unknown | Unknown | No |  |  | Unknown
13090 | 401 E TAOS ST, HOBBS NM |  | No | No | Unknown - Unlikely Lead | Don't Know |  |  |  | No | Other |  | Will Inspect meter box at a later date | Unknown - Unlikely Lead |  |  |  | No | Other |  | Will Inspect meter box at a later date | Unknown | Don't Know | Don't Know |  | Building | Unknown | Unknown | No |  |  | Unknown
12190 | 314 E SAINT ANNE PL EFGH, HOBBS NM |  | No | No | Unknown - Unlikely Lead | Don't Know |  |  |  | No | Other |  | Will Inspect meter box at a later date | Unknown - Unlikely Lead |  |  |  | No | Other |  | Will Inspect meter box at a later date | Unknown | Don't Know | Don't Know |  | Building | Unknown | Unknown | No |  |  | Unknown
12557 | 1229 S SELMAN ST, HOBBS NM |  | No | No | Unknown - Unlikely Lead | Don't Know |  |  |  | No | Other |  | Will Inspect meter box at a later date | Unknown - Unlikely Lead |  |  |  | No | Other |  | Will Inspect meter box at a later date | Unknown | Don't Know | Don't Know |  | Building | Unknown | Unknown | No |  |  | Unknown
11772 | 1227 N SAN MATEO ST, HOBBS NM |  | No | No | Unknown - Unlikely Lead | Don't Know |  |  |  | No | Other |  | Will Inspect meter box at a later date | Unknown - Unlikely Lead |  |  |  | No | Other |  | Will Inspect meter box at a later date | Unknown | Don't Know | Don't Know |  | Building | Unknown | Unknown | No |  |  | Unknown
12330 | 320 W SNYDER ST, HOBBS NM |  | No | No | Unknown - Unlikely Lead | Don't Know |  |  |  | No | Other |  | Will Inspect meter box at a later date | Unknown - Unlikely Lead |  |  |  | No | Other |  | Will Inspect meter box at a later date | Unknown | Don't Know | Don't Know |  | Building | Unknown | Unknown | No |  |  | Unknown
12017 | 2607 E SUNSET CIR, HOBBS NM |  | No | No | Unknown - Unlikely Lead | Don't Know |  |  |  | No | Other |  | Will Inspect meter box at a later date | Unknown - Unlikely Lead |  |  |  | No | Other |  | Will Inspect meter box at a later date | Unknown | Don't Know | Don't Know |  | Building | Unknown | Unknown | No |  |  | Unknown
130 | 2000 N ACOMA DR, HOBBS NM |  | No | No | Unknown - Unlikely Lead | Don't Know |  |  |  | No | Other |  | Will Inspect meter box at a later date | Unknown - Unlikely Lead |  |  |  | No | Other |  | Will Inspect meter box at a later date | Unknown | Don't Know | Don't Know |  | Building | Unknown | Unknown | No |  |  | Unknown
13507 | 218 E TEXAS ST, HOBBS NM |  | No | No | Unknown - Unlikely Lead | Don't Know |  |  |  | No | Other |  | Will Inspect meter box at a later date | Unknown - Unlikely Lead |  |  |  | No | Other |  | Will Inspect meter box at a later date | Unknown | Don't Know | Don't Know |  | Building | Unknown | Unknown | No |  |  | Unknown
13589 | 216 W TEXAS ST, HOBBS NM |  | No | No | Unknown - Unlikely Lead | Don't Know |  |  |  | No | Other |  | Will Inspect meter box at a later date | Unknown - Unlikely Lead |  |  |  | No | Other |  | Will Inspect meter box at a later date | Unknown | Don't Know | Don't Know |  | Building | Unknown | Unknown | No |  |  | Unknown
11635 | 1241 N SAN ANDRES DR, HOBBS NM |  | No | No | Unknown - Unlikely Lead | Don't Know |  |  |  | No | Other |  | Will Inspect meter box at a later date | Unknown - Unlikely Lead |  |  |  | No | Other |  | Will Inspect meter box at a later date | Unknown | Don't Know | Don't Know |  | Building | Unknown | Unknown | No |  |  | Unknown
13554 | 501 E TEXAS ST, HOBBS NM |  | No | No | Unknown - Unlikely Lead | Don't Know |  |  |  | No | Other |  | Will Inspect meter box at a later date | Unknown - Unlikely Lead |  |  |  | No | Other |  | Will Inspect meter box at a later date | Unknown | Don't Know | Don't Know |  | Building | Unknown | Unknown | No |  |  | Unknown
11773 | 1412 N SAN MATEO ST, HOBBS NM |  | No | No | Unknown - Unlikely Lead | Don't Know |  |  |  | No | Other |  | Will Inspect meter box at a later date | Unknown - Unlikely Lead |  |  |  | No | Other |  | Will Inspect meter box at a later date | Unknown | Don't Know | Don't Know |  | Building | Unknown | Unknown | No |  |  | Unknown
13039 | 107 W TAOS ST TRLR 13, HOBBS NM |  | No | No | Unknown - Unlikely Lead | Don't Know |  |  |  | No | Other |  | Will Inspect meter box at a later date | Unknown - Unlikely Lead |  |  |  | No | Other |  | Will Inspect meter box at a later date | Unknown | Don't Know | Don't Know |  | Building | Unknown | Unknown | No |  |  | Unknown
12474 | 321 N SHIPP ST, HOBBS NM |  | Yes - School | No | Non-Lead - Plastic | No | Unknown | 1 | Field inspection only with no records | No | Visual inspection at the meter pit | 08/13/2024 00:00:00 |  | Non-Lead - Plastic | Unknown | 1 | Installation date after lead ban | Yes | Visual inspection at the meter pit | 08/13/2024 00:00:00 |  | Non-Lead | No | No |  | Building |  | No | No |  |  | Non-Lead
12070 | 343 SUNSET PL, HOBBS NM |  | No | No | Non-Lead - Plastic | Don't Know |  | 1 | Field inspection only with no records | Yes | Visual inspection at the meter pit | 08/13/2024 00:00:00 |  | Non-Lead - Plastic |  | 1 | Field inspection only with no records | Yes | Visual inspection at the meter pit | 08/13/2024 00:00:00 |  | Non-Lead | No | Don't Know |  | Single Family Residence |  | No | No |  |  | Non-Lead
12140 | 408 W SAINT ANNE PL, HOBBS NM |  | No | No | Unknown - Unlikely Lead | Don't Know |  |  |  | No | Other |  | Will Inspect meter box at a later date | Unknown - Unlikely Lead |  |  |  | No | Other |  | Will Inspect meter box at a later date | Unknown | Don't Know | Don't Know |  | Building | Unknown | Unknown | No |  |  | Unknown
13048 | 1323 W TAOS ST, HOBBS NM |  | No | No | Unknown - Unlikely Lead | Don't Know |  |  |  | No | Other |  | Will Inspect meter box at a later date | Unknown - Unlikely Lead |  |  |  | No | Other |  | Will Inspect meter box at a later date | Unknown | Don't Know | Don't Know |  | Building | Unknown | Unknown | No |  |  | Unknown
12800 | 312 E SKELLY ST, HOBBS NM |  | No | No | Unknown - Unlikely Lead | Don't Know |  |  |  | No | Other |  | Will Inspect meter box at a later date | Unknown - Unlikely Lead |  |  |  | No | Other |  | Will Inspect meter box at a later date | Unknown | Don't Know | Don't Know |  | Building | Unknown | Unknown | No |  |  | Unknown
13564 | 203 E TEXAS ST, HOBBS NM |  | Yes - Daycare | No | Non-Lead - Copper | No | Unknown | 1 | Field inspection only with no records | Yes | Visual inspection at the meter pit | 08/13/2024 00:00:00 |  | Non-Lead - Plastic | Unknown | 1 | Field inspection only with no records | No | Visual inspection at the meter pit | 08/13/2024 00:00:00 |  | Non-Lead | No | No |  | Building |  | No | No |  |  | Non-Lead
1221 | 119 E BENDER BLVD, HOBBS NM |  | No | No | Unknown - Unlikely Lead | Don't Know |  |  |  | No | Other |  | Will Inspect meter box at a later date | Unknown - Unlikely Lead |  |  |  | No | Other |  | Will Inspect meter box at a later date | Unknown | Don't Know | Don't Know |  | Building | Unknown | Unknown | No |  |  | Unknown
12424 | 1224 E SNYDER ST, HOBBS NM |  | No | No | Unknown - Unlikely Lead | Don't Know |  |  |  | No | Other |  | Will Inspect meter box at a later date | Unknown - Unlikely Lead |  |  |  | No | Other |  | Will Inspect meter box at a later date | Unknown | Don't Know | Don't Know |  | Building | Unknown | Unknown | No |  |  | Unknown
13646 | 501 N THORP ST, HOBBS NM |  | No | No | Unknown - Unlikely Lead | Don't Know |  |  |  | No | Other |  | Will Inspect meter box at a later date | Unknown - Unlikely Lead |  |  |  | No | Other |  | Will Inspect meter box at a later date | Unknown | Don't Know | Don't Know |  | Building | Unknown | Unknown | No |  |  | Unknown
11986 | 933 W SUNRISE CIR, HOBBS NM |  | No | No | Unknown - Unlikely Lead | Don't Know |  |  |  | No | Other |  | Will Inspect meter box at a later date | Unknown - Unlikely Lead |  |  |  | No | Other |  | Will Inspect meter box at a later date | Unknown | Don't Know | Don't Know |  | Building | Unknown | Unknown | No |  |  | Unknown
11735 | 16-B STONECREST CT, HOBBS NM |  | No | No | Non-Lead - Plastic | No | 1982 | 3/4 | Field inspection only with no records | Yes | Visual inspection at the meter pit | 05/26/2024 00:00:00 |  | Non-Lead - Plastic |  | 3/4 | Installation date after lead ban | Yes | Visual inspection at the meter pit | 05/26/2024 00:00:00 | Will Inspect meter box at a later date | Non-Lead | Don't Know | Don't Know |  | Single Family Residence |  | Unknown | No |  |  | Non-Lead
12797 | 500 E SKELLY ST, HOBBS NM |  | No | No | Unknown - Unlikely Lead | Don't Know |  |  |  | No | Other |  | Will Inspect meter box at a later date | Unknown - Unlikely Lead |  |  |  | No | Other |  | Will Inspect meter box at a later date | Unknown | Don't Know | Don't Know |  | Building | Unknown | Unknown | No |  |  | Unknown
1256 | 1407 W BENDER BLVD #3, HOBBS NM |  | No | No | Unknown - Unlikely Lead | Don't Know |  |  |  | No | Other |  | Will Inspect meter box at a later date | Unknown - Unlikely Lead |  |  |  | No | Other |  | Will Inspect meter box at a later date | Unknown | Don't Know | Don't Know |  | Building | Unknown | Unknown | No |  |  | Unknown
13576 | 601 W TEXAS ST, HOBBS NM |  | No | No | Unknown - Unlikely Lead | Don't Know |  |  |  | No | Other |  | Will Inspect meter box at a later date | Unknown - Unlikely Lead |  |  |  | No | Other |  | Will Inspect meter box at a later date | Unknown | Don't Know | Don't Know |  | Building | Unknown | Unknown | No |  |  | Unknown
11946 | 951 W SUNRISE CIR, HOBBS NM |  | No | No | Unknown - Unlikely Lead | Don't Know |  |  |  | No | Other |  | Will Inspect meter box at a later date | Unknown - Unlikely Lead |  |  |  | No | Other |  | Will Inspect meter box at a later date | Unknown | Don't Know | Don't Know |  | Building | Unknown | Unknown | No |  |  | Unknown
13281 | 1815 E TANGLEWOOD AVE, HOBBS NM |  | No | No | Non-Lead - Plastic | Don't Know | 2019 | 1 | Field inspection only with no records | Yes | Visual inspection at the meter pit | 08/19/2024 00:00:00 |  | Non-Lead - Plastic | 2019 | 1 | Field inspection only with no records | Yes | Visual inspection at the meter pit | 08/19/2024 00:00:00 |  | Non-Lead | No | Don't Know |  | Single Family Residence |  | No | No |  |  | Non-Lead
13156 | 1527 N TASKER DR, HOBBS NM |  | No | No | Unknown - Unlikely Lead | Don't Know |  |  |  | No | Other |  | Will Inspect meter box at a later date | Unknown - Unlikely Lead |  |  |  | No | Other |  | Will Inspect meter box at a later date | Unknown | Don't Know | Don't Know |  | Building | Unknown | Unknown | No |  |  | Unknown
12072 | 347 SUNSET PL, HOBBS NM |  | No | No | Non-Lead - Plastic | Don't Know |  | 1 | Field inspection only with no records | Yes | Visual inspection at the meter pit | 08/13/2024 00:00:00 |  | Non-Lead - Plastic |  | 1 | Field inspection only with no records | Yes | Visual inspection at the meter pit | 08/13/2024 00:00:00 |  | Non-Lead | No | Don't Know |  | Single Family Residence |  | No | No |  |  | Non-Lead
13101 | 601 E TAOS ST, HOBBS NM |  | No | No | Unknown - Unlikely Lead | Don't Know |  |  |  | No | Other |  | Will Inspect meter box at a later date | Unknown - Unlikely Lead |  |  |  | No | Other |  | Will Inspect meter box at a later date | Unknown | Don't Know | Don't Know |  | Building | Unknown | Unknown | No |  |  | Unknown
12920 | 405 E SECO DR, HOBBS NM |  | No | No | Unknown - Unlikely Lead | Don't Know |  |  |  | No | Other |  | Will Inspect meter box at a later date | Unknown - Unlikely Lead |  |  |  | No | Other |  | Will Inspect meter box at a later date | Unknown | Don't Know | Don't Know |  | Building | Unknown | Unknown | No |  |  | Unknown
13306 | 1810 E TANGLEWOOD AVE, HOBBS NM |  | No | No | Non-Lead - Plastic | Don't Know | 2019 | 1 | Field inspection only with no records | Yes | Visual inspection at the meter pit | 08/19/2024 00:00:00 |  | Non-Lead - Plastic | 2019 | 1 | Field inspection only with no records | Yes | Visual inspection at the meter pit | 08/19/2024 00:00:00 |  | Non-Lead | No | Don't Know |  | Single Family Residence |  | No | No |  |  | Non-Lead
12787 | 1121 E SKELLY ST, HOBBS NM |  | No | No | Unknown - Unlikely Lead | Don't Know |  |  |  | No | Other |  | Will Inspect meter box at a later date | Unknown - Unlikely Lead |  |  |  | No | Other |  | Will Inspect meter box at a later date | Unknown | Don't Know | Don't Know |  | Building | Unknown | Unknown | No |  |  | Unknown
13180 | 1401 N TASKER DR, HOBBS NM |  | No | No | Unknown - Unlikely Lead | Don't Know |  |  |  | No | Other |  | Will Inspect meter box at a later date | Unknown - Unlikely Lead |  |  |  | No | Other |  | Will Inspect meter box at a later date | Unknown | Don't Know | Don't Know |  | Building | Unknown | Unknown | No |  |  | Unknown
12661 | 1005 SANDIA DR, HOBBS NM |  | No | No | Unknown - Unlikely Lead | Don't Know |  |  |  | No | Other |  | Will Inspect meter box at a later date | Unknown - Unlikely Lead |  |  |  | No | Other |  | Will Inspect meter box at a later date | Unknown | Don't Know | Don't Know |  | Building | Unknown | Unknown | No |  |  | Unknown
12781 | 213 E SKELLY ST, HOBBS NM |  | No | No | Unknown - Unlikely Lead | Don't Know |  |  |  | No | Other |  | Will Inspect meter box at a later date | Unknown - Unlikely Lead |  |  |  | No | Other |  | Will Inspect meter box at a later date | Unknown | Don't Know | Don't Know |  | Building | Unknown | Unknown | No |  |  | Unknown
11965 | 904 W SUNRISE CIR, HOBBS NM |  | No | No | Unknown - Unlikely Lead | Don't Know |  |  |  | No | Other |  | Will Inspect meter box at a later date | Unknown - Unlikely Lead |  |  |  | No | Other |  | Will Inspect meter box at a later date | Unknown | Don't Know | Don't Know |  | Building | Unknown | Unknown | No |  |  | Unknown
12698 | 1225 S STARLING DR, HOBBS NM |  | No | No | Unknown - Unlikely Lead | Don't Know |  |  |  | No | Other |  | Will Inspect meter box at a later date | Unknown - Unlikely Lead |  |  |  | No | Other |  | Will Inspect meter box at a later date | Unknown | Don't Know | Don't Know |  | Building | Unknown | Unknown | No |  |  | Unknown
11931 | 2420 SILVER CIR, HOBBS NM |  | No | No | Unknown - Unlikely Lead | Don't Know |  |  |  | No | Other |  | Will Inspect meter box at a later date | Unknown - Unlikely Lead |  |  |  | No | Other |  | Will Inspect meter box at a later date | Unknown | Don't Know | Don't Know |  | Building | Unknown | Unknown | No |  |  | Unknown
12129 | 409 W SAINT ANNE PL, HOBBS NM |  | No | No | Unknown - Unlikely Lead | Don't Know |  |  |  | No | Other |  | Will Inspect meter box at a later date | Unknown - Unlikely Lead |  |  |  | No | Other |  | Will Inspect meter box at a later date | Unknown | Don't Know | Don't Know |  | Building | Unknown | Unknown | No |  |  | Unknown
11914 | 1412 E SILVER DR, HOBBS NM |  | No | No | Unknown - Unlikely Lead | Don't Know |  |  |  | No | Other |  | Will Inspect meter box at a later date | Unknown - Unlikely Lead |  |  |  | No | Other |  | Will Inspect meter box at a later date | Unknown | Don't Know | Don't Know |  | Building | Unknown | Unknown | No |  |  | Unknown
11871 | 523 W SILVER AVE, HOBBS NM |  | No | No | Unknown - Unlikely Lead | Don't Know |  |  |  | No | Other |  | Will Inspect meter box at a later date | Unknown - Unlikely Lead |  |  |  | No | Other |  | Will Inspect meter box at a later date | Unknown | Don't Know | Don't Know |  | Building | Unknown | Unknown | No |  |  | Unknown
1298 | 2215 W BENDER BLVD, HOBBS NM |  | No | No | Unknown - Unlikely Lead | Don't Know |  |  |  | No | Other |  | Will Inspect meter box at a later date | Unknown - Unlikely Lead |  |  |  | No | Other |  | Will Inspect meter box at a later date | Unknown | Don't Know | Don't Know |  | Building | Unknown | Unknown | No |  |  | Unknown
11751 | 1526 N SAN MATEO ST, HOBBS NM |  | No | No | Unknown - Unlikely Lead | Don't Know |  |  |  | No | Other |  | Will Inspect meter box at a later date | Unknown - Unlikely Lead |  |  |  | No | Other |  | Will Inspect meter box at a later date | Unknown | Don't Know | Don't Know |  | Building | Unknown | Unknown | No |  |  | Unknown
13403 | 1819 N TURNER ST #F, HOBBS NM |  | No | No | Unknown - Unlikely Lead | Don't Know |  |  |  | No | Other |  | Will Inspect meter box at a later date | Unknown - Unlikely Lead |  |  |  | No | Other |  | Will Inspect meter box at a later date | Unknown | Don't Know | Don't Know |  | Building | Unknown | Unknown | No |  |  | Unknown
12477 | 700 North Shipp Street, Hobbs, NM 88240 |  | No | No | Non-Lead - Copper | Don't Know |  | 3/4 | Field inspection only with no records | Yes | Visual inspection at the meter pit | 07/23/2024 00:00:00 |  | Non-Lead - Plastic |  | 1 | Field inspection only with no records | Yes | Visual inspection at the meter pit | 07/23/2024 00:00:00 |  | Non-Lead | No | Don't Know |  | Single Family Residence |  | No | No |  |  | Non-Lead | Tier 5 | 32.707282 | -103.137232
12469 | 307 N SHIPP ST, HOBBS NM |  | No | No | Unknown - Unlikely Lead | Don't Know |  |  |  | No | Other |  | Will Inspect meter box at a later date | Unknown - Unlikely Lead |  |  |  | No | Other |  | Will Inspect meter box at a later date | Unknown | Don't Know | Don't Know |  | Building | Unknown | Unknown | No |  |  | Unknown
13390 | 1741 N TURNER ST, HOBBS NM |  | No | No | Unknown - Unlikely Lead | Don't Know |  |  |  | No | Other |  | Will Inspect meter box at a later date | Unknown - Unlikely Lead |  |  |  | No | Other |  | Will Inspect meter box at a later date | Unknown | Don't Know | Don't Know |  | Building | Unknown | Unknown | No |  |  | Unknown
13246 | 2314 N THOMAS DR, HOBBS NM |  | No | No | Unknown - Unlikely Lead | Don't Know |  |  |  | No | Other |  | Will Inspect meter box at a later date | Unknown - Unlikely Lead |  |  |  | No | Other |  | Will Inspect meter box at a later date | Unknown | Don't Know | Don't Know |  | Building | Unknown | Unknown | No |  |  | Unknown
11940 | 901 W SUNRISE CIR, HOBBS NM |  | No | No | Unknown - Unlikely Lead | Don't Know |  |  |  | No | Other |  | Will Inspect meter box at a later date | Unknown - Unlikely Lead |  |  |  | No | Other |  | Will Inspect meter box at a later date | Unknown | Don't Know | Don't Know |  | Building | Unknown | Unknown | No |  |  | Unknown
12916 | 707 E SECO DR, HOBBS NM |  | No | No | Unknown - Unlikely Lead | Don't Know |  |  |  | No | Other |  | Will Inspect meter box at a later date | Unknown - Unlikely Lead |  |  |  | No | Other |  | Will Inspect meter box at a later date | Unknown | Don't Know | Don't Know |  | Building | Unknown | Unknown | No |  |  | Unknown
13558 | 601 E TEXAS ST, HOBBS NM |  | No | No | Unknown - Unlikely Lead | Don't Know |  |  |  | No | Other |  | Will Inspect meter box at a later date | Unknown - Unlikely Lead |  |  |  | No | Other |  | Will Inspect meter box at a later date | Unknown | Don't Know | Don't Know |  | Building | Unknown | Unknown | No |  |  | Unknown
12583 | 1201 S SELMAN ST, HOBBS NM |  | No | No | Unknown - Unlikely Lead | Don't Know |  |  |  | No | Other |  | Will Inspect meter box at a later date | Unknown - Unlikely Lead |  |  |  | No | Other |  | Will Inspect meter box at a later date | Unknown | Don't Know | Don't Know |  | Building | Unknown | Unknown | No |  |  | Unknown
13621 | 809 1/2 N THORP ST, HOBBS NM |  | No | No | Unknown - Unlikely Lead | Don't Know |  |  |  | No | Other |  | Will Inspect meter box at a later date | Unknown - Unlikely Lead |  |  |  | No | Other |  | Will Inspect meter box at a later date | Unknown | Don't Know | Don't Know |  | Building | Unknown | Unknown | No |  |  | Unknown
12853 | 1201 E SKELLY ST, HOBBS NM |  | No | No | Unknown - Unlikely Lead | Don't Know |  |  |  | No | Other |  | Will Inspect meter box at a later date | Unknown - Unlikely Lead |  |  |  | No | Other |  | Will Inspect meter box at a later date | Unknown | Don't Know | Don't Know |  | Building | Unknown | Unknown | No |  |  | Unknown
12397 | 2104 E SNYDER ST, HOBBS NM |  | No | No | Unknown - Unlikely Lead | Don't Know |  |  |  | No | Other |  | Will Inspect meter box at a later date | Unknown - Unlikely Lead |  |  |  | No | Other |  | Will Inspect meter box at a later date | Unknown | Don't Know | Don't Know |  | Building | Unknown | Unknown | No |  |  | Unknown
13085 | 121 E TAOS ST, HOBBS NM |  | No | No | Unknown - Unlikely Lead | Don't Know |  |  |  | No | Other |  | Will Inspect meter box at a later date | Unknown - Unlikely Lead |  |  |  | No | Other |  | Will Inspect meter box at a later date | Unknown | Don't Know | Don't Know |  | Building | Unknown | Unknown | No |  |  | Unknown
13402 | 1819 N TURNER ST #G, HOBBS NM |  | No | No | Unknown - Unlikely Lead | Don't Know |  |  |  | No | Other |  | Will Inspect meter box at a later date | Unknown - Unlikely Lead |  |  |  | No | Other |  | Will Inspect meter box at a later date | Unknown | Don't Know | Don't Know |  | Building | Unknown | Unknown | No |  |  | Unknown
13467 | 114 S TURNER, HOBBS NM |  | No | No | Non-Lead - Plastic | Don't Know |  | 3/4 | Field inspection only with no records | Yes | Visual inspection at the meter pit | 08/26/2024 00:00:00 |  | Non-Lead - Plastic |  | 3/4 | Field inspection only with no records | Yes | Visual inspection at the meter pit | 08/26/2024 00:00:00 |  | Non-Lead | No | Don't Know |  | Single Family Residence |  | No | No |  |  | Non-Lead
12597 | 918 S SELMAN ST, HOBBS NM |  | No | No | Unknown - Unlikely Lead | Don't Know |  |  |  | No | Other |  | Will Inspect meter box at a later date | Unknown - Unlikely Lead |  |  |  | No | Other |  | Will Inspect meter box at a later date | Unknown | Don't Know | Don't Know |  | Building | Unknown | Unknown | No |  |  | Unknown
12305 | 2018 N STEVEN DR, HOBBS NM |  | No | No | Unknown - Unlikely Lead | Don't Know |  |  |  | No | Other |  | Will Inspect meter box at a later date | Unknown - Unlikely Lead |  |  |  | No | Other |  | Will Inspect meter box at a later date | Unknown | Don't Know | Don't Know |  | Building | Unknown | Unknown | No |  |  | Unknown
13167 | 1514 N TASKER DR, HOBBS NM |  | No | No | Unknown - Unlikely Lead | Don't Know |  |  |  | No | Other |  | Will Inspect meter box at a later date | Unknown - Unlikely Lead |  |  |  | No | Other |  | Will Inspect meter box at a later date | Unknown | Don't Know | Don't Know |  | Building | Unknown | Unknown | No |  |  | Unknown
13172 | 1608 N TASKER DR, HOBBS NM |  | No | No | Unknown - Unlikely Lead | Don't Know |  |  |  | No | Other |  | Will Inspect meter box at a later date | Unknown - Unlikely Lead |  |  |  | No | Other |  | Will Inspect meter box at a later date | Unknown | Don't Know | Don't Know |  | Building | Unknown | Unknown | No |  |  | Unknown
12821 | 823 E SKELLY ST, HOBBS NM |  | No | No | Unknown - Unlikely Lead | Don't Know |  |  |  | No | Other |  | Will Inspect meter box at a later date | Unknown - Unlikely Lead |  |  |  | No | Other |  | Will Inspect meter box at a later date | Unknown | Don't Know | Don't Know |  | Building | Unknown | Unknown | No |  |  | Unknown
13244 | 2303 N THOMAS DR, HOBBS NM |  | No | No | Unknown - Unlikely Lead | Don't Know |  |  |  | No | Other |  | Will Inspect meter box at a later date | Unknown - Unlikely Lead |  |  |  | No | Other |  | Will Inspect meter box at a later date | Unknown | Don't Know | Don't Know |  | Building | Unknown | Unknown | No |  |  | Unknown
12943 | 3600 N SKYVIEW ST COMMUNITY BUILDING, HOBBS NM |  | No | No | Non-Lead - Plastic | No | 2021 | 8 | Field inspection only with no records | Yes | Visual inspection at the meter pit | 05/26/2024 00:00:00 |  | Non-Lead - Plastic | 2021 | 8 | Installation date after lead ban | No | Visual inspection at the meter pit | 05/26/2024 00:00:00 |  | Non-Lead | No | No |  | Single Family Residence |  | No | No |  |  | Non-Lead
11590 | 1300 W SCHARBAUER ST, HOBBS NM |  | No | No | Non-Lead - Plastic | No |  | 3/4 | Field inspection only with no records | Yes | Visual inspection at the meter pit | 06/03/2024 00:00:00 |  | Unknown - Unlikely Lead | 1952 |  |  | Yes | Visual inspection at the meter pit | 06/03/2024 00:00:00 |  | Non-Lead | No | No |  | Single Family Residence |  | No | No |  |  | Unknown
13533 | 308 E TEXAS ST, HOBBS NM |  | No | No | Unknown - Unlikely Lead | Don't Know |  |  |  | No | Other |  | Will Inspect meter box at a later date | Unknown - Unlikely Lead |  |  |  | No | Other |  | Will Inspect meter box at a later date | Unknown | Don't Know | Don't Know |  | Building | Unknown | Unknown | No |  |  | Unknown
12218 | 1526 N STEVEN DR, HOBBS NM |  | No | No | Unknown - Unlikely Lead | Don't Know |  |  |  | No | Other |  | Will Inspect meter box at a later date | Unknown - Unlikely Lead |  |  |  | No | Other |  | Will Inspect meter box at a later date | Unknown | Don't Know | Don't Know |  | Building | Unknown | Unknown | No |  |  | Unknown
12746 | 620 E SKELLY ST, HOBBS NM |  | No | No | Unknown - Unlikely Lead | Don't Know |  |  |  | No | Other |  | Will Inspect meter box at a later date | Unknown - Unlikely Lead |  |  |  | No | Other |  | Will Inspect meter box at a later date | Unknown | Don't Know | Don't Know |  | Building | Unknown | Unknown | No |  |  | Unknown
11712 | 1-B STONECREST CT, HOBBS NM |  | No | No | Non-Lead - Plastic | No | 1982 | 3/4 | Field inspection only with no records | Yes | Visual inspection at the meter pit | 05/26/2024 00:00:00 |  | Non-Lead - Plastic |  | 3/4 | Installation date after lead ban | Yes | Visual inspection at the meter pit | 05/26/2024 00:00:00 | Will Inspect meter box at a later date | Non-Lead | Don't Know | Don't Know |  | Single Family Residence |  | Unknown | No |  |  | Non-Lead
12383 | 2200 E SNYDER ST, HOBBS NM |  | No | No | Unknown - Unlikely Lead | Don't Know |  |  |  | No | Other |  | Will Inspect meter box at a later date | Unknown - Unlikely Lead |  |  |  | No | Other |  | Will Inspect meter box at a later date | Unknown | Don't Know | Don't Know |  | Building | Unknown | Unknown | No |  |  | Unknown
12320 | 2116 N STEVEN DR, HOBBS NM |  | No | No | Unknown - Unlikely Lead | Don't Know |  |  |  | No | Other |  | Will Inspect meter box at a later date | Unknown - Unlikely Lead |  |  |  | No | Other |  | Will Inspect meter box at a later date | Unknown | Don't Know | Don't Know |  | Building | Unknown | Unknown | No |  |  | Unknown
11824 | 5918 SAN JOAQUIN, HOBBS NM |  | No | No | Unknown - Unlikely Lead | Don't Know |  |  |  | No | Other |  | Will Inspect meter box at a later date | Unknown - Unlikely Lead |  |  |  | No | Other |  | Will Inspect meter box at a later date | Unknown | Don't Know | Don't Know |  | Building | Unknown | Unknown | No |  |  | Unknown
13329 | 1001 N TURNER ST, HOBBS NM |  | No | No | Unknown - Unlikely Lead | Don't Know |  |  |  | No | Other |  | Will Inspect meter box at a later date | Unknown - Unlikely Lead |  |  |  | No | Other |  | Will Inspect meter box at a later date | Unknown | Don't Know | Don't Know |  | Building | Unknown | Unknown | No |  |  | Unknown
12881 | 502 E STANOLIND RD, HOBBS NM |  | No | No | Unknown - Unlikely Lead | Don't Know |  |  |  | No | Other |  | Will Inspect meter box at a later date | Unknown - Unlikely Lead |  |  |  | No | Other |  | Will Inspect meter box at a later date | Unknown | Don't Know | Don't Know |  | Building | Unknown | Unknown | No |  |  | Unknown
13158 | 1224 N TASKER DR, HOBBS NM |  | No | No | Unknown - Unlikely Lead | Don't Know |  |  |  | No | Other |  | Will Inspect meter box at a later date | Unknown - Unlikely Lead |  |  |  | No | Other |  | Will Inspect meter box at a later date | Unknown | Don't Know | Don't Know |  | Building | Unknown | Unknown | No |  |  | Unknown
12635 | 2815 N SELMAN ST, HOBBS NM |  | No | No | Unknown - Unlikely Lead | Don't Know |  |  |  | No | Other |  | Will Inspect meter box at a later date | Unknown - Unlikely Lead |  |  |  | No | Other |  | Will Inspect meter box at a later date | Unknown | Don't Know | Don't Know |  | Building | Unknown | Unknown | No |  |  | Unknown
12930 | 718 E SECO DR, HOBBS NM |  | No | No | Unknown - Unlikely Lead | Don't Know |  |  |  | No | Other |  | Will Inspect meter box at a later date | Unknown - Unlikely Lead |  |  |  | No | Other |  | Will Inspect meter box at a later date | Unknown | Don't Know | Don't Know |  | Building | Unknown | Unknown | No |  |  | Unknown
13458 | 915 S TURNER ST, HOBBS NM |  | No | No | Unknown - Unlikely Lead | Don't Know |  |  |  | No | Other |  | Will Inspect meter box at a later date | Unknown - Unlikely Lead |  |  |  | No | Other |  | Will Inspect meter box at a later date | Unknown | Don't Know | Don't Know |  | Building | Unknown | Unknown | No |  |  | Unknown
11617 | 1312 W SCHARBAUER ST, HOBBS NM |  | No | No | Unknown - Unlikely Lead | Don't Know |  |  |  | No | Other |  | Will Inspect meter box at a later date | Unknown - Unlikely Lead |  |  |  | No | Other |  | Will Inspect meter box at a later date | Unknown | Don't Know | Don't Know |  | Building | Unknown | Unknown | No |  |  | Unknown
13119 | 120 E TAOS ST, HOBBS NM |  | No | No | Unknown - Unlikely Lead | Don't Know |  |  |  | No | Other |  | Will Inspect meter box at a later date | Unknown - Unlikely Lead |  |  |  | No | Other |  | Will Inspect meter box at a later date | Unknown | Don't Know | Don't Know |  | Building | Unknown | Unknown | No |  |  | Unknown
13322 | 1000 N TURNER ST, HOBBS NM |  | No | No | Unknown - Unlikely Lead | Don't Know |  |  |  | No | Other |  | Will Inspect meter box at a later date | Unknown - Unlikely Lead |  |  |  | No | Other |  | Will Inspect meter box at a later date | Unknown | Don't Know | Don't Know |  | Building | Unknown | Unknown | No |  |  | Unknown
13060 | 333 W TAOS ST, HOBBS NM |  | No | No | Unknown - Unlikely Lead | Don't Know |  |  |  | No | Other |  | Will Inspect meter box at a later date | Unknown - Unlikely Lead |  |  |  | No | Other |  | Will Inspect meter box at a later date | Unknown | Don't Know | Don't Know |  | Building | Unknown | Unknown | No |  |  | Unknown
11743 | 7-B STONECREST CT, HOBBS NM |  | No | No | Non-Lead - Plastic | No | 1982 | 3/4 | Field inspection only with no records | Yes | Visual inspection at the meter pit | 05/26/2024 00:00:00 |  | Non-Lead - Plastic |  | 3/4 | Installation date after lead ban | Yes | Visual inspection at the meter pit | 05/26/2024 00:00:00 | Will Inspect meter box at a later date | Non-Lead | Don't Know | Don't Know |  | Single Family Residence |  | Unknown | No |  |  | Non-Lead
11963 | 929 W SUNRISE CIR, HOBBS NM |  | No | No | Unknown - Unlikely Lead | Don't Know |  |  |  | No | Other |  | Will Inspect meter box at a later date | Unknown - Unlikely Lead |  |  |  | No | Other |  | Will Inspect meter box at a later date | Unknown | Don't Know | Don't Know |  | Building | Unknown | Unknown | No |  |  | Unknown
13343 | 815 N TURNER ST, HOBBS NM |  | No | No | Unknown - Unlikely Lead | Don't Know |  |  |  | No | Other |  | Will Inspect meter box at a later date | Unknown - Unlikely Lead |  |  |  | No | Other |  | Will Inspect meter box at a later date | Unknown | Don't Know | Don't Know |  | Building | Unknown | Unknown | No |  |  | Unknown
12880 | 108 E STANOLIND RD, HOBBS NM |  | No | No | Unknown - Unlikely Lead | Don't Know |  |  |  | No | Other |  | Will Inspect meter box at a later date | Unknown - Unlikely Lead |  |  |  | No | Other |  | Will Inspect meter box at a later date | Unknown | Don't Know | Don't Know |  | Building | Unknown | Unknown | No |  |  | Unknown
13147 | 1611 N TASKER DR, HOBBS NM |  | No | No | Unknown - Unlikely Lead | Don't Know |  |  |  | No | Other |  | Will Inspect meter box at a later date | Unknown - Unlikely Lead |  |  |  | No | Other |  | Will Inspect meter box at a later date | Unknown | Don't Know | Don't Know |  | Building | Unknown | Unknown | No |  |  | Unknown
12153 | 508 W SAINT ANNE PL, HOBBS NM |  | No | No | Unknown - Unlikely Lead | Don't Know |  |  |  | No | Other |  | Will Inspect meter box at a later date | Unknown - Unlikely Lead |  |  |  | No | Other |  | Will Inspect meter box at a later date | Unknown | Don't Know | Don't Know |  | Building | Unknown | Unknown | No |  |  | Unknown
13652 | 1719 S THORP ST, HOBBS NM |  | No | No | Unknown - Unlikely Lead | Don't Know |  |  |  | No | Other |  | Will Inspect meter box at a later date | Unknown - Unlikely Lead |  |  |  | No | Other |  | Will Inspect meter box at a later date | Unknown | Don't Know | Don't Know |  | Building | Unknown | Unknown | No |  |  | Unknown
11826 | 6010 SAN JOAQUIN, HOBBS NM |  | No | No | Unknown - Unlikely Lead | Don't Know |  |  |  | No | Other |  | Will Inspect meter box at a later date | Unknown - Unlikely Lead |  |  |  | No | Other |  | Will Inspect meter box at a later date | Unknown | Don't Know | Don't Know |  | Building | Unknown | Unknown | No |  |  | Unknown
1260 | 1600 W BENDER BLVD, HOBBS NM |  | No | No | Unknown - Unlikely Lead | Don't Know |  |  |  | No | Other |  | Will Inspect meter box at a later date | Unknown - Unlikely Lead |  |  |  | No | Other |  | Will Inspect meter box at a later date | Unknown | Don't Know | Don't Know |  | Building | Unknown | Unknown | No |  |  | Unknown
12938 | 1233 S SHORT ST, HOBBS NM |  | No | No | Unknown - Unlikely Lead | Don't Know |  |  |  | No | Other |  | Will Inspect meter box at a later date | Unknown - Unlikely Lead |  |  |  | No | Other |  | Will Inspect meter box at a later date | Unknown | Don't Know | Don't Know |  | Building | Unknown | Unknown | No |  |  | Unknown
13075 | 201 W TAOS ST, HOBBS NM |  | Yes - Daycare | No | Non-Lead - Plastic | No | Unknown | 1 | Field inspection only with no records | Yes | Visual inspection at the meter pit | 08/13/2024 00:00:00 |  | Non-Lead - Plastic | Unknown | 1 | Installation date after lead ban | No | Visual inspection at the meter pit | 08/13/2024 00:00:00 |  | Non-Lead | No | No |  | Building |  | No | No |  |  | Non-Lead
11930 | 2413 SILVER CIR, HOBBS NM |  | No | No | Unknown - Unlikely Lead | Don't Know |  |  |  | No | Other |  | Will Inspect meter box at a later date | Unknown - Unlikely Lead |  |  |  | No | Other |  | Will Inspect meter box at a later date | Unknown | Don't Know | Don't Know |  | Building | Unknown | Unknown | No |  |  | Unknown
11609 | 1204 W SCHARBAUER ST, HOBBS NM |  | No | No | Unknown - Unlikely Lead | Don't Know |  |  |  | No | Other |  | Will Inspect meter box at a later date | Unknown - Unlikely Lead |  |  |  | No | Other |  | Will Inspect meter box at a later date | Unknown | Don't Know | Don't Know |  | Building | Unknown | Unknown | No |  |  | Unknown
13539 | 521 E TEXAS ST, HOBBS NM |  | No | No | Unknown - Unlikely Lead | Don't Know |  |  |  | No | Other |  | Will Inspect meter box at a later date | Unknown - Unlikely Lead |  |  |  | No | Other |  | Will Inspect meter box at a later date | Unknown | Don't Know | Don't Know |  | Building | Unknown | Unknown | No |  |  | Unknown
12179 | 318-C E SAINT ANNE PL, HOBBS NM |  | No | No | Unknown - Unlikely Lead | Don't Know |  |  |  | No | Other |  | Will Inspect meter box at a later date | Unknown - Unlikely Lead |  |  |  | No | Other |  | Will Inspect meter box at a later date | Unknown | Don't Know | Don't Know |  | Building | Unknown | Unknown | No |  |  | Unknown
13378 | 1819 N TURNER ST #E, HOBBS NM |  | No | No | Unknown - Unlikely Lead | Don't Know |  |  |  | No | Other |  | Will Inspect meter box at a later date | Unknown - Unlikely Lead |  |  |  | No | Other |  | Will Inspect meter box at a later date | Unknown | Don't Know | Don't Know |  | Building | Unknown | Unknown | No |  |  | Unknown
12431 | 708 E SNYDER ST, HOBBS NM |  | No | No | Unknown - Unlikely Lead | Don't Know |  |  |  | No | Other |  | Will Inspect meter box at a later date | Unknown - Unlikely Lead |  |  |  | No | Other |  | Will Inspect meter box at a later date | Unknown | Don't Know | Don't Know |  | Building | Unknown | Unknown | No |  |  | Unknown
13227 | 207 W TEMPLE AVE, HOBBS NM |  | No | No | Unknown - Unlikely Lead | Don't Know |  |  |  | No | Other |  | Will Inspect meter box at a later date | Unknown - Unlikely Lead |  |  |  | No | Other |  | Will Inspect meter box at a later date | Unknown | Don't Know | Don't Know |  | Building | Unknown | Unknown | No |  |  | Unknown
13099 | 100 E TAOS ST, HOBBS NM |  | No | No | Unknown - Unlikely Lead | Don't Know |  |  |  | No | Other |  | Will Inspect meter box at a later date | Unknown - Unlikely Lead |  |  |  | No | Other |  | Will Inspect meter box at a later date | Unknown | Don't Know | Don't Know |  | Building | Unknown | Unknown | No |  |  | Unknown
11972 | 906 W SUNRISE CIR, HOBBS NM |  | No | No | Unknown - Unlikely Lead | Don't Know |  |  |  | No | Other |  | Will Inspect meter box at a later date | Unknown - Unlikely Lead |  |  |  | No | Other |  | Will Inspect meter box at a later date | Unknown | Don't Know | Don't Know |  | Building | Unknown | Unknown | No |  |  | Unknown
12689 | 1215 S STARLING DR, HOBBS NM |  | No | No | Unknown - Unlikely Lead | Don't Know |  |  |  | No | Other |  | Will Inspect meter box at a later date | Unknown - Unlikely Lead |  |  |  | No | Other |  | Will Inspect meter box at a later date | Unknown | Don't Know | Don't Know |  | Building | Unknown | Unknown | No |  |  | Unknown
13218 | 409 W TEMPLE AVE, HOBBS NM |  | No | No | Unknown - Unlikely Lead | Don't Know |  |  |  | No | Other |  | Will Inspect meter box at a later date | Unknown - Unlikely Lead |  |  |  | No | Other |  | Will Inspect meter box at a later date | Unknown | Don't Know | Don't Know |  | Building | Unknown | Unknown | No |  |  | Unknown
1239 | 2507 W BENDER BLVD, HOBBS NM |  | No | No | Unknown - Unlikely Lead | Don't Know |  |  |  | No | Other |  | Will Inspect meter box at a later date | Unknown - Unlikely Lead |  |  |  | No | Other |  | Will Inspect meter box at a later date | Unknown | Don't Know | Don't Know |  | Building | Unknown | Unknown | No |  |  | Unknown
12123 | 108 W SAINT ANNE PL, HOBBS NM |  | No | No | Unknown - Unlikely Lead | Don't Know |  |  |  | No | Other |  | Will Inspect meter box at a later date | Unknown - Unlikely Lead |  |  |  | No | Other |  | Will Inspect meter box at a later date | Unknown | Don't Know | Don't Know |  | Building | Unknown | Unknown | No |  |  | Unknown
12932 | 1230 S SHORT ST, HOBBS NM |  | No | No | Unknown - Unlikely Lead | Don't Know |  |  |  | No | Other |  | Will Inspect meter box at a later date | Unknown - Unlikely Lead |  |  |  | No | Other |  | Will Inspect meter box at a later date | Unknown | Don't Know | Don't Know |  | Building | Unknown | Unknown | No |  |  | Unknown
13542 | 612 E TEXAS ST, HOBBS NM |  | No | No | Unknown - Unlikely Lead | Don't Know |  |  |  | No | Other |  | Will Inspect meter box at a later date | Unknown - Unlikely Lead |  |  |  | No | Other |  | Will Inspect meter box at a later date | Unknown | Don't Know | Don't Know |  | Building | Unknown | Unknown | No |  |  | Unknown
12130 | 500 W SAINT ANNE PL, HOBBS NM |  | No | No | Unknown - Unlikely Lead | Don't Know |  |  |  | No | Other |  | Will Inspect meter box at a later date | Unknown - Unlikely Lead |  |  |  | No | Other |  | Will Inspect meter box at a later date | Unknown | Don't Know | Don't Know |  | Building | Unknown | Unknown | No |  |  | Unknown
13520 | 908 E TEXAS ST, HOBBS NM |  | No | No | Unknown - Unlikely Lead | Don't Know |  |  |  | No | Other |  | Will Inspect meter box at a later date | Unknown - Unlikely Lead |  |  |  | No | Other |  | Will Inspect meter box at a later date | Unknown | Don't Know | Don't Know |  | Building | Unknown | Unknown | No |  |  | Unknown
12908 | 506 E SECO DR, HOBBS NM |  | No | No | Unknown - Unlikely Lead | Don't Know |  |  |  | No | Other |  | Will Inspect meter box at a later date | Unknown - Unlikely Lead |  |  |  | No | Other |  | Will Inspect meter box at a later date | Unknown | Don't Know | Don't Know |  | Building | Unknown | Unknown | No |  |  | Unknown
12145 | 208 W SAINT ANNE PL, HOBBS NM |  | No | No | Unknown - Unlikely Lead | Don't Know |  |  |  | No | Other |  | Will Inspect meter box at a later date | Unknown - Unlikely Lead |  |  |  | No | Other |  | Will Inspect meter box at a later date | Unknown | Don't Know | Don't Know |  | Building | Unknown | Unknown | No |  |  | Unknown
11689 | 1600 N SAN ANDRES DR, HOBBS NM |  | No | No | Unknown - Unlikely Lead | Don't Know |  |  |  | No | Other |  | Will Inspect meter box at a later date | Unknown - Unlikely Lead |  |  |  | No | Other |  | Will Inspect meter box at a later date | Unknown | Don't Know | Don't Know |  | Building | Unknown | Unknown | No |  |  | Unknown
13176 | 1312 N TASKER DR, HOBBS NM |  | No | No | Unknown - Unlikely Lead | Don't Know |  |  |  | No | Other |  | Will Inspect meter box at a later date | Unknown - Unlikely Lead |  |  |  | No | Other |  | Will Inspect meter box at a later date | Unknown | Don't Know | Don't Know |  | Building | Unknown | Unknown | No |  |  | Unknown
13031 | 107 W TAOS ST TRLR 7, HOBBS NM |  | No | No | Unknown - Unlikely Lead | Don't Know |  |  |  | No | Other |  | Will Inspect meter box at a later date | Unknown - Unlikely Lead |  |  |  | No | Other |  | Will Inspect meter box at a later date | Unknown | Don't Know | Don't Know |  | Building | Unknown | Unknown | No |  |  | Unknown
1166 | 1315 E BENDER BLVD #9, HOBBS NM |  | No | No | Unknown - Unlikely Lead | Don't Know |  |  |  | No | Other |  | Will Inspect meter box at a later date | Unknown - Unlikely Lead |  |  |  | No | Other |  | Will Inspect meter box at a later date | Unknown | Don't Know | Don't Know |  | Building | Unknown | Unknown | No |  |  | Unknown
12602 | 2908 N SELMAN ST, HOBBS NM |  | No | No | Unknown - Unlikely Lead | Don't Know |  |  |  | No | Other |  | Will Inspect meter box at a later date | Unknown - Unlikely Lead |  |  |  | No | Other |  | Will Inspect meter box at a later date | Unknown | Don't Know | Don't Know |  | Building | Unknown | Unknown | No |  |  | Unknown
13359 | 1915 N TURNER ST, HOBBS NM |  | No | No | Unknown - Unlikely Lead | Don't Know |  |  |  | No | Other |  | Will Inspect meter box at a later date | Unknown - Unlikely Lead |  |  |  | No | Other |  | Will Inspect meter box at a later date | Unknown | Don't Know | Don't Know |  | Building | Unknown | Unknown | No |  |  | Unknown
1228 | 1205 E BENDER BLVD, HOBBS NM |  | No | No | Unknown - Unlikely Lead | Don't Know |  |  |  | No | Other |  | Will Inspect meter box at a later date | Unknown - Unlikely Lead |  |  |  | No | Other |  | Will Inspect meter box at a later date | Unknown | Don't Know | Don't Know |  | Building | Unknown | Unknown | No |  |  | Unknown
1362 | 520 S BURK ST, HOBBS NM |  | No | No | Unknown - Unlikely Lead | Don't Know |  |  |  | No | Other |  | Will Inspect meter box at a later date | Unknown - Unlikely Lead |  |  |  | No | Other |  | Will Inspect meter box at a later date | Unknown | Don't Know | Don't Know |  | Building | Unknown | Unknown | No |  |  | Unknown
12196 | 2424 N SAINT ANNE PL, HOBBS NM |  | No | No | Unknown - Unlikely Lead | Don't Know |  |  |  | No | Other |  | Will Inspect meter box at a later date | Unknown - Unlikely Lead |  |  |  | No | Other |  | Will Inspect meter box at a later date | Unknown | Don't Know | Don't Know |  | Building | Unknown | Unknown | No |  |  | Unknown
1161 | 900 E BELL PL, HOBBS NM |  | No | No | Unknown - Unlikely Lead | Don't Know |  |  |  | No | Other |  | Will Inspect meter box at a later date | Unknown - Unlikely Lead |  |  |  | No | Other |  | Will Inspect meter box at a later date | Unknown | Don't Know | Don't Know |  | Building | Unknown | Unknown | No |  |  | Unknown
1318 | 3312 BELMONT PL, HOBBS NM |  | No | No | Unknown - Unlikely Lead | Don't Know |  |  |  | No | Other |  | Will Inspect meter box at a later date | Unknown - Unlikely Lead |  |  |  | No | Other |  | Will Inspect meter box at a later date | Unknown | Don't Know | Don't Know |  | Building | Unknown | Unknown | No |  |  | Unknown
1276 | 114 W BENDER BLVD, HOBBS NM |  | No | No | Unknown - Unlikely Lead | Don't Know |  |  |  | No | Other |  | Will Inspect meter box at a later date | Unknown - Unlikely Lead |  |  |  | No | Other |  | Will Inspect meter box at a later date | Unknown | Don't Know | Don't Know |  | Building | Unknown | Unknown | No |  |  | Unknown
11661 | 1109 N SAN ANDRES DR, HOBBS NM |  | No | No | Unknown - Unlikely Lead | Don't Know |  |  |  | No | Other |  | Will Inspect meter box at a later date | Unknown - Unlikely Lead |  |  |  | No | Other |  | Will Inspect meter box at a later date | Unknown | Don't Know | Don't Know |  | Building | Unknown | Unknown | No |  |  | Unknown
11728 | 10-B STONECREST CT, HOBBS NM |  | No | No | Non-Lead - Plastic | No | 1982 | 3/4 | Field inspection only with no records | Yes | Visual inspection at the meter pit | 05/26/2024 00:00:00 |  | Non-Lead - Plastic |  | 3/4 | Installation date after lead ban | Yes | Visual inspection at the meter pit | 05/26/2024 00:00:00 | Will Inspect meter box at a later date | Non-Lead | Don't Know | Don't Know |  | Single Family Residence |  | Unknown | No |  |  | Non-Lead
12926 | 412 E SECO DR, HOBBS NM |  | No | No | Unknown - Unlikely Lead | Don't Know |  |  |  | No | Other |  | Will Inspect meter box at a later date | Unknown - Unlikely Lead |  |  |  | No | Other |  | Will Inspect meter box at a later date | Unknown | Don't Know | Don't Know |  | Building | Unknown | Unknown | No |  |  | Unknown
12443 | 1230 E SNYDER ST, HOBBS NM |  | No | No | Unknown - Unlikely Lead | Don't Know |  |  |  | No | Other |  | Will Inspect meter box at a later date | Unknown - Unlikely Lead |  |  |  | No | Other |  | Will Inspect meter box at a later date | Unknown | Don't Know | Don't Know |  | Building | Unknown | Unknown | No |  |  | Unknown
12518 | 118 W SHIPP DR, HOBBS NM |  | No | No | Unknown - Unlikely Lead | Don't Know |  |  |  | No | Other |  | Will Inspect meter box at a later date | Unknown - Unlikely Lead |  |  |  | No | Other |  | Will Inspect meter box at a later date | Unknown | Don't Know | Don't Know |  | Building | Unknown | Unknown | No |  |  | Unknown
12524 | 115 W SHIPP DR, HOBBS NM |  | No | No | Unknown - Unlikely Lead | Don't Know |  |  |  | No | Other |  | Will Inspect meter box at a later date | Unknown - Unlikely Lead |  |  |  | No | Other |  | Will Inspect meter box at a later date | Unknown | Don't Know | Don't Know |  | Building | Unknown | Unknown | No |  |  | Unknown
12189 | 212 E SAINT ANNE PL, HOBBS NM |  | No | No | Unknown - Unlikely Lead | Don't Know |  |  |  | No | Other |  | Will Inspect meter box at a later date | Unknown - Unlikely Lead |  |  |  | No | Other |  | Will Inspect meter box at a later date | Unknown | Don't Know | Don't Know |  | Building | Unknown | Unknown | No |  |  | Unknown
12931 | 433 E SECO DR, HOBBS NM |  | No | No | Unknown - Unlikely Lead | Don't Know |  |  |  | No | Other |  | Will Inspect meter box at a later date | Unknown - Unlikely Lead |  |  |  | No | Other |  | Will Inspect meter box at a later date | Unknown | Don't Know | Don't Know |  | Building | Unknown | Unknown | No |  |  | Unknown
12302 | 2200 N STEVEN DR, HOBBS NM |  | No | No | Unknown - Unlikely Lead | Don't Know |  |  |  | No | Other |  | Will Inspect meter box at a later date | Unknown - Unlikely Lead |  |  |  | No | Other |  | Will Inspect meter box at a later date | Unknown | Don't Know | Don't Know |  | Building | Unknown | Unknown | No |  |  | Unknown
12620 | 815 N SELMAN ST, HOBBS NM |  | No | No | Unknown - Unlikely Lead | Don't Know |  |  |  | No | Other |  | Will Inspect meter box at a later date | Unknown - Unlikely Lead |  |  |  | No | Other |  | Will Inspect meter box at a later date | Unknown | Don't Know | Don't Know |  | Building | Unknown | Unknown | No |  |  | Unknown
13272 | 2309 N THOMAS DR, HOBBS NM |  | No | No | Unknown - Unlikely Lead | Don't Know |  |  |  | No | Other |  | Will Inspect meter box at a later date | Unknown - Unlikely Lead |  |  |  | No | Other |  | Will Inspect meter box at a later date | Unknown | Don't Know | Don't Know |  | Building | Unknown | Unknown | No |  |  | Unknown
13604 | 708 N THORP ST, HOBBS NM |  | No | No | Unknown - Unlikely Lead | Don't Know |  |  |  | No | Other |  | Will Inspect meter box at a later date | Unknown - Unlikely Lead |  |  |  | No | Other |  | Will Inspect meter box at a later date | Unknown | Don't Know | Don't Know |  | Building | Unknown | Unknown | No |  |  | Unknown
13295 | 2023 E TANGLEWOOD AVE, HOBBS NM |  | No | No | Non-Lead - Plastic | Don't Know | 2019 | 1 | Field inspection only with no records | Yes | Visual inspection at the meter pit | 08/19/2024 00:00:00 |  | Non-Lead - Plastic | 2019 | 1 | Field inspection only with no records | Yes | Visual inspection at the meter pit | 08/19/2024 00:00:00 |  | Non-Lead | No | Don't Know |  | Single Family Residence |  | No | No |  |  | Non-Lead
11842 | 120 W SILVER AVE, HOBBS NM |  | No | No | Unknown - Unlikely Lead | Don't Know |  |  |  | No | Other |  | Will Inspect meter box at a later date | Unknown - Unlikely Lead |  |  |  | No | Other |  | Will Inspect meter box at a later date | Unknown | Don't Know | Don't Know |  | Building | Unknown | Unknown | No |  |  | Unknown
13521 | 417 E TEXAS ST, HOBBS NM |  | No | No | Unknown - Unlikely Lead | Don't Know |  |  |  | No | Other |  | Will Inspect meter box at a later date | Unknown - Unlikely Lead |  |  |  | No | Other |  | Will Inspect meter box at a later date | Unknown | Don't Know | Don't Know |  | Building | Unknown | Unknown | No |  |  | Unknown
1172 | 1315 E BENDER BLVD #2, HOBBS NM |  | No | No | Unknown - Unlikely Lead | Don't Know |  |  |  | No | Other |  | Will Inspect meter box at a later date | Unknown - Unlikely Lead |  |  |  | No | Other |  | Will Inspect meter box at a later date | Unknown | Don't Know | Don't Know |  | Building | Unknown | Unknown | No |  |  | Unknown
13213 | 401 W TEMPLE AVE, HOBBS NM |  | No | No | Unknown - Unlikely Lead | Don't Know |  |  |  | No | Other |  | Will Inspect meter box at a later date | Unknown - Unlikely Lead |  |  |  | No | Other |  | Will Inspect meter box at a later date | Unknown | Don't Know | Don't Know |  | Building | Unknown | Unknown | No |  |  | Unknown
12398 | 1220 E SNYDER ST, HOBBS NM |  | No | No | Unknown - Unlikely Lead | Don't Know |  |  |  | No | Other |  | Will Inspect meter box at a later date | Unknown - Unlikely Lead |  |  |  | No | Other |  | Will Inspect meter box at a later date | Unknown | Don't Know | Don't Know |  | Building | Unknown | Unknown | No |  |  | Unknown
13276 | 2306 N THOMAS DR, HOBBS NM |  | No | No | Unknown - Unlikely Lead | Don't Know |  |  |  | No | Other |  | Will Inspect meter box at a later date | Unknown - Unlikely Lead |  |  |  | No | Other |  | Will Inspect meter box at a later date | Unknown | Don't Know | Don't Know |  | Building | Unknown | Unknown | No |  |  | Unknown
13517 | 1106 E TEXAS ST, HOBBS NM |  | No | No | Unknown - Unlikely Lead | Don't Know |  |  |  | No | Other |  | Will Inspect meter box at a later date | Unknown - Unlikely Lead |  |  |  | No | Other |  | Will Inspect meter box at a later date | Unknown | Don't Know | Don't Know |  | Building | Unknown | Unknown | No |  |  | Unknown
11693 | 4-C STONECREST CT, HOBBS NM |  | No | No | Non-Lead - Plastic | No | 1982 | 3/4 | Field inspection only with no records | Yes | Visual inspection at the meter pit | 05/26/2024 00:00:00 |  | Non-Lead - Plastic |  | 3/4 | Installation date after lead ban | Yes | Visual inspection at the meter pit | 05/26/2024 00:00:00 | Will Inspect meter box at a later date | Non-Lead | Don't Know | Don't Know |  | Single Family Residence |  | Unknown | No |  |  | Non-Lead
12360 | 1816 E SNYDER ST, HOBBS NM |  | No | No | Unknown - Unlikely Lead | Don't Know |  |  |  | No | Other |  | Will Inspect meter box at a later date | Unknown - Unlikely Lead |  |  |  | No | Other |  | Will Inspect meter box at a later date | Unknown | Don't Know | Don't Know |  | Building | Unknown | Unknown | No |  |  | Unknown
12655 | 2426 N SELMAN ST, HOBBS NM |  | No | No | Unknown - Unlikely Lead | Don't Know |  |  |  | No | Other |  | Will Inspect meter box at a later date | Unknown - Unlikely Lead |  |  |  | No | Other |  | Will Inspect meter box at a later date | Unknown | Don't Know | Don't Know |  | Building | Unknown | Unknown | No |  |  | Unknown
11936 | 953 W SUNRISE CIR, HOBBS NM |  | No | No | Unknown - Unlikely Lead | Don't Know |  |  |  | No | Other |  | Will Inspect meter box at a later date | Unknown - Unlikely Lead |  |  |  | No | Other |  | Will Inspect meter box at a later date | Unknown | Don't Know | Don't Know |  | Building | Unknown | Unknown | No |  |  | Unknown
12711 | 311 W SKELLY ST, HOBBS NM |  | No | No | Unknown - Unlikely Lead | Don't Know |  |  |  | No | Other |  | Will Inspect meter box at a later date | Unknown - Unlikely Lead |  |  |  | No | Other |  | Will Inspect meter box at a later date | Unknown | Don't Know | Don't Know |  | Building | Unknown | Unknown | No |  |  | Unknown
12565 | 1300 S SELMAN ST, HOBBS NM |  | No | No | Unknown - Unlikely Lead | Don't Know |  |  |  | No | Other |  | Will Inspect meter box at a later date | Unknown - Unlikely Lead |  |  |  | No | Other |  | Will Inspect meter box at a later date | Unknown | Don't Know | Don't Know |  | Building | Unknown | Unknown | No |  |  | Unknown
13304 | 1718 E TANGLEWOOD AVE, HOBBS NM |  | No | No | Non-Lead - Plastic | Don't Know | 2019 | 1 | Field inspection only with no records | Yes | Visual inspection at the meter pit | 08/19/2024 00:00:00 |  | Non-Lead - Plastic | 2019 | 1 | Field inspection only with no records | Yes | Visual inspection at the meter pit | 08/19/2024 00:00:00 |  | Non-Lead | No | Don't Know |  | Single Family Residence |  | No | No |  |  | Non-Lead
12669 | 2906 N Sabrita Circle, Hobbs, NM 88240 |  | No | No | Non-Lead - Plastic | No | 2023 | 1 | Installation date after lead ban | Yes | Visual inspection at the meter pit | 05/13/2024 00:00:00 |  | Non-Lead - Copper | 2023 | 1 | Installation date after lead ban | Yes | Visual inspection at the meter pit | 05/13/2024 00:00:00 |  | Non-Lead | No | No |  |  |  | No | No |  |  | Non-Lead | No Tier | 32.732298 | -103.122459
12595 | 1210 S SELMAN ST, HOBBS NM |  | No | No | Unknown - Unlikely Lead | Don't Know |  |  |  | No | Other |  | Will Inspect meter box at a later date | Unknown - Unlikely Lead |  |  |  | No | Other |  | Will Inspect meter box at a later date | Unknown | Don't Know | Don't Know |  | Building | Unknown | Unknown | No |  |  | Unknown
12152 | 501 W SAINT ANNE PL, HOBBS NM |  | No | No | Unknown - Unlikely Lead | Don't Know |  |  |  | No | Other |  | Will Inspect meter box at a later date | Unknown - Unlikely Lead |  |  |  | No | Other |  | Will Inspect meter box at a later date | Unknown | Don't Know | Don't Know |  | Building | Unknown | Unknown | No |  |  | Unknown
12058 | 305 SUNSET PL, HOBBS NM |  | No | No | Non-Lead - Plastic | Don't Know |  | 1 | Field inspection only with no records | Yes | Visual inspection at the meter pit | 08/13/2024 00:00:00 |  | Non-Lead - Plastic |  | 1 | Field inspection only with no records | Yes | Visual inspection at the meter pit | 08/13/2024 00:00:00 |  | Non-Lead | No | Don't Know |  | Single Family Residence |  | No | No |  |  | Non-Lead
13590 | 2500 W TEXAS ST, HOBBS NM |  | No | No | Unknown - Unlikely Lead | Don't Know |  |  |  | No | Other |  | Will Inspect meter box at a later date | Unknown - Unlikely Lead |  |  |  | No | Other |  | Will Inspect meter box at a later date | Unknown | Don't Know | Don't Know |  | Building | Unknown | Unknown | No |  |  | Unknown
13494 | 6117 N T-BIRD RD, HOBBS NM |  | No | No | Unknown - Unlikely Lead | Don't Know |  |  |  | No | Other |  | Will Inspect meter box at a later date | Unknown - Unlikely Lead |  |  |  | No | Other |  | Will Inspect meter box at a later date | Unknown | Don't Know | Don't Know |  | Building | Unknown | Unknown | No |  |  | Unknown
117 | 2821 N ACOMA DR, HOBBS NM |  | No | No | Unknown - Unlikely Lead | Don't Know |  |  |  | No | Other |  | Will Inspect meter box at a later date | Unknown - Unlikely Lead |  |  |  | No | Other |  | Will Inspect meter box at a later date | Unknown | Don't Know | Don't Know |  | Building | Unknown | Unknown | No |  |  | Unknown
12548 | 1209 S SELMAN ST, HOBBS NM |  | No | No | Unknown - Unlikely Lead | Don't Know |  |  |  | No | Other |  | Will Inspect meter box at a later date | Unknown - Unlikely Lead |  |  |  | No | Other |  | Will Inspect meter box at a later date | Unknown | Don't Know | Don't Know |  | Building | Unknown | Unknown | No |  |  | Unknown
13104 | 600 E TAOS ST, HOBBS NM |  | No | No | Unknown - Unlikely Lead | Don't Know |  |  |  | No | Other |  | Will Inspect meter box at a later date | Unknown - Unlikely Lead |  |  |  | No | Other |  | Will Inspect meter box at a later date | Unknown | Don't Know | Don't Know |  | Building | Unknown | Unknown | No |  |  | Unknown
12334 | 402 1/2 W SNYDER ST, HOBBS NM |  | No | No | Unknown - Unlikely Lead | Don't Know |  |  |  | No | Other |  | Will Inspect meter box at a later date | Unknown - Unlikely Lead |  |  |  | No | Other |  | Will Inspect meter box at a later date | Unknown | Don't Know | Don't Know |  | Building | Unknown | Unknown | No |  |  | Unknown
118 | 2238 N ACOMA DR, HOBBS NM |  | No | No | Unknown - Unlikely Lead | Don't Know |  |  |  | No | Other |  | Will Inspect meter box at a later date | Unknown - Unlikely Lead |  |  |  | No | Other |  | Will Inspect meter box at a later date | Unknown | Don't Know | Don't Know |  | Building | Unknown | Unknown | No |  |  | Unknown
12400 | 1801 E SNYDER ST, HOBBS NM |  | No | No | Unknown - Unlikely Lead | Don't Know |  |  |  | No | Other |  | Will Inspect meter box at a later date | Unknown - Unlikely Lead |  |  |  | No | Other |  | Will Inspect meter box at a later date | Unknown | Don't Know | Don't Know |  | Building | Unknown | Unknown | No |  |  | Unknown
11864 | 417 W SILVER AVE, HOBBS NM |  | No | No | Unknown - Unlikely Lead | Don't Know |  |  |  | No | Other |  | Will Inspect meter box at a later date | Unknown - Unlikely Lead |  |  |  | No | Other |  | Will Inspect meter box at a later date | Unknown | Don't Know | Don't Know |  | Building | Unknown | Unknown | No |  |  | Unknown
13046 | 920 W TAOS ST, HOBBS NM |  | No | No | Unknown - Unlikely Lead | Don't Know |  |  |  | No | Other |  | Will Inspect meter box at a later date | Unknown - Unlikely Lead |  |  |  | No | Other |  | Will Inspect meter box at a later date | Unknown | Don't Know | Don't Know |  | Building | Unknown | Unknown | No |  |  | Unknown
12416 | 901 E SNYDER ST, HOBBS NM |  | No | No | Unknown - Unlikely Lead | Don't Know |  |  |  | No | Other |  | Will Inspect meter box at a later date | Unknown - Unlikely Lead |  |  |  | No | Other |  | Will Inspect meter box at a later date | Unknown | Don't Know | Don't Know |  | Building | Unknown | Unknown | No |  |  | Unknown
12466 | 608 N SHIPP ST, HOBBS NM |  | No | No | Unknown - Unlikely Lead | Don't Know |  |  |  | No | Other |  | Will Inspect meter box at a later date | Unknown - Unlikely Lead |  |  |  | No | Other |  | Will Inspect meter box at a later date | Unknown | Don't Know | Don't Know |  | Building | Unknown | Unknown | No |  |  | Unknown
13468 | 701 S TURNER ST, HOBBS NM |  | No | No | Unknown - Unlikely Lead | Don't Know |  |  |  | No | Other |  | Will Inspect meter box at a later date | Unknown - Unlikely Lead |  |  |  | No | Other |  | Will Inspect meter box at a later date | Unknown | Don't Know | Don't Know |  | Building | Unknown | Unknown | No |  |  | Unknown
12941 | 1232 S SHORT ST, HOBBS NM |  | No | No | Unknown - Unlikely Lead | Don't Know |  |  |  | No | Other |  | Will Inspect meter box at a later date | Unknown - Unlikely Lead |  |  |  | No | Other |  | Will Inspect meter box at a later date | Unknown | Don't Know | Don't Know |  | Building | Unknown | Unknown | No |  |  | Unknown
13393 | 714 N TURNER ST, HOBBS NM |  | No | No | Unknown - Unlikely Lead | Don't Know |  |  |  | No | Other |  | Will Inspect meter box at a later date | Unknown - Unlikely Lead |  |  |  | No | Other |  | Will Inspect meter box at a later date | Unknown | Don't Know | Don't Know |  | Building | Unknown | Unknown | No |  |  | Unknown
11902 | 722 W SILVER AVE, HOBBS NM |  | No | No | Unknown - Unlikely Lead | Don't Know |  |  |  | No | Other |  | Will Inspect meter box at a later date | Unknown - Unlikely Lead |  |  |  | No | Other |  | Will Inspect meter box at a later date | Unknown | Don't Know | Don't Know |  | Building | Unknown | Unknown | No |  |  | Unknown
13274 | 2316 N THOMAS DR, HOBBS NM |  | No | No | Unknown - Unlikely Lead | Don't Know |  |  |  | No | Other |  | Will Inspect meter box at a later date | Unknown - Unlikely Lead |  |  |  | No | Other |  | Will Inspect meter box at a later date | Unknown | Don't Know | Don't Know |  | Building | Unknown | Unknown | No |  |  | Unknown
12057 | 319 SUNSET PL, HOBBS NM |  | No | No | Non-Lead - Plastic | Don't Know |  | 1 | Field inspection only with no records | Yes | Visual inspection at the meter pit | 08/13/2024 00:00:00 |  | Non-Lead - Plastic |  | 1 | Field inspection only with no records | Yes | Visual inspection at the meter pit | 08/13/2024 00:00:00 |  | Non-Lead | No | Don't Know |  | Single Family Residence |  | No | No |  |  | Non-Lead
13146 | 1232 N TASKER DR, HOBBS NM |  | No | No | Unknown - Unlikely Lead | Don't Know |  |  |  | No | Other |  | Will Inspect meter box at a later date | Unknown - Unlikely Lead |  |  |  | No | Other |  | Will Inspect meter box at a later date | Unknown | Don't Know | Don't Know |  | Building | Unknown | Unknown | No |  |  | Unknown
12306 | 2127 N STEVEN DR, HOBBS NM |  | No | No | Unknown - Unlikely Lead | Don't Know |  |  |  | No | Other |  | Will Inspect meter box at a later date | Unknown - Unlikely Lead |  |  |  | No | Other |  | Will Inspect meter box at a later date | Unknown | Don't Know | Don't Know |  | Building | Unknown | Unknown | No |  |  | Unknown
12566 | 1311 S SELMAN ST, HOBBS NM |  | No | No | Unknown - Unlikely Lead | Don't Know |  |  |  | No | Other |  | Will Inspect meter box at a later date | Unknown - Unlikely Lead |  |  |  | No | Other |  | Will Inspect meter box at a later date | Unknown | Don't Know | Don't Know |  | Building | Unknown | Unknown | No |  |  | Unknown
13331 | 1017 N TURNER ST, HOBBS NM |  | No | No | Unknown - Unlikely Lead | Don't Know |  |  |  | No | Other |  | Will Inspect meter box at a later date | Unknown - Unlikely Lead |  |  |  | No | Other |  | Will Inspect meter box at a later date | Unknown | Don't Know | Don't Know |  | Building | Unknown | Unknown | No |  |  | Unknown
13529 | 706 E TEXAS ST, HOBBS NM |  | No | No | Unknown - Unlikely Lead | Don't Know |  |  |  | No | Other |  | Will Inspect meter box at a later date | Unknown - Unlikely Lead |  |  |  | No | Other |  | Will Inspect meter box at a later date | Unknown | Don't Know | Don't Know |  | Building | Unknown | Unknown | No |  |  | Unknown
12676 | 3320 N SANDRIDGE DR, HOBBS NM |  | No | No | Unknown - Unlikely Lead | Don't Know |  |  |  | No | Other |  | Will Inspect meter box at a later date | Unknown - Unlikely Lead |  |  |  | No | Other |  | Will Inspect meter box at a later date | Unknown | Don't Know | Don't Know |  | Building | Unknown | Unknown | No |  |  | Unknown
12115 | 420 E SUNSET DR, HOBBS NM |  | No | No | Unknown - Unlikely Lead | Don't Know |  |  |  | No | Other |  | Will Inspect meter box at a later date | Unknown - Unlikely Lead |  |  |  | No | Other |  | Will Inspect meter box at a later date | Unknown | Don't Know | Don't Know |  | Building | Unknown | Unknown | No |  |  | Unknown
11889 | 300 W SILVER AVE, HOBBS NM |  | No | No | Unknown - Unlikely Lead | Don't Know |  |  |  | No | Other |  | Will Inspect meter box at a later date | Unknown - Unlikely Lead |  |  |  | No | Other |  | Will Inspect meter box at a later date | Unknown | Don't Know | Don't Know |  | Building | Unknown | Unknown | No |  |  | Unknown
13111 | 509 E TAOS ST, HOBBS NM |  | No | No | Unknown - Unlikely Lead | Don't Know |  |  |  | No | Other |  | Will Inspect meter box at a later date | Unknown - Unlikely Lead |  |  |  | No | Other |  | Will Inspect meter box at a later date | Unknown | Don't Know | Don't Know |  | Building | Unknown | Unknown | No |  |  | Unknown
1210 | 1003 E BENDER BLVD, HOBBS NM |  | No | No | Unknown - Unlikely Lead | Don't Know |  |  |  | No | Other |  | Will Inspect meter box at a later date | Unknown - Unlikely Lead |  |  |  | No | Other |  | Will Inspect meter box at a later date | Unknown | Don't Know | Don't Know |  | Building | Unknown | Unknown | No |  |  | Unknown
12818 | 606 E SKELLY ST, HOBBS NM |  | No | No | Unknown - Unlikely Lead | Don't Know |  |  |  | No | Other |  | Will Inspect meter box at a later date | Unknown - Unlikely Lead |  |  |  | No | Other |  | Will Inspect meter box at a later date | Unknown | Don't Know | Don't Know |  | Building | Unknown | Unknown | No |  |  | Unknown
13447 | 1801 S TURNER ST, HOBBS NM |  | No | No | Unknown - Unlikely Lead | Don't Know |  |  |  | No | Other |  | Will Inspect meter box at a later date | Unknown - Unlikely Lead |  |  |  | No | Other |  | Will Inspect meter box at a later date | Unknown | Don't Know | Don't Know |  | Building | Unknown | Unknown | No |  |  | Unknown
1230 | 916 E BENDER BLVD, HOBBS NM |  | No | No | Unknown - Unlikely Lead | Don't Know |  |  |  | No | Other |  | Will Inspect meter box at a later date | Unknown - Unlikely Lead |  |  |  | No | Other |  | Will Inspect meter box at a later date | Unknown | Don't Know | Don't Know |  | Building | Unknown | Unknown | No |  |  | Unknown
12547 | 1203 S SELMAN ST, HOBBS NM |  | No | No | Unknown - Unlikely Lead | Don't Know |  |  |  | No | Other |  | Will Inspect meter box at a later date | Unknown - Unlikely Lead |  |  |  | No | Other |  | Will Inspect meter box at a later date | Unknown | Don't Know | Don't Know |  | Building | Unknown | Unknown | No |  |  | Unknown
1187 | 325 E BENDER BLVD, HOBBS NM |  | No | No | Unknown - Unlikely Lead | Don't Know |  |  |  | No | Other |  | Will Inspect meter box at a later date | Unknown - Unlikely Lead |  |  |  | No | Other |  | Will Inspect meter box at a later date | Unknown | Don't Know | Don't Know |  | Building | Unknown | Unknown | No |  |  | Unknown
1224 | 708 E BENDER BLVD, HOBBS NM |  | No | No | Unknown - Unlikely Lead | Don't Know |  |  |  | No | Other |  | Will Inspect meter box at a later date | Unknown - Unlikely Lead |  |  |  | No | Other |  | Will Inspect meter box at a later date | Unknown | Don't Know | Don't Know |  | Building | Unknown | Unknown | No |  |  | Unknown
12177 | 322-B E SAINT ANNE PL, HOBBS NM |  | No | No | Unknown - Unlikely Lead | Don't Know |  |  |  | No | Other |  | Will Inspect meter box at a later date | Unknown - Unlikely Lead |  |  |  | No | Other |  | Will Inspect meter box at a later date | Unknown | Don't Know | Don't Know |  | Building | Unknown | Unknown | No |  |  | Unknown
12793 | 307 E SKELLY ST, HOBBS NM |  | No | No | Unknown - Unlikely Lead | Don't Know |  |  |  | No | Other |  | Will Inspect meter box at a later date | Unknown - Unlikely Lead |  |  |  | No | Other |  | Will Inspect meter box at a later date | Unknown | Don't Know | Don't Know |  | Building | Unknown | Unknown | No |  |  | Unknown
12755 | 501 E SKELLY ST, HOBBS NM |  | No | No | Unknown - Unlikely Lead | Don't Know |  |  |  | No | Other |  | Will Inspect meter box at a later date | Unknown - Unlikely Lead |  |  |  | No | Other |  | Will Inspect meter box at a later date | Unknown | Don't Know | Don't Know |  | Building | Unknown | Unknown | No |  |  | Unknown
13549 | 1418 E TEXAS ST, HOBBS NM |  | No | No | Unknown - Unlikely Lead | Don't Know |  |  |  | No | Other |  | Will Inspect meter box at a later date | Unknown - Unlikely Lead |  |  |  | No | Other |  | Will Inspect meter box at a later date | Unknown | Don't Know | Don't Know |  | Building | Unknown | Unknown | No |  |  | Unknown
13110 | 421 E TAOS ST, HOBBS NM |  | No | No | Unknown - Unlikely Lead | Don't Know |  |  |  | No | Other |  | Will Inspect meter box at a later date | Unknown - Unlikely Lead |  |  |  | No | Other |  | Will Inspect meter box at a later date | Unknown | Don't Know | Don't Know |  | Building | Unknown | Unknown | No |  |  | Unknown
1309 | 3318 BELMONT PL, HOBBS NM |  | No | No | Unknown - Unlikely Lead | Don't Know |  |  |  | No | Other |  | Will Inspect meter box at a later date | Unknown - Unlikely Lead |  |  |  | No | Other |  | Will Inspect meter box at a later date | Unknown | Don't Know | Don't Know |  | Building | Unknown | Unknown | No |  |  | Unknown
13185 | 419 E TEMPLE AVE, HOBBS NM |  | No | No | Unknown - Unlikely Lead | Don't Know |  |  |  | No | Other |  | Will Inspect meter box at a later date | Unknown - Unlikely Lead |  |  |  | No | Other |  | Will Inspect meter box at a later date | Unknown | Don't Know | Don't Know |  | Building | Unknown | Unknown | No |  |  | Unknown
13360 | 1819 N TURNER ST #A - D, HOBBS NM |  | No | No | Unknown - Unlikely Lead | Don't Know |  |  |  | No | Other |  | Will Inspect meter box at a later date | Unknown - Unlikely Lead |  |  |  | No | Other |  | Will Inspect meter box at a later date | Unknown | Don't Know | Don't Know |  | Building | Unknown | Unknown | No |  |  | Unknown
12681 | 1217 S STARLING DR, HOBBS NM |  | No | No | Unknown - Unlikely Lead | Don't Know |  |  |  | No | Other |  | Will Inspect meter box at a later date | Unknown - Unlikely Lead |  |  |  | No | Other |  | Will Inspect meter box at a later date | Unknown | Don't Know | Don't Know |  | Building | Unknown | Unknown | No |  |  | Unknown
12250 | 1837 N STEVEN DR, HOBBS NM |  | No | No | Unknown - Unlikely Lead | Don't Know |  |  |  | No | Other |  | Will Inspect meter box at a later date | Unknown - Unlikely Lead |  |  |  | No | Other |  | Will Inspect meter box at a later date | Unknown | Don't Know | Don't Know |  | Building | Unknown | Unknown | No |  |  | Unknown
13086 | 207 E TAOS ST, HOBBS NM |  | No | No | Unknown - Unlikely Lead | Don't Know |  |  |  | No | Other |  | Will Inspect meter box at a later date | Unknown - Unlikely Lead |  |  |  | No | Other |  | Will Inspect meter box at a later date | Unknown | Don't Know | Don't Know |  | Building | Unknown | Unknown | No |  |  | Unknown
1227 | 1019 E BENDER BLVD, HOBBS NM |  | No | No | Unknown - Unlikely Lead | Don't Know |  |  |  | No | Other |  | Will Inspect meter box at a later date | Unknown - Unlikely Lead |  |  |  | No | Other |  | Will Inspect meter box at a later date | Unknown | Don't Know | Don't Know |  | Building | Unknown | Unknown | No |  |  | Unknown
12282 | 1203 N STEVEN DR, HOBBS NM |  | No | No | Unknown - Unlikely Lead | Don't Know |  |  |  | No | Other |  | Will Inspect meter box at a later date | Unknown - Unlikely Lead |  |  |  | No | Other |  | Will Inspect meter box at a later date | Unknown | Don't Know | Don't Know |  | Building | Unknown | Unknown | No |  |  | Unknown
11764 | 1234 N SAN MATEO ST, HOBBS NM |  | No | No | Unknown - Unlikely Lead | Don't Know |  |  |  | No | Other |  | Will Inspect meter box at a later date | Unknown - Unlikely Lead |  |  |  | No | Other |  | Will Inspect meter box at a later date | Unknown | Don't Know | Don't Know |  | Building | Unknown | Unknown | No |  |  | Unknown
13374 | 1425 N TURNER ST, HOBBS NM |  | No | No | Unknown - Unlikely Lead | Don't Know |  |  |  | No | Other |  | Will Inspect meter box at a later date | Unknown - Unlikely Lead |  |  |  | No | Other |  | Will Inspect meter box at a later date | Unknown | Don't Know | Don't Know |  | Building | Unknown | Unknown | No |  |  | Unknown
12571 | 1214 S SELMAN ST, HOBBS NM |  | No | No | Unknown - Unlikely Lead | Don't Know |  |  |  | No | Other |  | Will Inspect meter box at a later date | Unknown - Unlikely Lead |  |  |  | No | Other |  | Will Inspect meter box at a later date | Unknown | Don't Know | Don't Know |  | Building | Unknown | Unknown | No |  |  | Unknown
12102 | 410 E SUNSET DR, HOBBS NM |  | No | No | Unknown - Unlikely Lead | Don't Know |  |  |  | No | Other |  | Will Inspect meter box at a later date | Unknown - Unlikely Lead |  |  |  | No | Other |  | Will Inspect meter box at a later date | Unknown | Don't Know | Don't Know |  | Building | Unknown | Unknown | No |  |  | Unknown
12605 | 2601 N SELMAN ST, HOBBS NM |  | No | No | Unknown - Unlikely Lead | Don't Know |  |  |  | No | Other |  | Will Inspect meter box at a later date | Unknown - Unlikely Lead |  |  |  | No | Other |  | Will Inspect meter box at a later date | Unknown | Don't Know | Don't Know |  | Building | Unknown | Unknown | No |  |  | Unknown
13354 | 1317 N TURNER ST, HOBBS NM |  | No | No | Unknown - Unlikely Lead | Don't Know |  |  |  | No | Other |  | Will Inspect meter box at a later date | Unknown - Unlikely Lead |  |  |  | No | Other |  | Will Inspect meter box at a later date | Unknown | Don't Know | Don't Know |  | Building | Unknown | Unknown | No |  |  | Unknown
12653 | 2605 N SELMAN ST, HOBBS NM |  | No | No | Unknown - Unlikely Lead | Don't Know |  |  |  | No | Other |  | Will Inspect meter box at a later date | Unknown - Unlikely Lead |  |  |  | No | Other |  | Will Inspect meter box at a later date | Unknown | Don't Know | Don't Know |  | Building | Unknown | Unknown | No |  |  | Unknown
12779 | 1120 E SKELLY ST, HOBBS NM |  | No | No | Unknown - Unlikely Lead | Don't Know |  |  |  | No | Other |  | Will Inspect meter box at a later date | Unknown - Unlikely Lead |  |  |  | No | Other |  | Will Inspect meter box at a later date | Unknown | Don't Know | Don't Know |  | Building | Unknown | Unknown | No |  |  | Unknown
12161 | 312-C E SAINT ANNE PL, HOBBS NM |  | No | No | Unknown - Unlikely Lead | Don't Know |  |  |  | No | Other |  | Will Inspect meter box at a later date | Unknown - Unlikely Lead |  |  |  | No | Other |  | Will Inspect meter box at a later date | Unknown | Don't Know | Don't Know |  | Building | Unknown | Unknown | No |  |  | Unknown
12866 | 501 W STANOLIND RD, HOBBS NM |  | No | No | Unknown - Unlikely Lead | Don't Know |  |  |  | No | Other |  | Will Inspect meter box at a later date | Unknown - Unlikely Lead |  |  |  | No | Other |  | Will Inspect meter box at a later date | Unknown | Don't Know | Don't Know |  | Building | Unknown | Unknown | No |  |  | Unknown
11867 | 1007 West Silver Drive, Hobbs, NM 88240 |  | No | No | Galvanized |  | 1957 | 3/4 | Installation date after lead ban | Yes | Visual inspection at the meter pit | 07/22/2024 00:00:00 |  | Non-Lead - Plastic | 1957 | 3/4 | Field inspection only with no records | Yes | Visual inspection at the meter pit | 07/22/2024 00:00:00 |  | Non-Lead | No | Don't Know |  |  |  | No | No |  |  | Non-Lead | No Tier | 32.728098 | -103.147342
11597 | 1108 W SCHARBAUER ST, HOBBS NM |  | No | No | Unknown - Unlikely Lead | Don't Know |  |  |  | No | Other |  | Will Inspect meter box at a later date | Unknown - Unlikely Lead |  |  |  | No | Other |  | Will Inspect meter box at a later date | Unknown | Don't Know | Don't Know |  | Building | Unknown | Unknown | No |  |  | Unknown
12740 | 413 W SKELLY ST, HOBBS NM |  | No | No | Unknown - Unlikely Lead | Don't Know |  |  |  | No | Other |  | Will Inspect meter box at a later date | Unknown - Unlikely Lead |  |  |  | No | Other |  | Will Inspect meter box at a later date | Unknown | Don't Know | Don't Know |  | Building | Unknown | Unknown | No |  |  | Unknown
11608 | 1105 W SCHARBAUER ST, HOBBS NM |  | No | No | Unknown - Unlikely Lead | Don't Know |  |  |  | No | Other |  | Will Inspect meter box at a later date | Unknown - Unlikely Lead |  |  |  | No | Other |  | Will Inspect meter box at a later date | Unknown | Don't Know | Don't Know |  | Building | Unknown | Unknown | No |  |  | Unknown
12486 | 321 S SHIPP ST, HOBBS NM |  | No | No | Unknown - Unlikely Lead | Don't Know |  |  |  | No | Other |  | Will Inspect meter box at a later date | Unknown - Unlikely Lead |  |  |  | No | Other |  | Will Inspect meter box at a later date | Unknown | Don't Know | Don't Know |  | Building | Unknown | Unknown | No |  |  | Unknown
12516 | 103 W SHIPP DR, HOBBS NM |  | No | No | Unknown - Unlikely Lead | Don't Know |  |  |  | No | Other |  | Will Inspect meter box at a later date | Unknown - Unlikely Lead |  |  |  | No | Other |  | Will Inspect meter box at a later date | Unknown | Don't Know | Don't Know |  | Building | Unknown | Unknown | No |  |  | Unknown
1190 | 100 E BENDER BLVD, HOBBS NM |  | No | No | Unknown - Unlikely Lead | Don't Know |  |  |  | No | Other |  | Will Inspect meter box at a later date | Unknown - Unlikely Lead |  |  |  | No | Other |  | Will Inspect meter box at a later date | Unknown | Don't Know | Don't Know |  | Building | Unknown | Unknown | No |  |  | Unknown
11757 | 1529 N SAN MATEO ST, HOBBS NM |  | No | No | Unknown - Unlikely Lead | Don't Know |  |  |  | No | Other |  | Will Inspect meter box at a later date | Unknown - Unlikely Lead |  |  |  | No | Other |  | Will Inspect meter box at a later date | Unknown | Don't Know | Don't Know |  | Building | Unknown | Unknown | No |  |  | Unknown
12286 | 1831 N STEVEN DR, HOBBS NM |  | No | No | Unknown - Unlikely Lead | Don't Know |  |  |  | No | Other |  | Will Inspect meter box at a later date | Unknown - Unlikely Lead |  |  |  | No | Other |  | Will Inspect meter box at a later date | Unknown | Don't Know | Don't Know |  | Building | Unknown | Unknown | No |  |  | Unknown
13055 | 1208 W TAOS ST, HOBBS NM |  | No | No | Unknown - Unlikely Lead | Don't Know |  |  |  | No | Other |  | Will Inspect meter box at a later date | Unknown - Unlikely Lead |  |  |  | No | Other |  | Will Inspect meter box at a later date | Unknown | Don't Know | Don't Know |  | Building | Unknown | Unknown | No |  |  | Unknown
13260 | 2210 N THOMAS DR, HOBBS NM |  | No | No | Unknown - Unlikely Lead | Don't Know |  |  |  | No | Other |  | Will Inspect meter box at a later date | Unknown - Unlikely Lead |  |  |  | No | Other |  | Will Inspect meter box at a later date | Unknown | Don't Know | Don't Know |  | Building | Unknown | Unknown | No |  |  | Unknown
12247 | 1122 N STEVEN DR, HOBBS NM |  | No | No | Unknown - Unlikely Lead | Don't Know |  |  |  | No | Other |  | Will Inspect meter box at a later date | Unknown - Unlikely Lead |  |  |  | No | Other |  | Will Inspect meter box at a later date | Unknown | Don't Know | Don't Know |  | Building | Unknown | Unknown | No |  |  | Unknown
13333 | 819 N TURNER ST STE 1, HOBBS NM |  | No | No | Unknown - Unlikely Lead | Don't Know |  |  |  | No | Other |  | Will Inspect meter box at a later date | Unknown - Unlikely Lead |  |  |  | No | Other |  | Will Inspect meter box at a later date | Unknown | Don't Know | Don't Know |  | Building | Unknown | Unknown | No |  |  | Unknown
12159 | 605 E SAINT ANNE PL, HOBBS NM |  | No | No | Unknown - Unlikely Lead | Don't Know |  |  |  | No | Other |  | Will Inspect meter box at a later date | Unknown - Unlikely Lead |  |  |  | No | Other |  | Will Inspect meter box at a later date | Unknown | Don't Know | Don't Know |  | Building | Unknown | Unknown | No |  |  | Unknown
13629 | 1401 N THORP ST, HOBBS NM |  | No | No | Unknown - Unlikely Lead | Don't Know |  |  |  | No | Other |  | Will Inspect meter box at a later date | Unknown - Unlikely Lead |  |  |  | No | Other |  | Will Inspect meter box at a later date | Unknown | Don't Know | Don't Know |  | Building | Unknown | Unknown | No |  |  | Unknown
12633 | 2805 N SELMAN ST, HOBBS NM |  | No | No | Unknown - Unlikely Lead | Don't Know |  |  |  | No | Other |  | Will Inspect meter box at a later date | Unknown - Unlikely Lead |  |  |  | No | Other |  | Will Inspect meter box at a later date | Unknown | Don't Know | Don't Know |  | Building | Unknown | Unknown | No |  |  | Unknown
11844 | 214 W SILVER AVE, HOBBS NM |  | No | No | Unknown - Unlikely Lead | Don't Know |  |  |  | No | Other |  | Will Inspect meter box at a later date | Unknown - Unlikely Lead |  |  |  | No | Other |  | Will Inspect meter box at a later date | Unknown | Don't Know | Don't Know |  | Building | Unknown | Unknown | No |  |  | Unknown
13144 | 1234 N TASKER DR, HOBBS NM |  | No | No | Unknown - Unlikely Lead | Don't Know |  |  |  | No | Other |  | Will Inspect meter box at a later date | Unknown - Unlikely Lead |  |  |  | No | Other |  | Will Inspect meter box at a later date | Unknown | Don't Know | Don't Know |  | Building | Unknown | Unknown | No |  |  | Unknown
12251 | 1112 N STEVEN DR, HOBBS NM |  | No | No | Unknown - Unlikely Lead | Don't Know |  |  |  | No | Other |  | Will Inspect meter box at a later date | Unknown - Unlikely Lead |  |  |  | No | Other |  | Will Inspect meter box at a later date | Unknown | Don't Know | Don't Know |  | Building | Unknown | Unknown | No |  |  | Unknown
13205 | 401 E TEMPLE AVE, HOBBS NM |  | No | No | Unknown - Unlikely Lead | Don't Know |  |  |  | No | Other |  | Will Inspect meter box at a later date | Unknown - Unlikely Lead |  |  |  | No | Other |  | Will Inspect meter box at a later date | Unknown | Don't Know | Don't Know |  | Building | Unknown | Unknown | No |  |  | Unknown
13418 | 710 N TURNER ST, HOBBS NM |  | No | No | Unknown - Unlikely Lead | Don't Know |  |  |  | No | Other |  | Will Inspect meter box at a later date | Unknown - Unlikely Lead |  |  |  | No | Other |  | Will Inspect meter box at a later date | Unknown | Don't Know | Don't Know |  | Building | Unknown | Unknown | No |  |  | Unknown
11568 | 512 W SCHARBAUER ST, HOBBS NM |  | No | No | Unknown - Unlikely Lead | Don't Know |  |  |  | No | Other |  | Will Inspect meter box at a later date | Unknown - Unlikely Lead |  |  |  | No | Other |  | Will Inspect meter box at a later date | Unknown | Don't Know | Don't Know |  | Building | Unknown | Unknown | No |  |  | Unknown
13080 | 643 E TAOS ST, HOBBS NM |  | No | No | Unknown - Unlikely Lead | Don't Know |  |  |  | No | Other |  | Will Inspect meter box at a later date | Unknown - Unlikely Lead |  |  |  | No | Other |  | Will Inspect meter box at a later date | Unknown | Don't Know | Don't Know |  | Building | Unknown | Unknown | No |  |  | Unknown
13204 | 105 E TEMPLE AVE, HOBBS NM |  | No | No | Unknown - Unlikely Lead | Don't Know |  |  |  | No | Other |  | Will Inspect meter box at a later date | Unknown - Unlikely Lead |  |  |  | No | Other |  | Will Inspect meter box at a later date | Unknown | Don't Know | Don't Know |  | Building | Unknown | Unknown | No |  |  | Unknown
13056 | 203 W TAOS ST TRLR 2, HOBBS NM |  | No | No | Unknown - Unlikely Lead | Don't Know |  |  |  | No | Other |  | Will Inspect meter box at a later date | Unknown - Unlikely Lead |  |  |  | No | Other |  | Will Inspect meter box at a later date | Unknown | Don't Know | Don't Know |  | Building | Unknown | Unknown | No |  |  | Unknown
12627 | 2800 N SELMAN ST, HOBBS NM |  | No | No | Unknown - Unlikely Lead | Don't Know |  |  |  | No | Other |  | Will Inspect meter box at a later date | Unknown - Unlikely Lead |  |  |  | No | Other |  | Will Inspect meter box at a later date | Unknown | Don't Know | Don't Know |  | Building | Unknown | Unknown | No |  |  | Unknown
11822 | 6011 SAN JOAQUIN, HOBBS NM |  | No | No | Unknown - Unlikely Lead | Don't Know |  |  |  | No | Other |  | Will Inspect meter box at a later date | Unknown - Unlikely Lead |  |  |  | No | Other |  | Will Inspect meter box at a later date | Unknown | Don't Know | Don't Know |  | Building | Unknown | Unknown | No |  |  | Unknown
12883 | 500 1/2 E STANOLIND RD, HOBBS NM |  | No | No | Unknown - Unlikely Lead | Don't Know |  |  |  | No | Other |  | Will Inspect meter box at a later date | Unknown - Unlikely Lead |  |  |  | No | Other |  | Will Inspect meter box at a later date | Unknown | Don't Know | Don't Know |  | Building | Unknown | Unknown | No |  |  | Unknown
13384 | 1814 N TURNER ST, HOBBS NM |  | No | No | Unknown - Unlikely Lead | Don't Know |  |  |  | No | Other |  | Will Inspect meter box at a later date | Unknown - Unlikely Lead |  |  |  | No | Other |  | Will Inspect meter box at a later date | Unknown | Don't Know | Don't Know |  | Building | Unknown | Unknown | No |  |  | Unknown
11724 | 5-A STONECREST CT, HOBBS NM |  | No | No | Non-Lead - Plastic | No | 1982 | 3/4 | Field inspection only with no records | Yes | Visual inspection at the meter pit | 05/26/2024 00:00:00 |  | Non-Lead - Plastic |  | 3/4 | Installation date after lead ban | Yes | Visual inspection at the meter pit | 05/26/2024 00:00:00 | Will Inspect meter box at a later date | Non-Lead | Don't Know | Don't Know |  | Single Family Residence |  | Unknown | No |  |  | Non-Lead
13305 | 1611 E TANGLEWOOD AVE, HOBBS NM |  | No | No | Non-Lead - Plastic | Don't Know | 2019 | 1 | Field inspection only with no records | Yes | Visual inspection at the meter pit | 08/19/2024 00:00:00 |  | Non-Lead - Plastic | 2019 | 1 | Field inspection only with no records | Yes | Visual inspection at the meter pit | 08/19/2024 00:00:00 |  | Non-Lead | No | Don't Know |  | Single Family Residence |  | No | No |  |  | Non-Lead
13231 | 208 W TEMPLE AVE, HOBBS NM |  | No | No | Unknown - Unlikely Lead | Don't Know |  |  |  | No | Other |  | Will Inspect meter box at a later date | Unknown - Unlikely Lead |  |  |  | No | Other |  | Will Inspect meter box at a later date | Unknown | Don't Know | Don't Know |  | Building | Unknown | Unknown | No |  |  | Unknown
12968 | 1319 W TAOS ST, HOBBS NM |  | No | No | Unknown - Unlikely Lead | Don't Know |  |  |  | No | Other |  | Will Inspect meter box at a later date | Unknown - Unlikely Lead |  |  |  | No | Other |  | Will Inspect meter box at a later date | Unknown | Don't Know | Don't Know |  | Building | Unknown | Unknown | No |  |  | Unknown
13639 | 1317 N THORP ST, HOBBS NM |  | No | No | Unknown - Unlikely Lead | Don't Know |  |  |  | No | Other |  | Will Inspect meter box at a later date | Unknown - Unlikely Lead |  |  |  | No | Other |  | Will Inspect meter box at a later date | Unknown | Don't Know | Don't Know |  | Building | Unknown | Unknown | No |  |  | Unknown
11910 | 730 W SILVER AVE, HOBBS NM |  | No | No | Unknown - Unlikely Lead | Don't Know |  |  |  | No | Other |  | Will Inspect meter box at a later date | Unknown - Unlikely Lead |  |  |  | No | Other |  | Will Inspect meter box at a later date | Unknown | Don't Know | Don't Know |  | Building | Unknown | Unknown | No |  |  | Unknown
12959 | 2100 E SETTLERS PASS BLDG 11, HOBBS NM |  | No | No | Non-Lead - Plastic | No | 2015 | 8 | Field inspection only with no records | Yes | Visual inspection at the meter pit | 05/26/2024 00:00:00 |  | Non-Lead - Plastic | 2015 | 4 | Installation date after lead ban | No | Visual inspection at the meter pit | 05/26/2024 00:00:00 |  | Non-Lead | No | No |  | Multiple Family Residence |  | No | No |  |  | Non-Lead
12210 | 1703 N STEVEN DR, HOBBS NM |  | No | No | Unknown - Unlikely Lead | Don't Know |  |  |  | No | Other |  | Will Inspect meter box at a later date | Unknown - Unlikely Lead |  |  |  | No | Other |  | Will Inspect meter box at a later date | Unknown | Don't Know | Don't Know |  | Building | Unknown | Unknown | No |  |  | Unknown
13574 | 320 W TEXAS ST, HOBBS NM |  | No | No | Unknown - Unlikely Lead | Don't Know |  |  |  | No | Other |  | Will Inspect meter box at a later date | Unknown - Unlikely Lead |  |  |  | No | Other |  | Will Inspect meter box at a later date | Unknown | Don't Know | Don't Know |  | Building | Unknown | Unknown | No |  |  | Unknown
11805 | 1546 N SAN MATEO ST, HOBBS NM |  | No | No | Unknown - Unlikely Lead | Don't Know |  |  |  | No | Other |  | Will Inspect meter box at a later date | Unknown - Unlikely Lead |  |  |  | No | Other |  | Will Inspect meter box at a later date | Unknown | Don't Know | Don't Know |  | Building | Unknown | Unknown | No |  |  | Unknown
12060 | 345 SUNSET PL, HOBBS NM |  | No | No | Non-Lead - Plastic | Don't Know |  | 1 | Field inspection only with no records | Yes | Visual inspection at the meter pit | 08/13/2024 00:00:00 |  | Non-Lead - Plastic |  | 1 | Field inspection only with no records | Yes | Visual inspection at the meter pit | 08/13/2024 00:00:00 |  | Non-Lead | No | Don't Know |  | Single Family Residence |  | No | No |  |  | Non-Lead
11638 | 1610 N SAN ANDRES DR, HOBBS NM |  | No | No | Unknown - Unlikely Lead | Don't Know |  |  |  | No | Other |  | Will Inspect meter box at a later date | Unknown - Unlikely Lead |  |  |  | No | Other |  | Will Inspect meter box at a later date | Unknown | Don't Know | Don't Know |  | Building | Unknown | Unknown | No |  |  | Unknown
1339 | 531 N BURK ST, HOBBS NM |  | No | No | Unknown - Unlikely Lead | Don't Know |  |  |  | No | Other |  | Will Inspect meter box at a later date | Unknown - Unlikely Lead |  |  |  | No | Other |  | Will Inspect meter box at a later date | Unknown | Don't Know | Don't Know |  | Building | Unknown | Unknown | No |  |  | Unknown
12392 | 2115 E SNYDER ST UNIT 1, HOBBS NM |  | No | No | Unknown - Unlikely Lead | Don't Know |  |  |  | No | Other |  | Will Inspect meter box at a later date | Unknown - Unlikely Lead |  |  |  | No | Other |  | Will Inspect meter box at a later date | Unknown | Don't Know | Don't Know |  | Building | Unknown | Unknown | No |  |  | Unknown
13356 | 1776 N TURNER ST, HOBBS NM |  | No | No | Unknown - Unlikely Lead | Don't Know |  |  |  | No | Other |  | Will Inspect meter box at a later date | Unknown - Unlikely Lead |  |  |  | No | Other |  | Will Inspect meter box at a later date | Unknown | Don't Know | Don't Know |  | Building | Unknown | Unknown | No |  |  | Unknown
13139 | 1418 N TASKER DR, HOBBS NM |  | No | No | Unknown - Unlikely Lead | Don't Know |  |  |  | No | Other |  | Will Inspect meter box at a later date | Unknown - Unlikely Lead |  |  |  | No | Other |  | Will Inspect meter box at a later date | Unknown | Don't Know | Don't Know |  | Building | Unknown | Unknown | No |  |  | Unknown
13498 | 6113 N T-BIRD RD, HOBBS NM |  | No | No | Unknown - Unlikely Lead | Don't Know |  |  |  | No | Other |  | Will Inspect meter box at a later date | Unknown - Unlikely Lead |  |  |  | No | Other |  | Will Inspect meter box at a later date | Unknown | Don't Know | Don't Know |  | Building | Unknown | Unknown | No |  |  | Unknown
12121 | 107 W SAINT ANNE PL, HOBBS NM |  | No | No | Unknown - Unlikely Lead | Don't Know |  |  |  | No | Other |  | Will Inspect meter box at a later date | Unknown - Unlikely Lead |  |  |  | No | Other |  | Will Inspect meter box at a later date | Unknown | Don't Know | Don't Know |  | Building | Unknown | Unknown | No |  |  | Unknown
11656 | 1224 N SAN ANDRES DR, HOBBS NM |  | No | No | Unknown - Unlikely Lead | Don't Know |  |  |  | No | Other |  | Will Inspect meter box at a later date | Unknown - Unlikely Lead |  |  |  | No | Other |  | Will Inspect meter box at a later date | Unknown | Don't Know | Don't Know |  | Building | Unknown | Unknown | No |  |  | Unknown
13040 | 203 W TAOS ST TRLR 3, HOBBS NM |  | No | No | Unknown - Unlikely Lead | Don't Know |  |  |  | No | Other |  | Will Inspect meter box at a later date | Unknown - Unlikely Lead |  |  |  | No | Other |  | Will Inspect meter box at a later date | Unknown | Don't Know | Don't Know |  | Building | Unknown | Unknown | No |  |  | Unknown
13485 | 512 S TURNER ST, HOBBS NM |  | No | No | Unknown - Unlikely Lead | Don't Know |  |  |  | No | Other |  | Will Inspect meter box at a later date | Unknown - Unlikely Lead |  |  |  | No | Other |  | Will Inspect meter box at a later date | Unknown | Don't Know | Don't Know |  | Building | Unknown | Unknown | No |  |  | Unknown
11991 | 819 W SUNRISE CIR, HOBBS NM |  | No | No | Unknown - Unlikely Lead | Don't Know |  |  |  | No | Other |  | Will Inspect meter box at a later date | Unknown - Unlikely Lead |  |  |  | No | Other |  | Will Inspect meter box at a later date | Unknown | Don't Know | Don't Know |  | Building | Unknown | Unknown | No |  |  | Unknown
13153 | 1230 N TASKER DR, HOBBS NM |  | No | No | Unknown - Unlikely Lead | Don't Know |  |  |  | No | Other |  | Will Inspect meter box at a later date | Unknown - Unlikely Lead |  |  |  | No | Other |  | Will Inspect meter box at a later date | Unknown | Don't Know | Don't Know |  | Building | Unknown | Unknown | No |  |  | Unknown
12718 | 409 W SKELLY ST, HOBBS NM |  | No | No | Unknown - Unlikely Lead | Don't Know |  |  |  | No | Other |  | Will Inspect meter box at a later date | Unknown - Unlikely Lead |  |  |  | No | Other |  | Will Inspect meter box at a later date | Unknown | Don't Know | Don't Know |  | Building | Unknown | Unknown | No |  |  | Unknown
11858 | 705 W SILVER AVE, HOBBS NM |  | No | No | Unknown - Unlikely Lead | Don't Know |  |  |  | No | Other |  | Will Inspect meter box at a later date | Unknown - Unlikely Lead |  |  |  | No | Other |  | Will Inspect meter box at a later date | Unknown | Don't Know | Don't Know |  | Building | Unknown | Unknown | No |  |  | Unknown
12865 | 208 W STANOLIND RD, HOBBS NM |  | No | No | Unknown - Unlikely Lead | Don't Know |  |  |  | No | Other |  | Will Inspect meter box at a later date | Unknown - Unlikely Lead |  |  |  | No | Other |  | Will Inspect meter box at a later date | Unknown | Don't Know | Don't Know |  | Building | Unknown | Unknown | No |  |  | Unknown
13420 | 325 N TURNER ST, HOBBS NM |  | No | No | Unknown - Unlikely Lead | Don't Know |  |  |  | No | Other |  | Will Inspect meter box at a later date | Unknown - Unlikely Lead |  |  |  | No | Other |  | Will Inspect meter box at a later date | Unknown | Don't Know | Don't Know |  | Building | Unknown | Unknown | No |  |  | Unknown
13064 | 1301 W TAOS ST, HOBBS NM |  | No | No | Unknown - Unlikely Lead | Don't Know |  |  |  | No | Other |  | Will Inspect meter box at a later date | Unknown - Unlikely Lead |  |  |  | No | Other |  | Will Inspect meter box at a later date | Unknown | Don't Know | Don't Know |  | Building | Unknown | Unknown | No |  |  | Unknown
12261 | 1734 N STEVEN DR, HOBBS NM |  | No | No | Unknown - Unlikely Lead | Don't Know |  |  |  | No | Other |  | Will Inspect meter box at a later date | Unknown - Unlikely Lead |  |  |  | No | Other |  | Will Inspect meter box at a later date | Unknown | Don't Know | Don't Know |  | Building | Unknown | Unknown | No |  |  | Unknown
12639 | 2502 N SELMAN ST, HOBBS NM |  | No | No | Unknown - Unlikely Lead | Don't Know |  |  |  | No | Other |  | Will Inspect meter box at a later date | Unknown - Unlikely Lead |  |  |  | No | Other |  | Will Inspect meter box at a later date | Unknown | Don't Know | Don't Know |  | Building | Unknown | Unknown | No |  |  | Unknown
1175 | 1315 E BENDER BLVD #11, HOBBS NM |  | No | No | Unknown - Unlikely Lead | Don't Know |  |  |  | No | Other |  | Will Inspect meter box at a later date | Unknown - Unlikely Lead |  |  |  | No | Other |  | Will Inspect meter box at a later date | Unknown | Don't Know | Don't Know |  | Building | Unknown | Unknown | No |  |  | Unknown
12917 | 706 E SECO DR, HOBBS NM |  | No | No | Unknown - Unlikely Lead | Don't Know |  |  |  | No | Other |  | Will Inspect meter box at a later date | Unknown - Unlikely Lead |  |  |  | No | Other |  | Will Inspect meter box at a later date | Unknown | Don't Know | Don't Know |  | Building | Unknown | Unknown | No |  |  | Unknown
12765 | 909 E SKELLY ST, HOBBS NM |  | No | No | Unknown - Unlikely Lead | Don't Know |  |  |  | No | Other |  | Will Inspect meter box at a later date | Unknown - Unlikely Lead |  |  |  | No | Other |  | Will Inspect meter box at a later date | Unknown | Don't Know | Don't Know |  | Building | Unknown | Unknown | No |  |  | Unknown
12366 | 514 E SNYDER ST, HOBBS NM |  | No | No | Unknown - Unlikely Lead | Don't Know |  |  |  | No | Other |  | Will Inspect meter box at a later date | Unknown - Unlikely Lead |  |  |  | No | Other |  | Will Inspect meter box at a later date | Unknown | Don't Know | Don't Know |  | Building | Unknown | Unknown | No |  |  | Unknown
11615 | 1417 W SCHARBAUER ST, HOBBS NM |  | No | No | Unknown - Unlikely Lead | Don't Know |  |  |  | No | Other |  | Will Inspect meter box at a later date | Unknown - Unlikely Lead |  |  |  | No | Other |  | Will Inspect meter box at a later date | Unknown | Don't Know | Don't Know |  | Building | Unknown | Unknown | No |  |  | Unknown
13502 | 1208 E TEXAS , HOBBS NM |  | No | No | Non-Lead - Plastic | Don't Know |  | 1 | Field inspection only with no records | Yes | Visual inspection at the meter pit | 08/26/2024 00:00:00 |  | Non-Lead - Plastic |  | 3/4 | Field inspection only with no records | Yes | Visual inspection at the meter pit | 08/26/2024 00:00:00 |  | Non-Lead | No | Don't Know |  | Single Family Residence |  | No | No |  |  | Non-Lead
12208 | 1927 N STEVEN DR, HOBBS NM |  | No | No | Unknown - Unlikely Lead | Don't Know |  |  |  | No | Other |  | Will Inspect meter box at a later date | Unknown - Unlikely Lead |  |  |  | No | Other |  | Will Inspect meter box at a later date | Unknown | Don't Know | Don't Know |  | Building | Unknown | Unknown | No |  |  | Unknown
12175 | 318-A E SAINT ANNE PL, HOBBS NM |  | No | No | Unknown - Unlikely Lead | Don't Know |  |  |  | No | Other |  | Will Inspect meter box at a later date | Unknown - Unlikely Lead |  |  |  | No | Other |  | Will Inspect meter box at a later date | Unknown | Don't Know | Don't Know |  | Building | Unknown | Unknown | No |  |  | Unknown
12836 | 904 E SKELLY ST, HOBBS NM |  | No | No | Unknown - Unlikely Lead | Don't Know |  |  |  | No | Other |  | Will Inspect meter box at a later date | Unknown - Unlikely Lead |  |  |  | No | Other |  | Will Inspect meter box at a later date | Unknown | Don't Know | Don't Know |  | Building | Unknown | Unknown | No |  |  | Unknown
11644 | 1303 N SAN ANDRES DR, HOBBS NM |  | No | No | Unknown - Unlikely Lead | Don't Know |  |  |  | No | Other |  | Will Inspect meter box at a later date | Unknown - Unlikely Lead |  |  |  | No | Other |  | Will Inspect meter box at a later date | Unknown | Don't Know | Don't Know |  | Building | Unknown | Unknown | No |  |  | Unknown
12267 | 1109 N STEVEN DR, HOBBS NM |  | No | No | Unknown - Unlikely Lead | Don't Know |  |  |  | No | Other |  | Will Inspect meter box at a later date | Unknown - Unlikely Lead |  |  |  | No | Other |  | Will Inspect meter box at a later date | Unknown | Don't Know | Don't Know |  | Building | Unknown | Unknown | No |  |  | Unknown
13656 | 1810 S THORP ST, HOBBS NM |  | No | No | Unknown - Unlikely Lead | Don't Know |  |  |  | No | Other |  | Will Inspect meter box at a later date | Unknown - Unlikely Lead |  |  |  | No | Other |  | Will Inspect meter box at a later date | Unknown | Don't Know | Don't Know |  | Building | Unknown | Unknown | No |  |  | Unknown
12038 | 2601-A E SUNSET CIR, HOBBS NM |  | No | No | Unknown - Unlikely Lead | Don't Know |  |  |  | No | Other |  | Will Inspect meter box at a later date | Unknown - Unlikely Lead |  |  |  | No | Other |  | Will Inspect meter box at a later date | Unknown | Don't Know | Don't Know |  | Building | Unknown | Unknown | No |  |  | Unknown
11873 | 601 W SILVER AVE, HOBBS NM |  | No | No | Unknown - Unlikely Lead | Don't Know |  |  |  | No | Other |  | Will Inspect meter box at a later date | Unknown - Unlikely Lead |  |  |  | No | Other |  | Will Inspect meter box at a later date | Unknown | Don't Know | Don't Know |  | Building | Unknown | Unknown | No |  |  | Unknown
13168 | 1210 N TASKER DR, HOBBS NM |  | No | No | Unknown - Unlikely Lead | Don't Know |  |  |  | No | Other |  | Will Inspect meter box at a later date | Unknown - Unlikely Lead |  |  |  | No | Other |  | Will Inspect meter box at a later date | Unknown | Don't Know | Don't Know |  | Building | Unknown | Unknown | No |  |  | Unknown
12362 | 1231 E SNYDER ST, HOBBS NM |  | No | No | Unknown - Unlikely Lead | Don't Know |  |  |  | No | Other |  | Will Inspect meter box at a later date | Unknown - Unlikely Lead |  |  |  | No | Other |  | Will Inspect meter box at a later date | Unknown | Don't Know | Don't Know |  | Building | Unknown | Unknown | No |  |  | Unknown
13491 | 6122 N T-BIRD RD, HOBBS NM |  | No | No | Unknown - Unlikely Lead | Don't Know |  |  |  | No | Other |  | Will Inspect meter box at a later date | Unknown - Unlikely Lead |  |  |  | No | Other |  | Will Inspect meter box at a later date | Unknown | Don't Know | Don't Know |  | Building | Unknown | Unknown | No |  |  | Unknown
12025 | 616 E SUNSET CIR, HOBBS NM |  | No | No | Unknown - Unlikely Lead | Don't Know |  |  |  | No | Other |  | Will Inspect meter box at a later date | Unknown - Unlikely Lead |  |  |  | No | Other |  | Will Inspect meter box at a later date | Unknown | Don't Know | Don't Know |  | Building | Unknown | Unknown | No |  |  | Unknown
12752 | 113 E SKELLY ST, HOBBS NM |  | No | No | Unknown - Unlikely Lead | Don't Know |  |  |  | No | Other |  | Will Inspect meter box at a later date | Unknown - Unlikely Lead |  |  |  | No | Other |  | Will Inspect meter box at a later date | Unknown | Don't Know | Don't Know |  | Building | Unknown | Unknown | No |  |  | Unknown
1193 | 1034 E BENDER BLVD, HOBBS NM |  | No | No | Unknown - Unlikely Lead | Don't Know |  |  |  | No | Other |  | Will Inspect meter box at a later date | Unknown - Unlikely Lead |  |  |  | No | Other |  | Will Inspect meter box at a later date | Unknown | Don't Know | Don't Know |  | Building | Unknown | Unknown | No |  |  | Unknown
1354 | 523-B N BURK ST, HOBBS NM |  | No | No | Unknown - Unlikely Lead | Don't Know |  |  |  | No | Other |  | Will Inspect meter box at a later date | Unknown - Unlikely Lead |  |  |  | No | Other |  | Will Inspect meter box at a later date | Unknown | Don't Know | Don't Know |  | Building | Unknown | Unknown | No |  |  | Unknown
12193 | 411 E SAINT ANNE PL, HOBBS NM |  | No | No | Unknown - Unlikely Lead | Don't Know |  |  |  | No | Other |  | Will Inspect meter box at a later date | Unknown - Unlikely Lead |  |  |  | No | Other |  | Will Inspect meter box at a later date | Unknown | Don't Know | Don't Know |  | Building | Unknown | Unknown | No |  |  | Unknown
11677 | 1309 N SAN ANDRES DR, HOBBS NM |  | No | No | Unknown - Unlikely Lead | Don't Know |  |  |  | No | Other |  | Will Inspect meter box at a later date | Unknown - Unlikely Lead |  |  |  | No | Other |  | Will Inspect meter box at a later date | Unknown | Don't Know | Don't Know |  | Building | Unknown | Unknown | No |  |  | Unknown
13575 | 209 W TEXAS ST, HOBBS NM |  | No | No | Unknown - Unlikely Lead | Don't Know |  |  |  | No | Other |  | Will Inspect meter box at a later date | Unknown - Unlikely Lead |  |  |  | No | Other |  | Will Inspect meter box at a later date | Unknown | Don't Know | Don't Know |  | Building | Unknown | Unknown | No |  |  | Unknown
12694 | 1210 S STARLING DR, HOBBS NM |  | No | No | Unknown - Unlikely Lead | Don't Know |  |  |  | No | Other |  | Will Inspect meter box at a later date | Unknown - Unlikely Lead |  |  |  | No | Other |  | Will Inspect meter box at a later date | Unknown | Don't Know | Don't Know |  | Building | Unknown | Unknown | No |  |  | Unknown
12078 | 208 E SUNSET DR, HOBBS NM |  | No | No | Unknown - Unlikely Lead | Don't Know |  |  |  | No | Other |  | Will Inspect meter box at a later date | Unknown - Unlikely Lead |  |  |  | No | Other |  | Will Inspect meter box at a later date | Unknown | Don't Know | Don't Know |  | Building | Unknown | Unknown | No |  |  | Unknown
11853 | 410 W SILVER AVE, HOBBS NM |  | No | No | Unknown - Unlikely Lead | Don't Know |  |  |  | No | Other |  | Will Inspect meter box at a later date | Unknown - Unlikely Lead |  |  |  | No | Other |  | Will Inspect meter box at a later date | Unknown | Don't Know | Don't Know |  | Building | Unknown | Unknown | No |  |  | Unknown
12107 | 310 E SUNSET DR, HOBBS NM |  | No | No | Non-Lead - Plastic | Don't Know |  | 3/4 | Field inspection only with no records | Yes | Visual inspection at the meter pit | 07/23/2024 00:00:00 |  | Galvanized | 1960 | 3/4 | Field inspection only with no records | Yes | Visual inspection at the meter pit | 07/23/2024 00:00:00 |  | Non-Lead | No | Don't Know |  | Single Family Residence |  | No | No |  |  | Non-Lead
13026 | 526 W TAOS ST, HOBBS NM |  | No | No | Unknown - Unlikely Lead | Don't Know |  |  |  | No | Other |  | Will Inspect meter box at a later date | Unknown - Unlikely Lead |  |  |  | No | Other |  | Will Inspect meter box at a later date | Unknown | Don't Know | Don't Know |  | Building | Unknown | Unknown | No |  |  | Unknown
13497 | 6131 N T-BIRD RD, HOBBS NM |  | No | No | Unknown - Unlikely Lead | Don't Know |  |  |  | No | Other |  | Will Inspect meter box at a later date | Unknown - Unlikely Lead |  |  |  | No | Other |  | Will Inspect meter box at a later date | Unknown | Don't Know | Don't Know |  | Building | Unknown | Unknown | No |  |  | Unknown
13017 | 812 W TAOS ST, HOBBS NM |  | No | No | Unknown - Unlikely Lead | Don't Know |  |  |  | No | Other |  | Will Inspect meter box at a later date | Unknown - Unlikely Lead |  |  |  | No | Other |  | Will Inspect meter box at a later date | Unknown | Don't Know | Don't Know |  | Building | Unknown | Unknown | No |  |  | Unknown
12407 | 1718 E SNYDER ST, HOBBS NM |  | No | No | Unknown - Unlikely Lead | Don't Know |  |  |  | No | Other |  | Will Inspect meter box at a later date | Unknown - Unlikely Lead |  |  |  | No | Other |  | Will Inspect meter box at a later date | Unknown | Don't Know | Don't Know |  | Building | Unknown | Unknown | No |  |  | Unknown
1197 | 903 E BENDER BLVD, HOBBS NM |  | No | No | Unknown - Unlikely Lead | Don't Know |  |  |  | No | Other |  | Will Inspect meter box at a later date | Unknown - Unlikely Lead |  |  |  | No | Other |  | Will Inspect meter box at a later date | Unknown | Don't Know | Don't Know |  | Building | Unknown | Unknown | No |  |  | Unknown
11721 | 2-C STONECREST CT, HOBBS NM |  | No | No | Non-Lead - Plastic | No | 1982 | 3/4 | Field inspection only with no records | Yes | Visual inspection at the meter pit | 05/26/2024 00:00:00 |  | Non-Lead - Plastic |  | 3/4 | Installation date after lead ban | Yes | Visual inspection at the meter pit | 05/26/2024 00:00:00 | Will Inspect meter box at a later date | Non-Lead | Don't Know | Don't Know |  | Single Family Residence |  | Unknown | No |  |  | Non-Lead
13486 | 515 S TURNER ST, HOBBS NM |  | No | No | Unknown - Unlikely Lead | Don't Know |  |  |  | No | Other |  | Will Inspect meter box at a later date | Unknown - Unlikely Lead |  |  |  | No | Other |  | Will Inspect meter box at a later date | Unknown | Don't Know | Don't Know |  | Building | Unknown | Unknown | No |  |  | Unknown
13261 | 2207 N THOMAS DR, HOBBS NM |  | No | No | Unknown - Unlikely Lead | Don't Know |  |  |  | No | Other |  | Will Inspect meter box at a later date | Unknown - Unlikely Lead |  |  |  | No | Other |  | Will Inspect meter box at a later date | Unknown | Don't Know | Don't Know |  | Building | Unknown | Unknown | No |  |  | Unknown
13543 | 603 E TEXAS ST, HOBBS NM |  | No | No | Unknown - Unlikely Lead | Don't Know |  |  |  | No | Other |  | Will Inspect meter box at a later date | Unknown - Unlikely Lead |  |  |  | No | Other |  | Will Inspect meter box at a later date | Unknown | Don't Know | Don't Know |  | Building | Unknown | Unknown | No |  |  | Unknown
11808 | 1419 N SAN MATEO ST, HOBBS NM |  | No | No | Unknown - Unlikely Lead | Don't Know |  |  |  | No | Other |  | Will Inspect meter box at a later date | Unknown - Unlikely Lead |  |  |  | No | Other |  | Will Inspect meter box at a later date | Unknown | Don't Know | Don't Know |  | Building | Unknown | Unknown | No |  |  | Unknown
12657 | 927 SANDIA DR, HOBBS NM |  | No | No | Unknown - Unlikely Lead | Don't Know |  |  |  | No | Other |  | Will Inspect meter box at a later date | Unknown - Unlikely Lead |  |  |  | No | Other |  | Will Inspect meter box at a later date | Unknown | Don't Know | Don't Know |  | Building | Unknown | Unknown | No |  |  | Unknown
12876 | 310 E STANOLIND RD, HOBBS NM |  | No | No | Unknown - Unlikely Lead | Don't Know |  |  |  | No | Other |  | Will Inspect meter box at a later date | Unknown - Unlikely Lead |  |  |  | No | Other |  | Will Inspect meter box at a later date | Unknown | Don't Know | Don't Know |  | Building | Unknown | Unknown | No |  |  | Unknown
13412 | 1601 N TURNER ST, HOBBS NM |  | No | No | Unknown - Unlikely Lead | Don't Know |  |  |  | No | Other |  | Will Inspect meter box at a later date | Unknown - Unlikely Lead |  |  |  | No | Other |  | Will Inspect meter box at a later date | Unknown | Don't Know | Don't Know |  | Building | Unknown | Unknown | No |  |  | Unknown
13509 | 300 E TEXAS ST, HOBBS NM |  | No | No | Unknown - Unlikely Lead | Don't Know |  |  |  | No | Other |  | Will Inspect meter box at a later date | Unknown - Unlikely Lead |  |  |  | No | Other |  | Will Inspect meter box at a later date | Unknown | Don't Know | Don't Know |  | Building | Unknown | Unknown | No |  |  | Unknown
13166 | 1316 N TASKER DR, HOBBS NM |  | No | No | Unknown - Unlikely Lead | Don't Know |  |  |  | No | Other |  | Will Inspect meter box at a later date | Unknown - Unlikely Lead |  |  |  | No | Other |  | Will Inspect meter box at a later date | Unknown | Don't Know | Don't Know |  | Building | Unknown | Unknown | No |  |  | Unknown
12446 | 301 E SNYDER ST, HOBBS NM |  | No | No | Unknown - Unlikely Lead | Don't Know |  |  |  | No | Other |  | Will Inspect meter box at a later date | Unknown - Unlikely Lead |  |  |  | No | Other |  | Will Inspect meter box at a later date | Unknown | Don't Know | Don't Know |  | Building | Unknown | Unknown | No |  |  | Unknown
13025 | 1218 W TAOS ST, HOBBS NM |  | No | No | Unknown - Unlikely Lead | Don't Know |  |  |  | No | Other |  | Will Inspect meter box at a later date | Unknown - Unlikely Lead |  |  |  | No | Other |  | Will Inspect meter box at a later date | Unknown | Don't Know | Don't Know |  | Building | Unknown | Unknown | No |  |  | Unknown
1176 | 1315 E BENDER BLVD #13, HOBBS NM |  | No | No | Unknown - Unlikely Lead | Don't Know |  |  |  | No | Other |  | Will Inspect meter box at a later date | Unknown - Unlikely Lead |  |  |  | No | Other |  | Will Inspect meter box at a later date | Unknown | Don't Know | Don't Know |  | Building | Unknown | Unknown | No |  |  | Unknown
13499 | 6109 N T-BIRD RD, HOBBS NM |  | No | No | Unknown - Unlikely Lead | Don't Know |  |  |  | No | Other |  | Will Inspect meter box at a later date | Unknown - Unlikely Lead |  |  |  | No | Other |  | Will Inspect meter box at a later date | Unknown | Don't Know | Don't Know |  | Building | Unknown | Unknown | No |  |  | Unknown
13198 | 710 E TEMPLE AVE, HOBBS NM |  | No | No | Unknown - Unlikely Lead | Don't Know |  |  |  | No | Other |  | Will Inspect meter box at a later date | Unknown - Unlikely Lead |  |  |  | No | Other |  | Will Inspect meter box at a later date | Unknown | Don't Know | Don't Know |  | Building | Unknown | Unknown | No |  |  | Unknown
1359 | 125 S BURK ST, HOBBS NM |  | No | No | Unknown - Unlikely Lead | Don't Know |  |  |  | No | Other |  | Will Inspect meter box at a later date | Unknown - Unlikely Lead |  |  |  | No | Other |  | Will Inspect meter box at a later date | Unknown | Don't Know | Don't Know |  | Building | Unknown | Unknown | No |  |  | Unknown
13078 | 408 E TAOS ST, HOBBS NM |  | No | No | Unknown - Unlikely Lead | Don't Know |  |  |  | No | Other |  | Will Inspect meter box at a later date | Unknown - Unlikely Lead |  |  |  | No | Other |  | Will Inspect meter box at a later date | Unknown | Don't Know | Don't Know |  | Building | Unknown | Unknown | No |  |  | Unknown
12947 | 3600 N SKYVIEW ST BLDG A, HOBBS NM |  | No | No | Non-Lead - Plastic | No | 2021 | 8 | Field inspection only with no records | Yes | Visual inspection at the meter pit | 05/26/2024 00:00:00 |  | Non-Lead - Plastic | 2021 | 8 | Installation date after lead ban | No | Visual inspection at the meter pit | 05/26/2024 00:00:00 |  | Non-Lead | No | No |  | Single Family Residence |  | No | No |  |  | Non-Lead
12181 | 312-B E SAINT ANNE PL, HOBBS NM |  | No | No | Unknown - Unlikely Lead | Don't Know |  |  |  | No | Other |  | Will Inspect meter box at a later date | Unknown - Unlikely Lead |  |  |  | No | Other |  | Will Inspect meter box at a later date | Unknown | Don't Know | Don't Know |  | Building | Unknown | Unknown | No |  |  | Unknown
12766 | 1316 E SKELLY ST, HOBBS NM |  | No | No | Unknown - Unlikely Lead | Don't Know |  |  |  | No | Other |  | Will Inspect meter box at a later date | Unknown - Unlikely Lead |  |  |  | No | Other |  | Will Inspect meter box at a later date | Unknown | Don't Know | Don't Know |  | Building | Unknown | Unknown | No |  |  | Unknown
12890 | 608 E STANOLIND RD, HOBBS NM |  | No | No | Unknown - Unlikely Lead | Don't Know |  |  |  | No | Other |  | Will Inspect meter box at a later date | Unknown - Unlikely Lead |  |  |  | No | Other |  | Will Inspect meter box at a later date | Unknown | Don't Know | Don't Know |  | Building | Unknown | Unknown | No |  |  | Unknown
12573 | 1303 S SELMAN ST, HOBBS NM |  | No | No | Unknown - Unlikely Lead | Don't Know |  |  |  | No | Other |  | Will Inspect meter box at a later date | Unknown - Unlikely Lead |  |  |  | No | Other |  | Will Inspect meter box at a later date | Unknown | Don't Know | Don't Know |  | Building | Unknown | Unknown | No |  |  | Unknown
11832 | 125 W SILVER AVE, HOBBS NM |  | No | No | Unknown - Unlikely Lead | Don't Know |  |  |  | No | Other |  | Will Inspect meter box at a later date | Unknown - Unlikely Lead |  |  |  | No | Other |  | Will Inspect meter box at a later date | Unknown | Don't Know | Don't Know |  | Building | Unknown | Unknown | No |  |  | Unknown
11639 | 1414 N SAN ANDRES DR, HOBBS NM |  | No | No | Unknown - Unlikely Lead | Don't Know |  |  |  | No | Other |  | Will Inspect meter box at a later date | Unknown - Unlikely Lead |  |  |  | No | Other |  | Will Inspect meter box at a later date | Unknown | Don't Know | Don't Know |  | Building | Unknown | Unknown | No |  |  | Unknown
12211 | 1406 N STEVEN DR, HOBBS NM |  | No | No | Unknown - Unlikely Lead | Don't Know |  |  |  | No | Other |  | Will Inspect meter box at a later date | Unknown - Unlikely Lead |  |  |  | No | Other |  | Will Inspect meter box at a later date | Unknown | Don't Know | Don't Know |  | Building | Unknown | Unknown | No |  |  | Unknown
1229 | 1213 E BENDER BLVD, HOBBS NM |  | No | No | Unknown - Unlikely Lead | Don't Know |  |  |  | No | Other |  | Will Inspect meter box at a later date | Unknown - Unlikely Lead |  |  |  | No | Other |  | Will Inspect meter box at a later date | Unknown | Don't Know | Don't Know |  | Building | Unknown | Unknown | No |  |  | Unknown
12013 | 702 E SUNSET CIR, HOBBS NM |  | No | No | Unknown - Unlikely Lead | Don't Know |  |  |  | No | Other |  | Will Inspect meter box at a later date | Unknown - Unlikely Lead |  |  |  | No | Other |  | Will Inspect meter box at a later date | Unknown | Don't Know | Don't Know |  | Building | Unknown | Unknown | No |  |  | Unknown
12011 | 708 E SUNSET CIR, HOBBS NM |  | No | No | Unknown - Unlikely Lead | Don't Know |  |  |  | No | Other |  | Will Inspect meter box at a later date | Unknown - Unlikely Lead |  |  |  | No | Other |  | Will Inspect meter box at a later date | Unknown | Don't Know | Don't Know |  | Building | Unknown | Unknown | No |  |  | Unknown
13373 | 911 N TURNER ST, HOBBS NM |  | No | No | Unknown - Unlikely Lead | Don't Know |  |  |  | No | Other |  | Will Inspect meter box at a later date | Unknown - Unlikely Lead |  |  |  | No | Other |  | Will Inspect meter box at a later date | Unknown | Don't Know | Don't Know |  | Building | Unknown | Unknown | No |  |  | Unknown
11703 | 1-D STONECREST CT, HOBBS NM |  | No | No | Non-Lead - Plastic | No | 1982 | 3/4 | Field inspection only with no records | Yes | Visual inspection at the meter pit | 05/26/2024 00:00:00 |  | Non-Lead - Plastic |  | 3/4 | Installation date after lead ban | Yes | Visual inspection at the meter pit | 05/26/2024 00:00:00 | Will Inspect meter box at a later date | Non-Lead | Don't Know | Don't Know |  | Single Family Residence |  | Unknown | No |  |  | Non-Lead
13592 | 601 N THORP ST, HOBBS NM |  | No | No | Unknown - Unlikely Lead | Don't Know |  |  |  | No | Other |  | Will Inspect meter box at a later date | Unknown - Unlikely Lead |  |  |  | No | Other |  | Will Inspect meter box at a later date | Unknown | Don't Know | Don't Know |  | Building | Unknown | Unknown | No |  |  | Unknown
12727 | 404 W SKELLY ST, HOBBS NM |  | No | No | Unknown - Unlikely Lead | Don't Know |  |  |  | No | Other |  | Will Inspect meter box at a later date | Unknown - Unlikely Lead |  |  |  | No | Other |  | Will Inspect meter box at a later date | Unknown | Don't Know | Don't Know |  | Building | Unknown | Unknown | No |  |  | Unknown
1278 | 2401 W BENDER BLVD, HOBBS NM |  | No | No | Unknown - Unlikely Lead | Don't Know |  |  |  | No | Other |  | Will Inspect meter box at a later date | Unknown - Unlikely Lead |  |  |  | No | Other |  | Will Inspect meter box at a later date | Unknown | Don't Know | Don't Know |  | Building | Unknown | Unknown | No |  |  | Unknown
12901 | 619 E SECO DR, HOBBS NM |  | No | No | Unknown - Unlikely Lead | Don't Know |  |  |  | No | Other |  | Will Inspect meter box at a later date | Unknown - Unlikely Lead |  |  |  | No | Other |  | Will Inspect meter box at a later date | Unknown | Don't Know | Don't Know |  | Building | Unknown | Unknown | No |  |  | Unknown
13440 | 1310 S TURNER ST, HOBBS NM |  | No | No | Unknown - Unlikely Lead | Don't Know |  |  |  | No | Other |  | Will Inspect meter box at a later date | Unknown - Unlikely Lead |  |  |  | No | Other |  | Will Inspect meter box at a later date | Unknown | Don't Know | Don't Know |  | Building | Unknown | Unknown | No |  |  | Unknown
12430 | 221 E SNYDER ST, HOBBS NM |  | No | No | Unknown - Unlikely Lead | Don't Know |  |  |  | No | Other |  | Will Inspect meter box at a later date | Unknown - Unlikely Lead |  |  |  | No | Other |  | Will Inspect meter box at a later date | Unknown | Don't Know | Don't Know |  | Building | Unknown | Unknown | No |  |  | Unknown
12861 | 400 W STANOLIND RD, HOBBS NM |  | No | No | Unknown - Unlikely Lead | Don't Know |  |  |  | No | Other |  | Will Inspect meter box at a later date | Unknown - Unlikely Lead |  |  |  | No | Other |  | Will Inspect meter box at a later date | Unknown | Don't Know | Don't Know |  | Building | Unknown | Unknown | No |  |  | Unknown
13382 | 514 N TURNER ST, HOBBS NM |  | No | No | Unknown - Unlikely Lead | Don't Know |  |  |  | No | Other |  | Will Inspect meter box at a later date | Unknown - Unlikely Lead |  |  |  | No | Other |  | Will Inspect meter box at a later date | Unknown | Don't Know | Don't Know |  | Building | Unknown | Unknown | No |  |  | Unknown
13066 | 1312 W TAOS ST, HOBBS NM |  | No | No | Unknown - Unlikely Lead | Don't Know |  |  |  | No | Other |  | Will Inspect meter box at a later date | Unknown - Unlikely Lead |  |  |  | No | Other |  | Will Inspect meter box at a later date | Unknown | Don't Know | Don't Know |  | Building | Unknown | Unknown | No |  |  | Unknown
11603 | 1201 W SCHARBAUER ST, HOBBS NM |  | No | No | Unknown - Unlikely Lead | Don't Know |  |  |  | No | Other |  | Will Inspect meter box at a later date | Unknown - Unlikely Lead |  |  |  | No | Other |  | Will Inspect meter box at a later date | Unknown | Don't Know | Don't Know |  | Building | Unknown | Unknown | No |  |  | Unknown
13053 | 501 W TAOS ST, HOBBS NM |  | No | No | Unknown - Unlikely Lead | Don't Know |  |  |  | No | Other |  | Will Inspect meter box at a later date | Unknown - Unlikely Lead |  |  |  | No | Other |  | Will Inspect meter box at a later date | Unknown | Don't Know | Don't Know |  | Building | Unknown | Unknown | No |  |  | Unknown
12593 | 115 S SELMAN ST, HOBBS NM |  | No | No | Unknown - Unlikely Lead | Don't Know |  |  |  | No | Other |  | Will Inspect meter box at a later date | Unknown - Unlikely Lead |  |  |  | No | Other |  | Will Inspect meter box at a later date | Unknown | Don't Know | Don't Know |  | Building | Unknown | Unknown | No |  |  | Unknown
12390 | 2217 E SNYDER ST, HOBBS NM |  | No | No | Unknown - Unlikely Lead | Don't Know |  |  |  | No | Other |  | Will Inspect meter box at a later date | Unknown - Unlikely Lead |  |  |  | No | Other |  | Will Inspect meter box at a later date | Unknown | Don't Know | Don't Know |  | Building | Unknown | Unknown | No |  |  | Unknown
12636 | 2506 N SELMAN ST, HOBBS NM |  | No | No | Unknown - Unlikely Lead | Don't Know |  |  |  | No | Other |  | Will Inspect meter box at a later date | Unknown - Unlikely Lead |  |  |  | No | Other |  | Will Inspect meter box at a later date | Unknown | Don't Know | Don't Know |  | Building | Unknown | Unknown | No |  |  | Unknown
12019 | 603 E SUNSET CIR, HOBBS NM |  | No | No | Unknown - Unlikely Lead | Don't Know |  |  |  | No | Other |  | Will Inspect meter box at a later date | Unknown - Unlikely Lead |  |  |  | No | Other |  | Will Inspect meter box at a later date | Unknown | Don't Know | Don't Know |  | Building | Unknown | Unknown | No |  |  | Unknown
13640 | 1213 N THORP ST, HOBBS NM |  | No | No | Unknown - Unlikely Lead | Don't Know |  |  |  | No | Other |  | Will Inspect meter box at a later date | Unknown - Unlikely Lead |  |  |  | No | Other |  | Will Inspect meter box at a later date | Unknown | Don't Know | Don't Know |  | Building | Unknown | Unknown | No |  |  | Unknown
12299 | 1913 N STEVEN DR, HOBBS NM |  | No | No | Unknown - Unlikely Lead | Don't Know |  |  |  | No | Other |  | Will Inspect meter box at a later date | Unknown - Unlikely Lead |  |  |  | No | Other |  | Will Inspect meter box at a later date | Unknown | Don't Know | Don't Know |  | Building | Unknown | Unknown | No |  |  | Unknown
11790 | 1522 N SAN MATEO ST, HOBBS NM |  | No | No | Unknown - Unlikely Lead | Don't Know |  |  |  | No | Other |  | Will Inspect meter box at a later date | Unknown - Unlikely Lead |  |  |  | No | Other |  | Will Inspect meter box at a later date | Unknown | Don't Know | Don't Know |  | Building | Unknown | Unknown | No |  |  | Unknown
12325 | 221 W SNYDER ST, HOBBS NM |  | No | No | Unknown - Unlikely Lead | Don't Know |  |  |  | No | Other |  | Will Inspect meter box at a later date | Unknown - Unlikely Lead |  |  |  | No | Other |  | Will Inspect meter box at a later date | Unknown | Don't Know | Don't Know |  | Building | Unknown | Unknown | No |  |  | Unknown
12936 | 1226 S SHORT ST, HOBBS NM |  | No | No | Unknown - Unlikely Lead | Don't Know |  |  |  | No | Other |  | Will Inspect meter box at a later date | Unknown - Unlikely Lead |  |  |  | No | Other |  | Will Inspect meter box at a later date | Unknown | Don't Know | Don't Know |  | Building | Unknown | Unknown | No |  |  | Unknown
11719 | 14-B STONECREST CT, HOBBS NM |  | No | No | Non-Lead - Plastic | No | 1982 | 3/4 | Field inspection only with no records | Yes | Visual inspection at the meter pit | 05/26/2024 00:00:00 |  | Non-Lead - Plastic |  | 3/4 | Installation date after lead ban | Yes | Visual inspection at the meter pit | 05/26/2024 00:00:00 | Will Inspect meter box at a later date | Non-Lead | Don't Know | Don't Know |  | Single Family Residence |  | Unknown | No |  |  | Non-Lead
13518 | 1010 E TEXAS ST, HOBBS NM |  | No | No | Unknown - Unlikely Lead | Don't Know |  |  |  | No | Other |  | Will Inspect meter box at a later date | Unknown - Unlikely Lead |  |  |  | No | Other |  | Will Inspect meter box at a later date | Unknown | Don't Know | Don't Know |  | Building | Unknown | Unknown | No |  |  | Unknown
13628 | 1218 N THORP ST, HOBBS NM |  | No | No | Unknown - Unlikely Lead | Don't Know |  |  |  | No | Other |  | Will Inspect meter box at a later date | Unknown - Unlikely Lead |  |  |  | No | Other |  | Will Inspect meter box at a later date | Unknown | Don't Know | Don't Know |  | Building | Unknown | Unknown | No |  |  | Unknown
12358 | 1710 E SNYDER ST, HOBBS NM |  | No | No | Unknown - Unlikely Lead | Don't Know |  |  |  | No | Other |  | Will Inspect meter box at a later date | Unknown - Unlikely Lead |  |  |  | No | Other |  | Will Inspect meter box at a later date | Unknown | Don't Know | Don't Know |  | Building | Unknown | Unknown | No |  |  | Unknown
13591 | 206 W TEXAS ST, HOBBS NM |  | No | No | Unknown - Unlikely Lead | Don't Know |  |  |  | No | Other |  | Will Inspect meter box at a later date | Unknown - Unlikely Lead |  |  |  | No | Other |  | Will Inspect meter box at a later date | Unknown | Don't Know | Don't Know |  | Building | Unknown | Unknown | No |  |  | Unknown
12817 | 906 E SKELLY ST, HOBBS NM |  | No | No | Unknown - Unlikely Lead | Don't Know |  |  |  | No | Other |  | Will Inspect meter box at a later date | Unknown - Unlikely Lead |  |  |  | No | Other |  | Will Inspect meter box at a later date | Unknown | Don't Know | Don't Know |  | Building | Unknown | Unknown | No |  |  | Unknown
12099 | 122 E SUNSET DR, HOBBS NM |  | No | No | Unknown - Unlikely Lead | Don't Know |  |  |  | No | Other |  | Will Inspect meter box at a later date | Unknown - Unlikely Lead |  |  |  | No | Other |  | Will Inspect meter box at a later date | Unknown | Don't Know | Don't Know |  | Building | Unknown | Unknown | No |  |  | Unknown
13335 | 2208 N TURNER ST, HOBBS NM |  | No | No | Unknown - Unlikely Lead | Don't Know |  |  |  | No | Other |  | Will Inspect meter box at a later date | Unknown - Unlikely Lead |  |  |  | No | Other |  | Will Inspect meter box at a later date | Unknown | Don't Know | Don't Know |  | Building | Unknown | Unknown | No |  |  | Unknown
12324 | 209 W SNYDER ST, HOBBS NM |  | No | No | Unknown - Unlikely Lead | Don't Know |  |  |  | No | Other |  | Will Inspect meter box at a later date | Unknown - Unlikely Lead |  |  |  | No | Other |  | Will Inspect meter box at a later date | Unknown | Don't Know | Don't Know |  | Building | Unknown | Unknown | No |  |  | Unknown
12149 | 401 W SAINT ANNE PL, HOBBS NM |  | No | No | Unknown - Unlikely Lead | Don't Know |  |  |  | No | Other |  | Will Inspect meter box at a later date | Unknown - Unlikely Lead |  |  |  | No | Other |  | Will Inspect meter box at a later date | Unknown | Don't Know | Don't Know |  | Building | Unknown | Unknown | No |  |  | Unknown
11586 | 1314 W SCHARBAUER ST, HOBBS NM |  | No | No | Unknown - Unlikely Lead | Don't Know |  |  |  | No | Other |  | Will Inspect meter box at a later date | Unknown - Unlikely Lead |  |  |  | No | Other |  | Will Inspect meter box at a later date | Unknown | Don't Know | Don't Know |  | Building | Unknown | Unknown | No |  |  | Unknown
12421 | 1324 E SNYDER ST, HOBBS NM |  | No | No | Unknown - Unlikely Lead | Don't Know |  |  |  | No | Other |  | Will Inspect meter box at a later date | Unknown - Unlikely Lead |  |  |  | No | Other |  | Will Inspect meter box at a later date | Unknown | Don't Know | Don't Know |  | Building | Unknown | Unknown | No |  |  | Unknown
13079 | 627 E TAOS ST, HOBBS NM |  | No | No | Unknown - Unlikely Lead | Don't Know |  |  |  | No | Other |  | Will Inspect meter box at a later date | Unknown - Unlikely Lead |  |  |  | No | Other |  | Will Inspect meter box at a later date | Unknown | Don't Know | Don't Know |  | Building | Unknown | Unknown | No |  |  | Unknown
1261 | 1423 W BENDER BLVD, HOBBS NM |  | No | No | Unknown - Unlikely Lead | Don't Know |  |  |  | No | Other |  | Will Inspect meter box at a later date | Unknown - Unlikely Lead |  |  |  | No | Other |  | Will Inspect meter box at a later date | Unknown | Don't Know | Don't Know |  | Building | Unknown | Unknown | No |  |  | Unknown
11629 | 1411 N SAN ANDRES DR, HOBBS NM |  | No | No | Unknown - Unlikely Lead | Don't Know |  |  |  | No | Other |  | Will Inspect meter box at a later date | Unknown - Unlikely Lead |  |  |  | No | Other |  | Will Inspect meter box at a later date | Unknown | Don't Know | Don't Know |  | Building | Unknown | Unknown | No |  |  | Unknown
12726 | 405 W SKELLY ST, HOBBS NM |  | No | No | Unknown - Unlikely Lead | Don't Know |  |  |  | No | Other |  | Will Inspect meter box at a later date | Unknown - Unlikely Lead |  |  |  | No | Other |  | Will Inspect meter box at a later date | Unknown | Don't Know | Don't Know |  | Building | Unknown | Unknown | No |  |  | Unknown
13157 | 1409 N TASKER DR, HOBBS NM |  | No | No | Unknown - Unlikely Lead | Don't Know |  |  |  | No | Other |  | Will Inspect meter box at a later date | Unknown - Unlikely Lead |  |  |  | No | Other |  | Will Inspect meter box at a later date | Unknown | Don't Know | Don't Know |  | Building | Unknown | Unknown | No |  |  | Unknown
12911 | 428 E SECO DR, HOBBS NM |  | No | No | Unknown - Unlikely Lead | Don't Know |  |  |  | No | Other |  | Will Inspect meter box at a later date | Unknown - Unlikely Lead |  |  |  | No | Other |  | Will Inspect meter box at a later date | Unknown | Don't Know | Don't Know |  | Building | Unknown | Unknown | No |  |  | Unknown
11700 | 5-D STONECREST CT, HOBBS NM |  | No | No | Non-Lead - Plastic | No | 1982 | 3/4 | Field inspection only with no records | Yes | Visual inspection at the meter pit | 05/26/2024 00:00:00 |  | Non-Lead - Plastic |  | 3/4 | Installation date after lead ban | Yes | Visual inspection at the meter pit | 05/26/2024 00:00:00 | Will Inspect meter box at a later date | Non-Lead | Don't Know | Don't Know |  | Single Family Residence |  | Unknown | No |  |  | Non-Lead
12080 | 308 E SUNSET DR, HOBBS NM |  | No | No | Unknown - Unlikely Lead | Don't Know |  |  |  | No | Other |  | Will Inspect meter box at a later date | Unknown - Unlikely Lead |  |  |  | No | Other |  | Will Inspect meter box at a later date | Unknown | Don't Know | Don't Know |  | Building | Unknown | Unknown | No |  |  | Unknown
13570 | 410 W TEXAS ST, HOBBS NM |  | No | No | Unknown - Unlikely Lead | Don't Know |  |  |  | No | Other |  | Will Inspect meter box at a later date | Unknown - Unlikely Lead |  |  |  | No | Other |  | Will Inspect meter box at a later date | Unknown | Don't Know | Don't Know |  | Building | Unknown | Unknown | No |  |  | Unknown
12290 | 1318 N STEVEN DR, HOBBS NM |  | No | No | Unknown - Unlikely Lead | Don't Know |  |  |  | No | Other |  | Will Inspect meter box at a later date | Unknown - Unlikely Lead |  |  |  | No | Other |  | Will Inspect meter box at a later date | Unknown | Don't Know | Don't Know |  | Building | Unknown | Unknown | No |  |  | Unknown
13266 | 2117 N THOMAS DR, HOBBS NM |  | No | No | Unknown - Unlikely Lead | Don't Know |  |  |  | No | Other |  | Will Inspect meter box at a later date | Unknown - Unlikely Lead |  |  |  | No | Other |  | Will Inspect meter box at a later date | Unknown | Don't Know | Don't Know |  | Building | Unknown | Unknown | No |  |  | Unknown
12359 | 1802 E SNYDER ST, HOBBS NM |  | No | No | Unknown - Unlikely Lead | Don't Know |  |  |  | No | Other |  | Will Inspect meter box at a later date | Unknown - Unlikely Lead |  |  |  | No | Other |  | Will Inspect meter box at a later date | Unknown | Don't Know | Don't Know |  | Building | Unknown | Unknown | No |  |  | Unknown
1291 | 314 W BENDER BLVD, HOBBS NM |  | No | No | Unknown - Unlikely Lead | Don't Know |  |  |  | No | Other |  | Will Inspect meter box at a later date | Unknown - Unlikely Lead |  |  |  | No | Other |  | Will Inspect meter box at a later date | Unknown | Don't Know | Don't Know |  | Building | Unknown | Unknown | No |  |  | Unknown
13247 | 2322 N THOMAS DR, HOBBS NM |  | No | No | Unknown - Unlikely Lead | Don't Know |  |  |  | No | Other |  | Will Inspect meter box at a later date | Unknown - Unlikely Lead |  |  |  | No | Other |  | Will Inspect meter box at a later date | Unknown | Don't Know | Don't Know |  | Building | Unknown | Unknown | No |  |  | Unknown
12144 | 414 W SAINT ANNE PL, HOBBS NM |  | No | No | Unknown - Unlikely Lead | Don't Know |  |  |  | No | Other |  | Will Inspect meter box at a later date | Unknown - Unlikely Lead |  |  |  | No | Other |  | Will Inspect meter box at a later date | Unknown | Don't Know | Don't Know |  | Building | Unknown | Unknown | No |  |  | Unknown
12418 | 1229 E SNYDER ST, HOBBS NM |  | No | No | Unknown - Unlikely Lead | Don't Know |  |  |  | No | Other |  | Will Inspect meter box at a later date | Unknown - Unlikely Lead |  |  |  | No | Other |  | Will Inspect meter box at a later date | Unknown | Don't Know | Don't Know |  | Building | Unknown | Unknown | No |  |  | Unknown
13293 | 1803 E TANGLEWOOD AVE, HOBBS NM |  | No | No | Non-Lead - Plastic | Don't Know | 2019 | 1 | Field inspection only with no records | Yes | Visual inspection at the meter pit | 08/19/2024 00:00:00 |  | Non-Lead - Plastic | 2019 | 1 | Field inspection only with no records | Yes | Visual inspection at the meter pit | 08/19/2024 00:00:00 |  | Non-Lead | No | Don't Know |  | Single Family Residence |  | No | No |  |  | Non-Lead
13323 | 619 N TURNER ST, HOBBS NM |  | No | No | Unknown - Unlikely Lead | Don't Know |  |  |  | No | Other |  | Will Inspect meter box at a later date | Unknown - Unlikely Lead |  |  |  | No | Other |  | Will Inspect meter box at a later date | Unknown | Don't Know | Don't Know |  | Building | Unknown | Unknown | No |  |  | Unknown
12404 | 1817 E SNYDER ST, HOBBS NM |  | No | No | Unknown - Unlikely Lead | Don't Know |  |  |  | No | Other |  | Will Inspect meter box at a later date | Unknown - Unlikely Lead |  |  |  | No | Other |  | Will Inspect meter box at a later date | Unknown | Don't Know | Don't Know |  | Building | Unknown | Unknown | No |  |  | Unknown
11967 | 931 W SUNRISE CIR, HOBBS NM |  | No | No | Unknown - Unlikely Lead | Don't Know |  |  |  | No | Other |  | Will Inspect meter box at a later date | Unknown - Unlikely Lead |  |  |  | No | Other |  | Will Inspect meter box at a later date | Unknown | Don't Know | Don't Know |  | Building | Unknown | Unknown | No |  |  | Unknown
12213 | 1416 N STEVEN DR, HOBBS NM |  | No | No | Unknown - Unlikely Lead | Don't Know |  |  |  | No | Other |  | Will Inspect meter box at a later date | Unknown - Unlikely Lead |  |  |  | No | Other |  | Will Inspect meter box at a later date | Unknown | Don't Know | Don't Know |  | Building | Unknown | Unknown | No |  |  | Unknown
13264 | 2307 N THOMAS DR, HOBBS NM |  | No | No | Unknown - Unlikely Lead | Don't Know |  |  |  | No | Other |  | Will Inspect meter box at a later date | Unknown - Unlikely Lead |  |  |  | No | Other |  | Will Inspect meter box at a later date | Unknown | Don't Know | Don't Know |  | Building | Unknown | Unknown | No |  |  | Unknown
13118 | 500 E TAOS ST, HOBBS NM |  | No | No | Unknown - Unlikely Lead | Don't Know |  |  |  | No | Other |  | Will Inspect meter box at a later date | Unknown - Unlikely Lead |  |  |  | No | Other |  | Will Inspect meter box at a later date | Unknown | Don't Know | Don't Know |  | Building | Unknown | Unknown | No |  |  | Unknown
13436 | 1725 S TURNER ST, HOBBS NM |  | No | No | Unknown - Unlikely Lead | Don't Know |  |  |  | No | Other |  | Will Inspect meter box at a later date | Unknown - Unlikely Lead |  |  |  | No | Other |  | Will Inspect meter box at a later date | Unknown | Don't Know | Don't Know |  | Building | Unknown | Unknown | No |  |  | Unknown
12387 | 2208 E SNYDER ST, HOBBS NM |  | No | No | Unknown - Unlikely Lead | Don't Know |  |  |  | No | Other |  | Will Inspect meter box at a later date | Unknown - Unlikely Lead |  |  |  | No | Other |  | Will Inspect meter box at a later date | Unknown | Don't Know | Don't Know |  | Building | Unknown | Unknown | No |  |  | Unknown
12760 | 701 E SKELLY ST, HOBBS NM |  | No | No | Unknown - Unlikely Lead | Don't Know |  |  |  | No | Other |  | Will Inspect meter box at a later date | Unknown - Unlikely Lead |  |  |  | No | Other |  | Will Inspect meter box at a later date | Unknown | Don't Know | Don't Know |  | Building | Unknown | Unknown | No |  |  | Unknown
12912 | 418 E SECO DR, HOBBS NM |  | No | No | Unknown - Unlikely Lead | Don't Know |  |  |  | No | Other |  | Will Inspect meter box at a later date | Unknown - Unlikely Lead |  |  |  | No | Other |  | Will Inspect meter box at a later date | Unknown | Don't Know | Don't Know |  | Building | Unknown | Unknown | No |  |  | Unknown
12980 | 231 W TAOS ST, HOBBS NM |  | No | No | Unknown - Unlikely Lead | Don't Know |  |  |  | No | Other |  | Will Inspect meter box at a later date | Unknown - Unlikely Lead |  |  |  | No | Other |  | Will Inspect meter box at a later date | Unknown | Don't Know | Don't Know |  | Building | Unknown | Unknown | No |  |  | Unknown
13171 | 1504 N TASKER DR, HOBBS NM |  | No | No | Unknown - Unlikely Lead | Don't Know |  |  |  | No | Other |  | Will Inspect meter box at a later date | Unknown - Unlikely Lead |  |  |  | No | Other |  | Will Inspect meter box at a later date | Unknown | Don't Know | Don't Know |  | Building | Unknown | Unknown | No |  |  | Unknown
13193 | 303 E TEMPLE AVE, HOBBS NM |  | No | No | Unknown - Unlikely Lead | Don't Know |  |  |  | No | Other |  | Will Inspect meter box at a later date | Unknown - Unlikely Lead |  |  |  | No | Other |  | Will Inspect meter box at a later date | Unknown | Don't Know | Don't Know |  | Building | Unknown | Unknown | No |  |  | Unknown
13334 | 520 N TURNER ST, HOBBS NM |  | No | No | Non-Lead - Copper | Don't Know |  | 3/4 | Field inspection only with no records | Yes | Visual inspection at the meter pit | 07/23/2024 00:00:00 |  | Galvanized |  | 3/4 | Field inspection only with no records | Yes | Visual inspection at the meter pit | 07/23/2024 00:00:00 |  | Non-Lead | No | Don't Know |  | Single Family Residence |  | No | No |  |  | Non-Lead
13326 | 723 North Turner Street, Hobbs, NM 88240 |  | No | No | Non-Lead - Plastic |  |  | 3/4 | Field inspection only with no records | Yes | Visual inspection at the meter pit | 07/23/2024 00:00:00 |  | Galvanized |  | 3/4 | Field inspection only with no records | Yes | Visual inspection at the meter pit | 07/23/2024 00:00:00 |  | Non-Lead | No | Don't Know |  |  |  | No | No |  |  | Non-Lead | No Tier | 32.707962 | -103.136499
13081 | 608 E TAOS ST, HOBBS NM |  | No | No | Unknown - Unlikely Lead | Don't Know |  |  |  | No | Other |  | Will Inspect meter box at a later date | Unknown - Unlikely Lead |  |  |  | No | Other |  | Will Inspect meter box at a later date | Unknown | Don't Know | Don't Know |  | Building | Unknown | Unknown | No |  |  | Unknown
12851 | 601 E SKELLY ST, HOBBS NM |  | No | No | Unknown - Unlikely Lead | Don't Know |  |  |  | No | Other |  | Will Inspect meter box at a later date | Unknown - Unlikely Lead |  |  |  | No | Other |  | Will Inspect meter box at a later date | Unknown | Don't Know | Don't Know |  | Building | Unknown | Unknown | No |  |  | Unknown
12714 | 208 W SKELLY ST, HOBBS NM |  | No | No | Unknown - Unlikely Lead | Don't Know |  |  |  | No | Other |  | Will Inspect meter box at a later date | Unknown - Unlikely Lead |  |  |  | No | Other |  | Will Inspect meter box at a later date | Unknown | Don't Know | Don't Know |  | Building | Unknown | Unknown | No |  |  | Unknown
13469 | 118 S TURNER ST, HOBBS NM |  | No | No | Unknown - Unlikely Lead | Don't Know |  |  |  | No | Other |  | Will Inspect meter box at a later date | Unknown - Unlikely Lead |  |  |  | No | Other |  | Will Inspect meter box at a later date | Unknown | Don't Know | Don't Know |  | Building | Unknown | Unknown | No |  |  | Unknown
12326 | 520 W SNYDER ST, HOBBS NM |  | No | No | Unknown - Unlikely Lead | Don't Know |  |  |  | No | Other |  | Will Inspect meter box at a later date | Unknown - Unlikely Lead |  |  |  | No | Other |  | Will Inspect meter box at a later date | Unknown | Don't Know | Don't Know |  | Building | Unknown | Unknown | No |  |  | Unknown
13206 | 215 E TEMPLE AVE, HOBBS NM |  | No | No | Unknown - Unlikely Lead | Don't Know |  |  |  | No | Other |  | Will Inspect meter box at a later date | Unknown - Unlikely Lead |  |  |  | No | Other |  | Will Inspect meter box at a later date | Unknown | Don't Know | Don't Know |  | Building | Unknown | Unknown | No |  |  | Unknown
12971 | 519 W TAOS ST, HOBBS NM |  | No | No | Unknown - Unlikely Lead | Don't Know |  |  |  | No | Other |  | Will Inspect meter box at a later date | Unknown - Unlikely Lead |  |  |  | No | Other |  | Will Inspect meter box at a later date | Unknown | Don't Know | Don't Know |  | Building | Unknown | Unknown | No |  |  | Unknown
11768 | 1406 N SAN MATEO ST, HOBBS NM |  | No | No | Unknown - Unlikely Lead | Don't Know |  |  |  | No | Other |  | Will Inspect meter box at a later date | Unknown - Unlikely Lead |  |  |  | No | Other |  | Will Inspect meter box at a later date | Unknown | Don't Know | Don't Know |  | Building | Unknown | Unknown | No |  |  | Unknown
11659 | 1507 N SAN ANDRES DR, HOBBS NM |  | No | No | Unknown - Unlikely Lead | Don't Know |  |  |  | No | Other |  | Will Inspect meter box at a later date | Unknown - Unlikely Lead |  |  |  | No | Other |  | Will Inspect meter box at a later date | Unknown | Don't Know | Don't Know |  | Building | Unknown | Unknown | No |  |  | Unknown
13534 | 310 E TEXAS ST, HOBBS NM |  | No | No | Unknown - Unlikely Lead | Don't Know |  |  |  | No | Other |  | Will Inspect meter box at a later date | Unknown - Unlikely Lead |  |  |  | No | Other |  | Will Inspect meter box at a later date | Unknown | Don't Know | Don't Know |  | Building | Unknown | Unknown | No |  |  | Unknown
12575 | 1224 S SELMAN ST, HOBBS NM |  | No | No | Unknown - Unlikely Lead | Don't Know |  |  |  | No | Other |  | Will Inspect meter box at a later date | Unknown - Unlikely Lead |  |  |  | No | Other |  | Will Inspect meter box at a later date | Unknown | Don't Know | Don't Know |  | Building | Unknown | Unknown | No |  |  | Unknown
11958 | 934 W SUNRISE CIR, HOBBS NM |  | No | No | Unknown - Unlikely Lead | Don't Know |  |  |  | No | Other |  | Will Inspect meter box at a later date | Unknown - Unlikely Lead |  |  |  | No | Other |  | Will Inspect meter box at a later date | Unknown | Don't Know | Don't Know |  | Building | Unknown | Unknown | No |  |  | Unknown
11828 | 5922 SAN JOAQUIN, HOBBS NM |  | No | No | Non-Lead - Plastic | Don't Know |  | 1 | Field inspection only with no records | Yes | Visual inspection at the meter pit | 08/13/2024 00:00:00 |  | Non-Lead - Plastic |  | 3/4 | Field inspection only with no records | Yes | Visual inspection at the meter pit | 08/13/2024 00:00:00 |  | Non-Lead | No | Don't Know |  | Single Family Residence |  | No | No |  |  | Non-Lead
12488 | 1119 S SHIPP ST, HOBBS NM |  | No | No | Unknown - Unlikely Lead | Don't Know |  |  |  | No | Other |  | Will Inspect meter box at a later date | Unknown - Unlikely Lead |  |  |  | No | Other |  | Will Inspect meter box at a later date | Unknown | Don't Know | Don't Know |  | Building | Unknown | Unknown | No |  |  | Unknown
12259 | 1629 N STEVEN DR, HOBBS NM |  | No | No | Unknown - Unlikely Lead | Don't Know |  |  |  | No | Other |  | Will Inspect meter box at a later date | Unknown - Unlikely Lead |  |  |  | No | Other |  | Will Inspect meter box at a later date | Unknown | Don't Know | Don't Know |  | Building | Unknown | Unknown | No |  |  | Unknown
12515 | 101 W SHIPP ST, HOBBS NM |  | No | No | Non-Lead - Plastic | Don't Know |  | 3/4 | Field inspection only with no records | Yes | Visual inspection at the meter pit | 08/26/2024 00:00:00 |  | Non-Lead - Plastic |  | 3/4 | Field inspection only with no records | Yes | Visual inspection at the meter pit | 08/26/2024 00:00:00 |  | Non-Lead | No | Don't Know |  | Single Family Residence |  | No | No |  |  | Non-Lead
11982 | 939 W SUNRISE CIR, HOBBS NM |  | No | No | Unknown - Unlikely Lead | Don't Know |  |  |  | No | Other |  | Will Inspect meter box at a later date | Unknown - Unlikely Lead |  |  |  | No | Other |  | Will Inspect meter box at a later date | Unknown | Don't Know | Don't Know |  | Building | Unknown | Unknown | No |  |  | Unknown
12729 | 409-A W SKELLY ST, HOBBS NM |  | No | No | Unknown - Unlikely Lead | Don't Know |  |  |  | No | Other |  | Will Inspect meter box at a later date | Unknown - Unlikely Lead |  |  |  | No | Other |  | Will Inspect meter box at a later date | Unknown | Don't Know | Don't Know |  | Building | Unknown | Unknown | No |  |  | Unknown
1199 | 1300 E BENDER BLVD, HOBBS NM |  | No | No | Unknown - Unlikely Lead | Don't Know |  |  |  | No | Other |  | Will Inspect meter box at a later date | Unknown - Unlikely Lead |  |  |  | No | Other |  | Will Inspect meter box at a later date | Unknown | Don't Know | Don't Know |  | Building | Unknown | Unknown | No |  |  | Unknown
12990 | 1318 W TAOS ST, HOBBS NM |  | No | No | Unknown - Unlikely Lead | Don't Know |  |  |  | No | Other |  | Will Inspect meter box at a later date | Unknown - Unlikely Lead |  |  |  | No | Other |  | Will Inspect meter box at a later date | Unknown | Don't Know | Don't Know |  | Building | Unknown | Unknown | No |  |  | Unknown
12751 | 111 E SKELLY ST, HOBBS NM |  | No | No | Unknown - Unlikely Lead | Don't Know |  |  |  | No | Other |  | Will Inspect meter box at a later date | Unknown - Unlikely Lead |  |  |  | No | Other |  | Will Inspect meter box at a later date | Unknown | Don't Know | Don't Know |  | Building | Unknown | Unknown | No |  |  | Unknown
12492 | 721 S SHIPP ST, HOBBS NM |  | No | No | Unknown - Unlikely Lead | Don't Know |  |  |  | No | Other |  | Will Inspect meter box at a later date | Unknown - Unlikely Lead |  |  |  | No | Other |  | Will Inspect meter box at a later date | Unknown | Don't Know | Don't Know |  | Building | Unknown | Unknown | No |  |  | Unknown
12463 | 718 N SHIPP ST, HOBBS NM |  | No | No | Unknown - Unlikely Lead | Don't Know |  |  |  | No | Other |  | Will Inspect meter box at a later date | Unknown - Unlikely Lead |  |  |  | No | Other |  | Will Inspect meter box at a later date | Unknown | Don't Know | Don't Know |  | Building | Unknown | Unknown | No |  |  | Unknown
129 | 2200 N ACOMA DR, HOBBS NM |  | No | No | Unknown - Unlikely Lead | Don't Know |  |  |  | No | Other |  | Will Inspect meter box at a later date | Unknown - Unlikely Lead |  |  |  | No | Other |  | Will Inspect meter box at a later date | Unknown | Don't Know | Don't Know |  | Building | Unknown | Unknown | No |  |  | Unknown
13028 | 1306 W TAOS ST, HOBBS NM |  | No | No | Unknown - Unlikely Lead | Don't Know |  |  |  | No | Other |  | Will Inspect meter box at a later date | Unknown - Unlikely Lead |  |  |  | No | Other |  | Will Inspect meter box at a later date | Unknown | Don't Know | Don't Know |  | Building | Unknown | Unknown | No |  |  | Unknown
12743 | 105 W SKELLY ST, HOBBS NM |  | No | No | Unknown - Unlikely Lead | Don't Know |  |  |  | No | Other |  | Will Inspect meter box at a later date | Unknown - Unlikely Lead |  |  |  | No | Other |  | Will Inspect meter box at a later date | Unknown | Don't Know | Don't Know |  | Building | Unknown | Unknown | No |  |  | Unknown
11811 | 1206 N SAN MATEO ST, HOBBS NM |  | No | No | Unknown - Unlikely Lead | Don't Know |  |  |  | No | Other |  | Will Inspect meter box at a later date | Unknown - Unlikely Lead |  |  |  | No | Other |  | Will Inspect meter box at a later date | Unknown | Don't Know | Don't Know |  | Building | Unknown | Unknown | No |  |  | Unknown
13523 | 707 E TEXAS ST, HOBBS NM |  | No | No | Unknown - Unlikely Lead | Don't Know |  |  |  | No | Other |  | Will Inspect meter box at a later date | Unknown - Unlikely Lead |  |  |  | No | Other |  | Will Inspect meter box at a later date | Unknown | Don't Know | Don't Know |  | Building | Unknown | Unknown | No |  |  | Unknown
11977 | 927 W SUNRISE CIR, HOBBS NM |  | No | No | Unknown - Unlikely Lead | Don't Know |  |  |  | No | Other |  | Will Inspect meter box at a later date | Unknown - Unlikely Lead |  |  |  | No | Other |  | Will Inspect meter box at a later date | Unknown | Don't Know | Don't Know |  | Building | Unknown | Unknown | No |  |  | Unknown
13479 | 321 S TURNER ST, HOBBS NM |  | No | No | Unknown - Unlikely Lead | Don't Know |  |  |  | No | Other |  | Will Inspect meter box at a later date | Unknown - Unlikely Lead |  |  |  | No | Other |  | Will Inspect meter box at a later date | Unknown | Don't Know | Don't Know |  | Building | Unknown | Unknown | No |  |  | Unknown
11788 | 1611 N SAN MATEO ST, HOBBS NM |  | No | No | Unknown - Unlikely Lead | Don't Know |  |  |  | No | Other |  | Will Inspect meter box at a later date | Unknown - Unlikely Lead |  |  |  | No | Other |  | Will Inspect meter box at a later date | Unknown | Don't Know | Don't Know |  | Building | Unknown | Unknown | No |  |  | Unknown
13089 | 301 E TAOS ST, HOBBS NM |  | No | No | Unknown - Unlikely Lead | Don't Know |  |  |  | No | Other |  | Will Inspect meter box at a later date | Unknown - Unlikely Lead |  |  |  | No | Other |  | Will Inspect meter box at a later date | Unknown | Don't Know | Don't Know |  | Building | Unknown | Unknown | No |  |  | Unknown
12795 | 1506 E SKELLY ST, HOBBS NM |  | No | No | Unknown - Unlikely Lead | Don't Know |  |  |  | No | Other |  | Will Inspect meter box at a later date | Unknown - Unlikely Lead |  |  |  | No | Other |  | Will Inspect meter box at a later date | Unknown | Don't Know | Don't Know |  | Building | Unknown | Unknown | No |  |  | Unknown
11804 | 1625 N SAN MATEO ST, HOBBS NM |  | No | No | Unknown - Unlikely Lead | Don't Know |  |  |  | No | Other |  | Will Inspect meter box at a later date | Unknown - Unlikely Lead |  |  |  | No | Other |  | Will Inspect meter box at a later date | Unknown | Don't Know | Don't Know |  | Building | Unknown | Unknown | No |  |  | Unknown
13515 | 1308 E TEXAS ST, HOBBS NM |  | No | No | Unknown - Unlikely Lead | Don't Know |  |  |  | No | Other |  | Will Inspect meter box at a later date | Unknown - Unlikely Lead |  |  |  | No | Other |  | Will Inspect meter box at a later date | Unknown | Don't Know | Don't Know |  | Building | Unknown | Unknown | No |  |  | Unknown
1296 | 324 W BENDER BLVD, HOBBS NM |  | No | No | Unknown - Unlikely Lead | Don't Know |  |  |  | No | Other |  | Will Inspect meter box at a later date | Unknown - Unlikely Lead |  |  |  | No | Other |  | Will Inspect meter box at a later date | Unknown | Don't Know | Don't Know |  | Building | Unknown | Unknown | No |  |  | Unknown
12027 | 613 E SUNSET CIR, HOBBS NM |  | No | No | Unknown - Unlikely Lead | Don't Know |  |  |  | No | Other |  | Will Inspect meter box at a later date | Unknown - Unlikely Lead |  |  |  | No | Other |  | Will Inspect meter box at a later date | Unknown | Don't Know | Don't Know |  | Building | Unknown | Unknown | No |  |  | Unknown
11673 | 1240 N SAN ANDRES DR, HOBBS NM |  | No | No | Unknown - Unlikely Lead | Don't Know |  |  |  | No | Other |  | Will Inspect meter box at a later date | Unknown - Unlikely Lead |  |  |  | No | Other |  | Will Inspect meter box at a later date | Unknown | Don't Know | Don't Know |  | Building | Unknown | Unknown | No |  |  | Unknown
12749 | 318 E SKELLY ST, HOBBS NM |  | No | No | Unknown - Unlikely Lead | Don't Know |  |  |  | No | Other |  | Will Inspect meter box at a later date | Unknown - Unlikely Lead |  |  |  | No | Other |  | Will Inspect meter box at a later date | Unknown | Don't Know | Don't Know |  | Building | Unknown | Unknown | No |  |  | Unknown
12221 | 1618 N STEVEN DR, HOBBS NM |  | No | No | Unknown - Unlikely Lead | Don't Know |  |  |  | No | Other |  | Will Inspect meter box at a later date | Unknown - Unlikely Lead |  |  |  | No | Other |  | Will Inspect meter box at a later date | Unknown | Don't Know | Don't Know |  | Building | Unknown | Unknown | No |  |  | Unknown
12385 | 402 E SNYDER ST, HOBBS NM |  | No | No | Unknown - Unlikely Lead | Don't Know |  |  |  | No | Other |  | Will Inspect meter box at a later date | Unknown - Unlikely Lead |  |  |  | No | Other |  | Will Inspect meter box at a later date | Unknown | Don't Know | Don't Know |  | Building | Unknown | Unknown | No |  |  | Unknown
11912 | 1010 W SILVER AVE, HOBBS NM |  | No | No | Unknown - Unlikely Lead | Don't Know |  |  |  | No | Other |  | Will Inspect meter box at a later date | Unknown - Unlikely Lead |  |  |  | No | Other |  | Will Inspect meter box at a later date | Unknown | Don't Know | Don't Know |  | Building | Unknown | Unknown | No |  |  | Unknown
12534 | 402 W SHIPP DR, HOBBS NM |  | No | No | Unknown - Unlikely Lead | Don't Know |  |  |  | No | Other |  | Will Inspect meter box at a later date | Unknown - Unlikely Lead |  |  |  | No | Other |  | Will Inspect meter box at a later date | Unknown | Don't Know | Don't Know |  | Building | Unknown | Unknown | No |  |  | Unknown
12481 | 601 N SHIPP ST, HOBBS NM |  | No | No | Unknown - Unlikely Lead | Don't Know |  |  |  | No | Other |  | Will Inspect meter box at a later date | Unknown - Unlikely Lead |  |  |  | No | Other |  | Will Inspect meter box at a later date | Unknown | Don't Know | Don't Know |  | Building | Unknown | Unknown | No |  |  | Unknown
11830 | 6001 SAN JOAQUIN, HOBBS NM |  | No | No | Unknown - Unlikely Lead | Don't Know |  |  |  | No | Other |  | Will Inspect meter box at a later date | Unknown - Unlikely Lead |  |  |  | No | Other |  | Will Inspect meter box at a later date | Unknown | Don't Know | Don't Know |  | Building | Unknown | Unknown | No |  |  | Unknown
11882 | 400 W SILVER AVE, HOBBS NM |  | No | No | Unknown - Unlikely Lead | Don't Know |  |  |  | No | Other |  | Will Inspect meter box at a later date | Unknown - Unlikely Lead |  |  |  | No | Other |  | Will Inspect meter box at a later date | Unknown | Don't Know | Don't Know |  | Building | Unknown | Unknown | No |  |  | Unknown
12465 | 815 N SHIPP ST, HOBBS NM |  | No | No | Unknown - Unlikely Lead | Don't Know |  |  |  | No | Other |  | Will Inspect meter box at a later date | Unknown - Unlikely Lead |  |  |  | No | Other |  | Will Inspect meter box at a later date | Unknown | Don't Know | Don't Know |  | Building | Unknown | Unknown | No |  |  | Unknown
12922 | 518 E SECO DR, HOBBS NM |  | No | No | Unknown - Unlikely Lead | Don't Know |  |  |  | No | Other |  | Will Inspect meter box at a later date | Unknown - Unlikely Lead |  |  |  | No | Other |  | Will Inspect meter box at a later date | Unknown | Don't Know | Don't Know |  | Building | Unknown | Unknown | No |  |  | Unknown
12067 | 325 SUNSET PL, HOBBS NM |  | No | No | Non-Lead - Plastic | Don't Know |  | 1 | Field inspection only with no records | Yes | Visual inspection at the meter pit | 08/13/2024 00:00:00 |  | Non-Lead - Plastic |  | 1 | Field inspection only with no records | Yes | Visual inspection at the meter pit | 08/13/2024 00:00:00 |  | Non-Lead | No | Don't Know |  | Single Family Residence |  | No | No |  |  | Non-Lead
1312 | 3306 BELMONT PL, HOBBS NM |  | No | No | Unknown - Unlikely Lead | Don't Know |  |  |  | No | Other |  | Will Inspect meter box at a later date | Unknown - Unlikely Lead |  |  |  | No | Other |  | Will Inspect meter box at a later date | Unknown | Don't Know | Don't Know |  | Building | Unknown | Unknown | No |  |  | Unknown
13235 | 307 W TEMPLE AVE, HOBBS NM |  | No | No | Unknown - Unlikely Lead | Don't Know |  |  |  | No | Other |  | Will Inspect meter box at a later date | Unknown - Unlikely Lead |  |  |  | No | Other |  | Will Inspect meter box at a later date | Unknown | Don't Know | Don't Know |  | Building | Unknown | Unknown | No |  |  | Unknown
12545 | 1001 S SELMAN ST, HOBBS NM |  | No | No | Unknown - Unlikely Lead | Don't Know |  |  |  | No | Other |  | Will Inspect meter box at a later date | Unknown - Unlikely Lead |  |  |  | No | Other |  | Will Inspect meter box at a later date | Unknown | Don't Know | Don't Know |  | Building | Unknown | Unknown | No |  |  | Unknown
13448 | 1615 S TURNER ST, HOBBS NM |  | No | No | Unknown - Unlikely Lead | Don't Know |  |  |  | No | Other |  | Will Inspect meter box at a later date | Unknown - Unlikely Lead |  |  |  | No | Other |  | Will Inspect meter box at a later date | Unknown | Don't Know | Don't Know |  | Building | Unknown | Unknown | No |  |  | Unknown
11869 | 501 W SILVER AVE, HOBBS NM |  | No | No | Unknown - Unlikely Lead | Don't Know |  |  |  | No | Other |  | Will Inspect meter box at a later date | Unknown - Unlikely Lead |  |  |  | No | Other |  | Will Inspect meter box at a later date | Unknown | Don't Know | Don't Know |  | Building | Unknown | Unknown | No |  |  | Unknown
13073 | 407 W TAOS ST, HOBBS NM |  | No | No | Unknown - Unlikely Lead | Don't Know |  |  |  | No | Other |  | Will Inspect meter box at a later date | Unknown - Unlikely Lead |  |  |  | No | Other |  | Will Inspect meter box at a later date | Unknown | Don't Know | Don't Know |  | Building | Unknown | Unknown | No |  |  | Unknown
12335 | 406-A W SNYDER ST, HOBBS NM |  | No | No | Unknown - Unlikely Lead | Don't Know |  |  |  | No | Other |  | Will Inspect meter box at a later date | Unknown - Unlikely Lead |  |  |  | No | Other |  | Will Inspect meter box at a later date | Unknown | Don't Know | Don't Know |  | Building | Unknown | Unknown | No |  |  | Unknown
13632 | 1111 N THORP ST, HOBBS NM |  | No | No | Unknown - Unlikely Lead | Don't Know |  |  |  | No | Other |  | Will Inspect meter box at a later date | Unknown - Unlikely Lead |  |  |  | No | Other |  | Will Inspect meter box at a later date | Unknown | Don't Know | Don't Know |  | Building | Unknown | Unknown | No |  |  | Unknown
12820 | 305 E SKELLY ST, HOBBS NM |  | No | No | Unknown - Unlikely Lead | Don't Know |  |  |  | No | Other |  | Will Inspect meter box at a later date | Unknown - Unlikely Lead |  |  |  | No | Other |  | Will Inspect meter box at a later date | Unknown | Don't Know | Don't Know |  | Building | Unknown | Unknown | No |  |  | Unknown
1247 | 800 W BENDER BLVD, HOBBS NM |  | No | No | Unknown - Unlikely Lead | Don't Know |  |  |  | No | Other |  | Will Inspect meter box at a later date | Unknown - Unlikely Lead |  |  |  | No | Other |  | Will Inspect meter box at a later date | Unknown | Don't Know | Don't Know |  | Building | Unknown | Unknown | No |  |  | Unknown
12761 | 709 E SKELLY ST, HOBBS NM |  | No | No | Unknown - Unlikely Lead | Don't Know |  |  |  | No | Other |  | Will Inspect meter box at a later date | Unknown - Unlikely Lead |  |  |  | No | Other |  | Will Inspect meter box at a later date | Unknown | Don't Know | Don't Know |  | Building | Unknown | Unknown | No |  |  | Unknown
13190 | 113 E TEMPLE AVE, HOBBS NM |  | No | No | Unknown - Unlikely Lead | Don't Know |  |  |  | No | Other |  | Will Inspect meter box at a later date | Unknown - Unlikely Lead |  |  |  | No | Other |  | Will Inspect meter box at a later date | Unknown | Don't Know | Don't Know |  | Building | Unknown | Unknown | No |  |  | Unknown
12205 | 1402 N STEVEN DR, HOBBS NM |  | No | No | Unknown - Unlikely Lead | Don't Know |  |  |  | No | Other |  | Will Inspect meter box at a later date | Unknown - Unlikely Lead |  |  |  | No | Other |  | Will Inspect meter box at a later date | Unknown | Don't Know | Don't Know |  | Building | Unknown | Unknown | No |  |  | Unknown
13008 | 1123 W TAOS ST, HOBBS NM |  | No | No | Unknown - Unlikely Lead | Don't Know |  |  |  | No | Other |  | Will Inspect meter box at a later date | Unknown - Unlikely Lead |  |  |  | No | Other |  | Will Inspect meter box at a later date | Unknown | Don't Know | Don't Know |  | Building | Unknown | Unknown | No |  |  | Unknown
12272 | 1103 N STEVEN DR, HOBBS NM |  | No | No | Unknown - Unlikely Lead | Don't Know |  |  |  | No | Other |  | Will Inspect meter box at a later date | Unknown - Unlikely Lead |  |  |  | No | Other |  | Will Inspect meter box at a later date | Unknown | Don't Know | Don't Know |  | Building | Unknown | Unknown | No |  |  | Unknown
1179 | 300 E BENDER BLVD, HOBBS NM |  | No | No | Unknown - Unlikely Lead | Don't Know |  |  |  | No | Other |  | Will Inspect meter box at a later date | Unknown - Unlikely Lead |  |  |  | No | Other |  | Will Inspect meter box at a later date | Unknown | Don't Know | Don't Know |  | Building | Unknown | Unknown | No |  |  | Unknown
13032 | 107 W TAOS ST TRLR 15, HOBBS NM |  | No | No | Unknown - Unlikely Lead | Don't Know |  |  |  | No | Other |  | Will Inspect meter box at a later date | Unknown - Unlikely Lead |  |  |  | No | Other |  | Will Inspect meter box at a later date | Unknown | Don't Know | Don't Know |  | Building | Unknown | Unknown | No |  |  | Unknown
12180 | 322-C E SAINT ANNE PL, HOBBS NM |  | No | No | Unknown - Unlikely Lead | Don't Know |  |  |  | No | Other |  | Will Inspect meter box at a later date | Unknown - Unlikely Lead |  |  |  | No | Other |  | Will Inspect meter box at a later date | Unknown | Don't Know | Don't Know |  | Building | Unknown | Unknown | No |  |  | Unknown
12106 | 600 E SUNSET DR, HOBBS NM |  | No | No | Unknown - Unlikely Lead | Don't Know |  |  |  | No | Other |  | Will Inspect meter box at a later date | Unknown - Unlikely Lead |  |  |  | No | Other |  | Will Inspect meter box at a later date | Unknown | Don't Know | Don't Know |  | Building | Unknown | Unknown | No |  |  | Unknown
11754 | 1605 N SAN MATEO ST, HOBBS NM |  | No | No | Unknown - Unlikely Lead | Don't Know |  |  |  | No | Other |  | Will Inspect meter box at a later date | Unknown - Unlikely Lead |  |  |  | No | Other |  | Will Inspect meter box at a later date | Unknown | Don't Know | Don't Know |  | Building | Unknown | Unknown | No |  |  | Unknown
11795 | 1202 N SAN MATEO ST, HOBBS NM |  | No | No | Unknown - Unlikely Lead | Don't Know |  |  |  | No | Other |  | Will Inspect meter box at a later date | Unknown - Unlikely Lead |  |  |  | No | Other |  | Will Inspect meter box at a later date | Unknown | Don't Know | Don't Know |  | Building | Unknown | Unknown | No |  |  | Unknown
13357 | 1931 N TURNER ST, HOBBS NM |  | No | No | Unknown - Unlikely Lead | Don't Know |  |  |  | No | Other |  | Will Inspect meter box at a later date | Unknown - Unlikely Lead |  |  |  | No | Other |  | Will Inspect meter box at a later date | Unknown | Don't Know | Don't Know |  | Building | Unknown | Unknown | No |  |  | Unknown
13239 | 204 W TEMPLE AVE, HOBBS NM |  | No | No | Unknown - Unlikely Lead | Don't Know |  |  |  | No | Other |  | Will Inspect meter box at a later date | Unknown - Unlikely Lead |  |  |  | No | Other |  | Will Inspect meter box at a later date | Unknown | Don't Know | Don't Know |  | Building | Unknown | Unknown | No |  |  | Unknown
12759 | 615 E SKELLY ST, HOBBS NM |  | No | No | Unknown - Unlikely Lead | Don't Know |  |  |  | No | Other |  | Will Inspect meter box at a later date | Unknown - Unlikely Lead |  |  |  | No | Other |  | Will Inspect meter box at a later date | Unknown | Don't Know | Don't Know |  | Building | Unknown | Unknown | No |  |  | Unknown
12021 | 2622 E SUNSET CIR, HOBBS NM |  | No | No | Unknown - Unlikely Lead | Don't Know |  |  |  | No | Other |  | Will Inspect meter box at a later date | Unknown - Unlikely Lead |  |  |  | No | Other |  | Will Inspect meter box at a later date | Unknown | Don't Know | Don't Know |  | Building | Unknown | Unknown | No |  |  | Unknown
12473 | 504 N SHIPP ST, HOBBS NM |  | No | No | Unknown - Unlikely Lead | Don't Know |  |  |  | No | Other |  | Will Inspect meter box at a later date | Unknown - Unlikely Lead |  |  |  | No | Other |  | Will Inspect meter box at a later date | Unknown | Don't Know | Don't Know |  | Building | Unknown | Unknown | No |  |  | Unknown
12763 | 1005 E SKELLY ST, HOBBS NM |  | No | No | Unknown - Unlikely Lead | Don't Know |  |  |  | No | Other |  | Will Inspect meter box at a later date | Unknown - Unlikely Lead |  |  |  | No | Other |  | Will Inspect meter box at a later date | Unknown | Don't Know | Don't Know |  | Building | Unknown | Unknown | No |  |  | Unknown
1226 | 1730 E BENDER BLVD, HOBBS NM |  | No | No | Unknown - Unlikely Lead | Don't Know |  |  |  | No | Other |  | Will Inspect meter box at a later date | Unknown - Unlikely Lead |  |  |  | No | Other |  | Will Inspect meter box at a later date | Unknown | Don't Know | Don't Know |  | Building | Unknown | Unknown | No |  |  | Unknown
12952 | 2100 E SETTLERS PASS BLDG 2, HOBBS NM |  | No | No | Non-Lead - Plastic | No | 2015 | 8 | Field inspection only with no records | Yes | Visual inspection at the meter pit | 05/26/2024 00:00:00 |  | Non-Lead - Plastic | 2015 | 4 | Installation date after lead ban | No | Visual inspection at the meter pit | 05/26/2024 00:00:00 |  | Non-Lead | No | No |  | Multiple Family Residence |  | No | No |  |  | Non-Lead
12249 | 1612 N STEVEN DR, HOBBS NM |  | No | No | Unknown - Unlikely Lead | Don't Know |  |  |  | No | Other |  | Will Inspect meter box at a later date | Unknown - Unlikely Lead |  |  |  | No | Other |  | Will Inspect meter box at a later date | Unknown | Don't Know | Don't Know |  | Building | Unknown | Unknown | No |  |  | Unknown
13290 | 2028 E TANGLEWOOD AVE, HOBBS NM |  | No | No | Non-Lead - Plastic | Don't Know | 2019 | 1 | Field inspection only with no records | Yes | Visual inspection at the meter pit | 08/19/2024 00:00:00 |  | Non-Lead - Plastic | 2019 | 1 | Field inspection only with no records | Yes | Visual inspection at the meter pit | 08/19/2024 00:00:00 |  | Non-Lead | No | Don't Know |  | Single Family Residence |  | No | No |  |  | Non-Lead
11678 | 1415 N SAN ANDRES DR, HOBBS NM |  | No | No | Unknown - Unlikely Lead | Don't Know |  |  |  | No | Other |  | Will Inspect meter box at a later date | Unknown - Unlikely Lead |  |  |  | No | Other |  | Will Inspect meter box at a later date | Unknown | Don't Know | Don't Know |  | Building | Unknown | Unknown | No |  |  | Unknown
116 | 2627 N ACOMA DR, HOBBS NM |  | No | No | Unknown - Unlikely Lead | Don't Know |  |  |  | No | Other |  | Will Inspect meter box at a later date | Unknown - Unlikely Lead |  |  |  | No | Other |  | Will Inspect meter box at a later date | Unknown | Don't Know | Don't Know |  | Building | Unknown | Unknown | No |  |  | Unknown
13376 | 518 N TURNER ST, HOBBS NM |  | No | No | Unknown - Unlikely Lead | Don't Know |  |  |  | No | Other |  | Will Inspect meter box at a later date | Unknown - Unlikely Lead |  |  |  | No | Other |  | Will Inspect meter box at a later date | Unknown | Don't Know | Don't Know |  | Building | Unknown | Unknown | No |  |  | Unknown
13208 | 311 E TEMPLE AVE, HOBBS NM |  | No | No | Unknown - Unlikely Lead | Don't Know |  |  |  | No | Other |  | Will Inspect meter box at a later date | Unknown - Unlikely Lead |  |  |  | No | Other |  | Will Inspect meter box at a later date | Unknown | Don't Know | Don't Know |  | Building | Unknown | Unknown | No |  |  | Unknown
12687 | 1213 S STARLING DR, HOBBS NM |  | No | No | Unknown - Unlikely Lead | Don't Know |  |  |  | No | Other |  | Will Inspect meter box at a later date | Unknown - Unlikely Lead |  |  |  | No | Other |  | Will Inspect meter box at a later date | Unknown | Don't Know | Don't Know |  | Building | Unknown | Unknown | No |  |  | Unknown
13132 | 1600 N TASKER DR, HOBBS NM |  | No | No | Unknown - Unlikely Lead | Don't Know |  |  |  | No | Other |  | Will Inspect meter box at a later date | Unknown - Unlikely Lead |  |  |  | No | Other |  | Will Inspect meter box at a later date | Unknown | Don't Know | Don't Know |  | Building | Unknown | Unknown | No |  |  | Unknown
12344 | 206 W SNYDER ST, HOBBS NM |  | No | No | Unknown - Unlikely Lead | Don't Know |  |  |  | No | Other |  | Will Inspect meter box at a later date | Unknown - Unlikely Lead |  |  |  | No | Other |  | Will Inspect meter box at a later date | Unknown | Don't Know | Don't Know |  | Building | Unknown | Unknown | No |  |  | Unknown
12311 | 2206 N STEVEN DR, HOBBS NM |  | No | No | Unknown - Unlikely Lead | Don't Know |  |  |  | No | Other |  | Will Inspect meter box at a later date | Unknown - Unlikely Lead |  |  |  | No | Other |  | Will Inspect meter box at a later date | Unknown | Don't Know | Don't Know |  | Building | Unknown | Unknown | No |  |  | Unknown
1289 | 1507 W BENDER BLVD, HOBBS NM |  | No | No | Unknown - Unlikely Lead | Don't Know |  |  |  | No | Other |  | Will Inspect meter box at a later date | Unknown - Unlikely Lead |  |  |  | No | Other |  | Will Inspect meter box at a later date | Unknown | Don't Know | Don't Know |  | Building | Unknown | Unknown | No |  |  | Unknown
12214 | 1422 N STEVEN DR, HOBBS NM |  | No | No | Unknown - Unlikely Lead | Don't Know |  |  |  | No | Other |  | Will Inspect meter box at a later date | Unknown - Unlikely Lead |  |  |  | No | Other |  | Will Inspect meter box at a later date | Unknown | Don't Know | Don't Know |  | Building | Unknown | Unknown | No |  |  | Unknown
13427 | 109-B N TURNER ST, HOBBS NM |  | No | No | Unknown - Unlikely Lead | Don't Know |  |  |  | No | Other |  | Will Inspect meter box at a later date | Unknown - Unlikely Lead |  |  |  | No | Other |  | Will Inspect meter box at a later date | Unknown | Don't Know | Don't Know |  | Building | Unknown | Unknown | No |  |  | Unknown
1237 | 1201 W BENDER BLVD, HOBBS NM |  | No | No | Unknown - Unlikely Lead | Don't Know |  |  |  | No | Other |  | Will Inspect meter box at a later date | Unknown - Unlikely Lead |  |  |  | No | Other |  | Will Inspect meter box at a later date | Unknown | Don't Know | Don't Know |  | Building | Unknown | Unknown | No |  |  | Unknown
12554 | 1223 S SELMAN ST, HOBBS NM |  | No | No | Unknown - Unlikely Lead | Don't Know |  |  |  | No | Other |  | Will Inspect meter box at a later date | Unknown - Unlikely Lead |  |  |  | No | Other |  | Will Inspect meter box at a later date | Unknown | Don't Know | Don't Know |  | Building | Unknown | Unknown | No |  |  | Unknown
13595 | 910 N THORP ST APT A, HOBBS NM |  | No | No | Non-Lead - Plastic | Don't Know |  | 1 | Field inspection only with no records | Yes | Visual inspection at the meter pit | 08/26/2024 00:00:00 |  | Non-Lead - Copper |  | 3/4 | Field inspection only with no records | Yes | Visual inspection at the meter pit | 08/26/2024 00:00:00 |  | Non-Lead | No | Don't Know |  | Single Family Residence |  | No | No |  |  | Non-Lead
12827 | 1505 E SKELLY ST, HOBBS NM |  | No | No | Unknown - Unlikely Lead | Don't Know |  |  |  | No | Other |  | Will Inspect meter box at a later date | Unknown - Unlikely Lead |  |  |  | No | Other |  | Will Inspect meter box at a later date | Unknown | Don't Know | Don't Know |  | Building | Unknown | Unknown | No |  |  | Unknown
11759 | 1519 N SAN MATEO ST, HOBBS NM |  | No | No | Unknown - Unlikely Lead | Don't Know |  |  |  | No | Other |  | Will Inspect meter box at a later date | Unknown - Unlikely Lead |  |  |  | No | Other |  | Will Inspect meter box at a later date | Unknown | Don't Know | Don't Know |  | Building | Unknown | Unknown | No |  |  | Unknown
11884 | 716 W SILVER AVE, HOBBS NM |  | No | No | Unknown - Unlikely Lead | Don't Know |  |  |  | No | Other |  | Will Inspect meter box at a later date | Unknown - Unlikely Lead |  |  |  | No | Other |  | Will Inspect meter box at a later date | Unknown | Don't Know | Don't Know |  | Building | Unknown | Unknown | No |  |  | Unknown
11955 | 946 W SUNRISE CIR, HOBBS NM |  | No | No | Unknown - Unlikely Lead | Don't Know |  |  |  | No | Other |  | Will Inspect meter box at a later date | Unknown - Unlikely Lead |  |  |  | No | Other |  | Will Inspect meter box at a later date | Unknown | Don't Know | Don't Know |  | Building | Unknown | Unknown | No |  |  | Unknown
12484 | 316 N SHIPP ST, HOBBS NM |  | No | No | Unknown - Unlikely Lead | Don't Know |  |  |  | No | Other |  | Will Inspect meter box at a later date | Unknown - Unlikely Lead |  |  |  | No | Other |  | Will Inspect meter box at a later date | Unknown | Don't Know | Don't Know |  | Building | Unknown | Unknown | No |  |  | Unknown
11850 | 416 W SILVER AVE, HOBBS NM |  | No | No | Unknown - Unlikely Lead | Don't Know |  |  |  | No | Other |  | Will Inspect meter box at a later date | Unknown - Unlikely Lead |  |  |  | No | Other |  | Will Inspect meter box at a later date | Unknown | Don't Know | Don't Know |  | Building | Unknown | Unknown | No |  |  | Unknown
11949 | 917 W SUNRISE CIR, HOBBS NM |  | No | No | Unknown - Unlikely Lead | Don't Know |  |  |  | No | Other |  | Will Inspect meter box at a later date | Unknown - Unlikely Lead |  |  |  | No | Other |  | Will Inspect meter box at a later date | Unknown | Don't Know | Don't Know |  | Building | Unknown | Unknown | No |  |  | Unknown
13121 | 415 E TAOS ST, HOBBS NM |  | No | No | Unknown - Unlikely Lead | Don't Know |  |  |  | No | Other |  | Will Inspect meter box at a later date | Unknown - Unlikely Lead |  |  |  | No | Other |  | Will Inspect meter box at a later date | Unknown | Don't Know | Don't Know |  | Building | Unknown | Unknown | No |  |  | Unknown
1285 | 314-A W BENDER BLVD, HOBBS NM |  | No | No | Unknown - Unlikely Lead | Don't Know |  |  |  | No | Other |  | Will Inspect meter box at a later date | Unknown - Unlikely Lead |  |  |  | No | Other |  | Will Inspect meter box at a later date | Unknown | Don't Know | Don't Know |  | Building | Unknown | Unknown | No |  |  | Unknown
12388 | 310 E SNYDER ST, HOBBS NM |  | No | No | Unknown - Unlikely Lead | Don't Know |  |  |  | No | Other |  | Will Inspect meter box at a later date | Unknown - Unlikely Lead |  |  |  | No | Other |  | Will Inspect meter box at a later date | Unknown | Don't Know | Don't Know |  | Building | Unknown | Unknown | No |  |  | Unknown
13214 | 406 W TEMPLE AVE, HOBBS NM |  | No | No | Unknown - Unlikely Lead | Don't Know |  |  |  | No | Other |  | Will Inspect meter box at a later date | Unknown - Unlikely Lead |  |  |  | No | Other |  | Will Inspect meter box at a later date | Unknown | Don't Know | Don't Know |  | Building | Unknown | Unknown | No |  |  | Unknown
13059 | 203 W TAOS ST TRLR 6, HOBBS NM |  | No | No | Unknown - Unlikely Lead | Don't Know |  |  |  | No | Other |  | Will Inspect meter box at a later date | Unknown - Unlikely Lead |  |  |  | No | Other |  | Will Inspect meter box at a later date | Unknown | Don't Know | Don't Know |  | Building | Unknown | Unknown | No |  |  | Unknown
13094 | 414 E TAOS ST, HOBBS NM |  | No | No | Unknown - Unlikely Lead | Don't Know |  |  |  | No | Other |  | Will Inspect meter box at a later date | Unknown - Unlikely Lead |  |  |  | No | Other |  | Will Inspect meter box at a later date | Unknown | Don't Know | Don't Know |  | Building | Unknown | Unknown | No |  |  | Unknown
13449 | 1305 S TURNER ST, HOBBS NM |  | No | No | Unknown - Unlikely Lead | Don't Know |  |  |  | No | Other |  | Will Inspect meter box at a later date | Unknown - Unlikely Lead |  |  |  | No | Other |  | Will Inspect meter box at a later date | Unknown | Don't Know | Don't Know |  | Building | Unknown | Unknown | No |  |  | Unknown
13279 | 1907 E TANGLEWOOD AVE, HOBBS NM |  | No | No | Non-Lead - Plastic | Don't Know | 2019 | 1 | Field inspection only with no records | Yes | Visual inspection at the meter pit | 08/19/2024 00:00:00 |  | Non-Lead - Plastic | 2019 | 1 | Field inspection only with no records | Yes | Visual inspection at the meter pit | 08/19/2024 00:00:00 |  | Non-Lead | No | Don't Know |  | Single Family Residence |  | No | No |  |  | Non-Lead
11744 | 16-D STONECREST CT, HOBBS NM |  | No | No | Non-Lead - Plastic | No | 1982 | 3/4 | Field inspection only with no records | Yes | Visual inspection at the meter pit | 05/26/2024 00:00:00 |  | Non-Lead - Plastic |  | 3/4 | Installation date after lead ban | Yes | Visual inspection at the meter pit | 05/26/2024 00:00:00 | Will Inspect meter box at a later date | Non-Lead | Don't Know | Don't Know |  | Single Family Residence |  | Unknown | No |  |  | Non-Lead
13365 | 1703 N TURNER ST, HOBBS NM |  | No | No | Unknown - Unlikely Lead | Don't Know |  |  |  | No | Other |  | Will Inspect meter box at a later date | Unknown - Unlikely Lead |  |  |  | No | Other |  | Will Inspect meter box at a later date | Unknown | Don't Know | Don't Know |  | Building | Unknown | Unknown | No |  |  | Unknown
12256 | 1108 N STEVEN DR, HOBBS NM |  | No | No | Unknown - Unlikely Lead | Don't Know |  |  |  | No | Other |  | Will Inspect meter box at a later date | Unknown - Unlikely Lead |  |  |  | No | Other |  | Will Inspect meter box at a later date | Unknown | Don't Know | Don't Know |  | Building | Unknown | Unknown | No |  |  | Unknown
12939 | 1236 S SHORT ST, HOBBS NM |  | No | No | Unknown - Unlikely Lead | Don't Know |  |  |  | No | Other |  | Will Inspect meter box at a later date | Unknown - Unlikely Lead |  |  |  | No | Other |  | Will Inspect meter box at a later date | Unknown | Don't Know | Don't Know |  | Building | Unknown | Unknown | No |  |  | Unknown
1272 | 800 W BENDER BLVD, HOBBS NM |  | No | No | Unknown - Unlikely Lead | Don't Know |  |  |  | No | Other |  | Will Inspect meter box at a later date | Unknown - Unlikely Lead |  |  |  | No | Other |  | Will Inspect meter box at a later date | Unknown | Don't Know | Don't Know |  | Building | Unknown | Unknown | No |  |  | Unknown
12020 | 2614 E SUNSET CIR, HOBBS NM |  | No | No | Unknown - Unlikely Lead | Don't Know |  |  |  | No | Other |  | Will Inspect meter box at a later date | Unknown - Unlikely Lead |  |  |  | No | Other |  | Will Inspect meter box at a later date | Unknown | Don't Know | Don't Know |  | Building | Unknown | Unknown | No |  |  | Unknown
12055 | 341 SUNSET PL, HOBBS NM |  | No | No | Non-Lead - Plastic | Don't Know |  | 1 | Field inspection only with no records | Yes | Visual inspection at the meter pit | 08/13/2024 00:00:00 |  | Non-Lead - Plastic |  | 1 | Field inspection only with no records | Yes | Visual inspection at the meter pit | 08/13/2024 00:00:00 |  | Non-Lead | No | Don't Know |  | Single Family Residence |  | No | No |  |  | Non-Lead
1332 | 537 N BURK ST, HOBBS NM |  | No | No | Unknown - Unlikely Lead | Don't Know |  |  |  | No | Other |  | Will Inspect meter box at a later date | Unknown - Unlikely Lead |  |  |  | No | Other |  | Will Inspect meter box at a later date | Unknown | Don't Know | Don't Know |  | Building | Unknown | Unknown | No |  |  | Unknown
13547 | 108 E TEXAS ST, HOBBS NM |  | No | No | Unknown - Unlikely Lead | Don't Know |  |  |  | No | Other |  | Will Inspect meter box at a later date | Unknown - Unlikely Lead |  |  |  | No | Other |  | Will Inspect meter box at a later date | Unknown | Don't Know | Don't Know |  | Building | Unknown | Unknown | No |  |  | Unknown
1211 | 931 E BENDER BLVD, HOBBS NM |  | No | No | Unknown - Unlikely Lead | Don't Know |  |  |  | No | Other |  | Will Inspect meter box at a later date | Unknown - Unlikely Lead |  |  |  | No | Other |  | Will Inspect meter box at a later date | Unknown | Don't Know | Don't Know |  | Building | Unknown | Unknown | No |  |  | Unknown
1249 | 1305 W BENDER BLVD, HOBBS NM |  | No | No | Unknown - Unlikely Lead | Don't Know |  |  |  | No | Other |  | Will Inspect meter box at a later date | Unknown - Unlikely Lead |  |  |  | No | Other |  | Will Inspect meter box at a later date | Unknown | Don't Know | Don't Know |  | Building | Unknown | Unknown | No |  |  | Unknown
13161 | 1419 N TASKER DR, HOBBS NM |  | No | No | Unknown - Unlikely Lead | Don't Know |  |  |  | No | Other |  | Will Inspect meter box at a later date | Unknown - Unlikely Lead |  |  |  | No | Other |  | Will Inspect meter box at a later date | Unknown | Don't Know | Don't Know |  | Building | Unknown | Unknown | No |  |  | Unknown
13571 | 511 W TEXAS ST, HOBBS NM |  | No | No | Unknown - Unlikely Lead | Don't Know |  |  |  | No | Other |  | Will Inspect meter box at a later date | Unknown - Unlikely Lead |  |  |  | No | Other |  | Will Inspect meter box at a later date | Unknown | Don't Know | Don't Know |  | Building | Unknown | Unknown | No |  |  | Unknown
12304 | 2211 N STEVEN DR, HOBBS NM |  | No | No | Unknown - Unlikely Lead | Don't Know |  |  |  | No | Other |  | Will Inspect meter box at a later date | Unknown - Unlikely Lead |  |  |  | No | Other |  | Will Inspect meter box at a later date | Unknown | Don't Know | Don't Know |  | Building | Unknown | Unknown | No |  |  | Unknown
12283 | 1520 N STEVEN DR, HOBBS NM |  | No | No | Unknown - Unlikely Lead | Don't Know |  |  |  | No | Other |  | Will Inspect meter box at a later date | Unknown - Unlikely Lead |  |  |  | No | Other |  | Will Inspect meter box at a later date | Unknown | Don't Know | Don't Know |  | Building | Unknown | Unknown | No |  |  | Unknown
1302 | 1501 W BENDER BLVD, HOBBS NM |  | No | No | Unknown - Unlikely Lead | Don't Know |  |  |  | No | Other |  | Will Inspect meter box at a later date | Unknown - Unlikely Lead |  |  |  | No | Other |  | Will Inspect meter box at a later date | Unknown | Don't Know | Don't Know |  | Building | Unknown | Unknown | No |  |  | Unknown
12992 | 1116 W TAOS ST, HOBBS NM |  | No | No | Unknown - Unlikely Lead | Don't Know |  |  |  | No | Other |  | Will Inspect meter box at a later date | Unknown - Unlikely Lead |  |  |  | No | Other |  | Will Inspect meter box at a later date | Unknown | Don't Know | Don't Know |  | Building | Unknown | Unknown | No |  |  | Unknown
12517 | 309 W SHIPP DR, HOBBS NM |  | No | No | Unknown - Unlikely Lead | Don't Know |  |  |  | No | Other |  | Will Inspect meter box at a later date | Unknown - Unlikely Lead |  |  |  | No | Other |  | Will Inspect meter box at a later date | Unknown | Don't Know | Don't Know |  | Building | Unknown | Unknown | No |  |  | Unknown
12677 | 3310 N SANDRIDGE DR, HOBBS NM |  | No | No | Unknown - Unlikely Lead | Don't Know |  |  |  | No | Other |  | Will Inspect meter box at a later date | Unknown - Unlikely Lead |  |  |  | No | Other |  | Will Inspect meter box at a later date | Unknown | Don't Know | Don't Know |  | Building | Unknown | Unknown | No |  |  | Unknown
1271 | 104 W BENDER BLVD, HOBBS NM |  | No | No | Unknown - Unlikely Lead | Don't Know |  |  |  | No | Other |  | Will Inspect meter box at a later date | Unknown - Unlikely Lead |  |  |  | No | Other |  | Will Inspect meter box at a later date | Unknown | Don't Know | Don't Know |  | Building | Unknown | Unknown | No |  |  | Unknown
13456 | 1715 S TURNER ST, HOBBS NM |  | No | No | Unknown - Unlikely Lead | Don't Know |  |  |  | No | Other |  | Will Inspect meter box at a later date | Unknown - Unlikely Lead |  |  |  | No | Other |  | Will Inspect meter box at a later date | Unknown | Don't Know | Don't Know |  | Building | Unknown | Unknown | No |  |  | Unknown
1186 | 500 E BENDER BLVD, HOBBS NM |  | No | No | Unknown - Unlikely Lead | Don't Know |  |  |  | No | Other |  | Will Inspect meter box at a later date | Unknown - Unlikely Lead |  |  |  | No | Other |  | Will Inspect meter box at a later date | Unknown | Don't Know | Don't Know |  | Building | Unknown | Unknown | No |  |  | Unknown
11859 | 119 W SILVER AVE, HOBBS NM |  | No | No | Unknown - Unlikely Lead | Don't Know |  |  |  | No | Other |  | Will Inspect meter box at a later date | Unknown - Unlikely Lead |  |  |  | No | Other |  | Will Inspect meter box at a later date | Unknown | Don't Know | Don't Know |  | Building | Unknown | Unknown | No |  |  | Unknown
12487 | 1012 S SHIPP ST, HOBBS NM |  | No | No | Unknown - Unlikely Lead | Don't Know |  |  |  | No | Other |  | Will Inspect meter box at a later date | Unknown - Unlikely Lead |  |  |  | No | Other |  | Will Inspect meter box at a later date | Unknown | Don't Know | Don't Know |  | Building | Unknown | Unknown | No |  |  | Unknown
135 | 3301 N ACOMA DR, HOBBS NM |  | No | No | Unknown - Unlikely Lead | Don't Know |  |  |  | No | Other |  | Will Inspect meter box at a later date | Unknown - Unlikely Lead |  |  |  | No | Other |  | Will Inspect meter box at a later date | Unknown | Don't Know | Don't Know |  | Building | Unknown | Unknown | No |  |  | Unknown
11903 | 826 W SILVER AVE, HOBBS NM |  | No | No | Unknown - Unlikely Lead | Don't Know |  |  |  | No | Other |  | Will Inspect meter box at a later date | Unknown - Unlikely Lead |  |  |  | No | Other |  | Will Inspect meter box at a later date | Unknown | Don't Know | Don't Know |  | Building | Unknown | Unknown | No |  |  | Unknown
12572 | 1202 S SELMAN ST, HOBBS NM |  | No | No | Unknown - Unlikely Lead | Don't Know |  |  |  | No | Other |  | Will Inspect meter box at a later date | Unknown - Unlikely Lead |  |  |  | No | Other |  | Will Inspect meter box at a later date | Unknown | Don't Know | Don't Know |  | Building | Unknown | Unknown | No |  |  | Unknown
11668 | 1122 N SAN ANDRES DR, HOBBS NM |  | No | No | Unknown - Unlikely Lead | Don't Know |  |  |  | No | Other |  | Will Inspect meter box at a later date | Unknown - Unlikely Lead |  |  |  | No | Other |  | Will Inspect meter box at a later date | Unknown | Don't Know | Don't Know |  | Building | Unknown | Unknown | No |  |  | Unknown
11701 | 4-A STONECREST CT, HOBBS NM |  | No | No | Non-Lead - Plastic | No | 1982 | 3/4 | Field inspection only with no records | Yes | Visual inspection at the meter pit | 05/26/2024 00:00:00 |  | Non-Lead - Plastic |  | 3/4 | Installation date after lead ban | Yes | Visual inspection at the meter pit | 05/26/2024 00:00:00 | Will Inspect meter box at a later date | Non-Lead | Don't Know | Don't Know |  | Single Family Residence |  | Unknown | No |  |  | Non-Lead
12590 | 1212 S SELMAN ST, HOBBS NM |  | No | No | Unknown - Unlikely Lead | Don't Know |  |  |  | No | Other |  | Will Inspect meter box at a later date | Unknown - Unlikely Lead |  |  |  | No | Other |  | Will Inspect meter box at a later date | Unknown | Don't Know | Don't Know |  | Building | Unknown | Unknown | No |  |  | Unknown
13097 | 206 E TAOS ST, HOBBS NM |  | No | No | Unknown - Unlikely Lead | Don't Know |  |  |  | No | Other |  | Will Inspect meter box at a later date | Unknown - Unlikely Lead |  |  |  | No | Other |  | Will Inspect meter box at a later date | Unknown | Don't Know | Don't Know |  | Building | Unknown | Unknown | No |  |  | Unknown
12471 | 113 N SHIPP ST, HOBBS NM |  | No | No | Unknown - Unlikely Lead | Don't Know |  |  |  | No | Other |  | Will Inspect meter box at a later date | Unknown - Unlikely Lead |  |  |  | No | Other |  | Will Inspect meter box at a later date | Unknown | Don't Know | Don't Know |  | Building | Unknown | Unknown | No |  |  | Unknown
13478 | 815 S TURNER ST, HOBBS NM |  | No | No | Unknown - Unlikely Lead | Don't Know |  |  |  | No | Other |  | Will Inspect meter box at a later date | Unknown - Unlikely Lead |  |  |  | No | Other |  | Will Inspect meter box at a later date | Unknown | Don't Know | Don't Know |  | Building | Unknown | Unknown | No |  |  | Unknown
12265 | 1208 N STEVEN DR, HOBBS NM |  | No | No | Unknown - Unlikely Lead | Don't Know |  |  |  | No | Other |  | Will Inspect meter box at a later date | Unknown - Unlikely Lead |  |  |  | No | Other |  | Will Inspect meter box at a later date | Unknown | Don't Know | Don't Know |  | Building | Unknown | Unknown | No |  |  | Unknown
13501 | 112 E TEXAS ST, HOBBS NM |  | No | No | Unknown - Unlikely Lead | Don't Know |  |  |  | No | Other |  | Will Inspect meter box at a later date | Unknown - Unlikely Lead |  |  |  | No | Other |  | Will Inspect meter box at a later date | Unknown | Don't Know | Don't Know |  | Building | Unknown | Unknown | No |  |  | Unknown
13223 | 308 W TEMPLE AVE, HOBBS NM |  | No | No | Unknown - Unlikely Lead | Don't Know |  |  |  | No | Other |  | Will Inspect meter box at a later date | Unknown - Unlikely Lead |  |  |  | No | Other |  | Will Inspect meter box at a later date | Unknown | Don't Know | Don't Know |  | Building | Unknown | Unknown | No |  |  | Unknown
12799 | 516 E SKELLY ST, HOBBS NM |  | No | No | Unknown - Unlikely Lead | Don't Know |  |  |  | No | Other |  | Will Inspect meter box at a later date | Unknown - Unlikely Lead |  |  |  | No | Other |  | Will Inspect meter box at a later date | Unknown | Don't Know | Don't Know |  | Building | Unknown | Unknown | No |  |  | Unknown
12623 | 2418 N SELMAN ST, HOBBS NM |  | No | No | Unknown - Unlikely Lead | Don't Know |  |  |  | No | Other |  | Will Inspect meter box at a later date | Unknown - Unlikely Lead |  |  |  | No | Other |  | Will Inspect meter box at a later date | Unknown | Don't Know | Don't Know |  | Building | Unknown | Unknown | No |  |  | Unknown
12814 | 815 E SKELLY ST, HOBBS NM |  | No | No | Unknown - Unlikely Lead | Don't Know |  |  |  | No | Other |  | Will Inspect meter box at a later date | Unknown - Unlikely Lead |  |  |  | No | Other |  | Will Inspect meter box at a later date | Unknown | Don't Know | Don't Know |  | Building | Unknown | Unknown | No |  |  | Unknown
12697 | 1204 S STARLING DR, HOBBS NM |  | No | No | Unknown - Unlikely Lead | Don't Know |  |  |  | No | Other |  | Will Inspect meter box at a later date | Unknown - Unlikely Lead |  |  |  | No | Other |  | Will Inspect meter box at a later date | Unknown | Don't Know | Don't Know |  | Building | Unknown | Unknown | No |  |  | Unknown
13492 | 6110 N T-BIRD RD, HOBBS NM |  | No | No | Unknown - Unlikely Lead | Don't Know |  |  |  | No | Other |  | Will Inspect meter box at a later date | Unknown - Unlikely Lead |  |  |  | No | Other |  | Will Inspect meter box at a later date | Unknown | Don't Know | Don't Know |  | Building | Unknown | Unknown | No |  |  | Unknown
12491 | 805 S SHIPP, HOBBS NM |  | No | No | Unknown - Unlikely Lead | Don't Know |  |  |  | No | Other |  | Will Inspect meter box at a later date | Unknown - Unlikely Lead |  |  |  | No | Other |  | Will Inspect meter box at a later date | Unknown | Don't Know | Don't Know |  | Building | Unknown | Unknown | No |  |  | Unknown
12085 | 400 E SUNSET DR, HOBBS NM |  | No | No | Unknown - Unlikely Lead | Don't Know |  |  |  | No | Other |  | Will Inspect meter box at a later date | Unknown - Unlikely Lead |  |  |  | No | Other |  | Will Inspect meter box at a later date | Unknown | Don't Know | Don't Know |  | Building | Unknown | Unknown | No |  |  | Unknown
11803 | 1530 N SAN MATEO ST, HOBBS NM |  | No | No | Non-Lead - Copper | Don't Know | 1955 | 1/2 | Field inspection only with no records | Yes | Visual inspection at the meter pit | 09/04/2024 00:00:00 |  | Non-Lead - Plastic |  | 3/4 | Field inspection only with no records | Yes | Visual inspection at the meter pit | 09/04/2024 00:00:00 |  | Non-Lead | No | Don't Know |  | Single Family Residence |  | No | No |  |  | Non-Lead
11624 | 1625 N SAN ANDRES DR, HOBBS NM |  | No | No | Unknown - Unlikely Lead | Don't Know |  |  |  | No | Other |  | Will Inspect meter box at a later date | Unknown - Unlikely Lead |  |  |  | No | Other |  | Will Inspect meter box at a later date | Unknown | Don't Know | Don't Know |  | Building | Unknown | Unknown | No |  |  | Unknown
13014 | 507 W TAOS ST, HOBBS NM |  | No | No | Unknown - Unlikely Lead | Don't Know |  |  |  | No | Other |  | Will Inspect meter box at a later date | Unknown - Unlikely Lead |  |  |  | No | Other |  | Will Inspect meter box at a later date | Unknown | Don't Know | Don't Know |  | Building | Unknown | Unknown | No |  |  | Unknown
11920 | 1215 E SILVER DR, HOBBS NM |  | No | No | Non-Lead - Plastic | Don't Know |  | 3/4 | Field inspection only with no records | Yes | Visual inspection at the meter pit | 08/13/2024 00:00:00 |  | Non-Lead - Plastic |  | 3/4 | Field inspection only with no records | Yes | Visual inspection at the meter pit | 08/13/2024 00:00:00 |  | Non-Lead | No | Don't Know |  | Single Family Residence |  | No | No |  |  | Non-Lead
13582 | 420 W TEXAS ST, HOBBS NM |  | No | No | Unknown - Unlikely Lead | Don't Know |  |  |  | No | Other |  | Will Inspect meter box at a later date | Unknown - Unlikely Lead |  |  |  | No | Other |  | Will Inspect meter box at a later date | Unknown | Don't Know | Don't Know |  | Building | Unknown | Unknown | No |  |  | Unknown
13219 | 300 W TEMPLE AVE, HOBBS NM |  | No | No | Unknown - Unlikely Lead | Don't Know |  |  |  | No | Other |  | Will Inspect meter box at a later date | Unknown - Unlikely Lead |  |  |  | No | Other |  | Will Inspect meter box at a later date | Unknown | Don't Know | Don't Know |  | Building | Unknown | Unknown | No |  |  | Unknown
13018 | 1335 W TAOS ST, HOBBS NM |  | No | No | Unknown - Unlikely Lead | Don't Know |  |  |  | No | Other |  | Will Inspect meter box at a later date | Unknown - Unlikely Lead |  |  |  | No | Other |  | Will Inspect meter box at a later date | Unknown | Don't Know | Don't Know |  | Building | Unknown | Unknown | No |  |  | Unknown
12401 | 1930 E SNYDER ST, HOBBS NM |  | No | No | Unknown - Unlikely Lead | Don't Know |  |  |  | No | Other |  | Will Inspect meter box at a later date | Unknown - Unlikely Lead |  |  |  | No | Other |  | Will Inspect meter box at a later date | Unknown | Don't Know | Don't Know |  | Building | Unknown | Unknown | No |  |  | Unknown
13049 | 901 W TAOS ST, HOBBS NM |  | No | No | Unknown - Unlikely Lead | Don't Know |  |  |  | No | Other |  | Will Inspect meter box at a later date | Unknown - Unlikely Lead |  |  |  | No | Other |  | Will Inspect meter box at a later date | Unknown | Don't Know | Don't Know |  | Building | Unknown | Unknown | No |  |  | Unknown
12495 | 903 S SHIPP ST, HOBBS NM |  | No | No | Unknown - Unlikely Lead | Don't Know |  |  |  | No | Other |  | Will Inspect meter box at a later date | Unknown - Unlikely Lead |  |  |  | No | Other |  | Will Inspect meter box at a later date | Unknown | Don't Know | Don't Know |  | Building | Unknown | Unknown | No |  |  | Unknown
12834 | 1509 E SKELLY ST, HOBBS NM |  | No | No | Unknown - Unlikely Lead | Don't Know |  |  |  | No | Other |  | Will Inspect meter box at a later date | Unknown - Unlikely Lead |  |  |  | No | Other |  | Will Inspect meter box at a later date | Unknown | Don't Know | Don't Know |  | Building | Unknown | Unknown | No |  |  | Unknown
12954 | 2100 E SETTLERS PASS BLDG 4, HOBBS NM |  | No | No | Non-Lead - Plastic | No | 2015 | 8 | Field inspection only with no records | Yes | Visual inspection at the meter pit | 05/26/2024 00:00:00 |  | Non-Lead - Plastic | 2015 | 4 | Installation date after lead ban | No | Visual inspection at the meter pit | 05/26/2024 00:00:00 |  | Non-Lead | No | No |  | Multiple Family Residence |  | No | No |  |  | Non-Lead
12455 | 520 N SHIPP ST, HOBBS NM |  | No | No | Unknown - Unlikely Lead | Don't Know |  |  |  | No | Other |  | Will Inspect meter box at a later date | Unknown - Unlikely Lead |  |  |  | No | Other |  | Will Inspect meter box at a later date | Unknown | Don't Know | Don't Know |  | Building | Unknown | Unknown | No |  |  | Unknown
12353 | 1711 E SNYDER ST, HOBBS NM |  | No | No | Unknown - Unlikely Lead | Don't Know |  |  |  | No | Other |  | Will Inspect meter box at a later date | Unknown - Unlikely Lead |  |  |  | No | Other |  | Will Inspect meter box at a later date | Unknown | Don't Know | Don't Know |  | Building | Unknown | Unknown | No |  |  | Unknown
11706 | 18-B STONECREST CT, HOBBS NM |  | No | No | Non-Lead - Plastic | No | 1982 | 3/4 | Field inspection only with no records | Yes | Visual inspection at the meter pit | 05/26/2024 00:00:00 |  | Non-Lead - Plastic |  | 3/4 | Installation date after lead ban | Yes | Visual inspection at the meter pit | 05/26/2024 00:00:00 | Will Inspect meter box at a later date | Non-Lead | Don't Know | Don't Know |  | Single Family Residence |  | Unknown | No |  |  | Non-Lead
13553 | 519 E TEXAS ST, HOBBS NM |  | No | No | Unknown - Unlikely Lead | Don't Know |  |  |  | No | Other |  | Will Inspect meter box at a later date | Unknown - Unlikely Lead |  |  |  | No | Other |  | Will Inspect meter box at a later date | Unknown | Don't Know | Don't Know |  | Building | Unknown | Unknown | No |  |  | Unknown
12828 | 215 E SKELLY ST, HOBBS NM |  | No | No | Unknown - Unlikely Lead | Don't Know |  |  |  | No | Other |  | Will Inspect meter box at a later date | Unknown - Unlikely Lead |  |  |  | No | Other |  | Will Inspect meter box at a later date | Unknown | Don't Know | Don't Know |  | Building | Unknown | Unknown | No |  |  | Unknown
13657 | 815 S THORP ST, HOBBS NM |  | No | No | Unknown - Unlikely Lead | Don't Know |  |  |  | No | Other |  | Will Inspect meter box at a later date | Unknown - Unlikely Lead |  |  |  | No | Other |  | Will Inspect meter box at a later date | Unknown | Don't Know | Don't Know |  | Building | Unknown | Unknown | No |  |  | Unknown
12050 | 618 E SUNSET CIR, HOBBS NM |  | No | No | Unknown - Unlikely Lead | Don't Know |  |  |  | No | Other |  | Will Inspect meter box at a later date | Unknown - Unlikely Lead |  |  |  | No | Other |  | Will Inspect meter box at a later date | Unknown | Don't Know | Don't Know |  | Building | Unknown | Unknown | No |  |  | Unknown
1182 | 412 E BENDER BLVD, HOBBS NM |  | No | No | Unknown - Unlikely Lead | Don't Know |  |  |  | No | Other |  | Will Inspect meter box at a later date | Unknown - Unlikely Lead |  |  |  | No | Other |  | Will Inspect meter box at a later date | Unknown | Don't Know | Don't Know |  | Building | Unknown | Unknown | No |  |  | Unknown
11755 | 1543 N SAN MATEO ST, HOBBS NM |  | No | No | Unknown - Unlikely Lead | Don't Know |  |  |  | No | Other |  | Will Inspect meter box at a later date | Unknown - Unlikely Lead |  |  |  | No | Other |  | Will Inspect meter box at a later date | Unknown | Don't Know | Don't Know |  | Building | Unknown | Unknown | No |  |  | Unknown
13023 | 900 W TAOS ST, HOBBS NM |  | No | No | Unknown - Unlikely Lead | Don't Know |  |  |  | No | Other |  | Will Inspect meter box at a later date | Unknown - Unlikely Lead |  |  |  | No | Other |  | Will Inspect meter box at a later date | Unknown | Don't Know | Don't Know |  | Building | Unknown | Unknown | No |  |  | Unknown
1205 | 1600 E BENDER BLVD, HOBBS NM |  | No | No | Unknown - Unlikely Lead | Don't Know |  |  |  | No | Other |  | Will Inspect meter box at a later date | Unknown - Unlikely Lead |  |  |  | No | Other |  | Will Inspect meter box at a later date | Unknown | Don't Know | Don't Know |  | Building | Unknown | Unknown | No |  |  | Unknown
12511 | 407 W SHIPP DR, HOBBS NM |  | No | No | Unknown - Unlikely Lead | Don't Know |  |  |  | No | Other |  | Will Inspect meter box at a later date | Unknown - Unlikely Lead |  |  |  | No | Other |  | Will Inspect meter box at a later date | Unknown | Don't Know | Don't Know |  | Building | Unknown | Unknown | No |  |  | Unknown
13098 | 114 E TAOS ST, HOBBS NM |  | No | No | Unknown - Unlikely Lead | Don't Know |  |  |  | No | Other |  | Will Inspect meter box at a later date | Unknown - Unlikely Lead |  |  |  | No | Other |  | Will Inspect meter box at a later date | Unknown | Don't Know | Don't Know |  | Building | Unknown | Unknown | No |  |  | Unknown
13484 | 707 S TURNER ST, HOBBS NM |  | No | No | Unknown - Unlikely Lead | Don't Know |  |  |  | No | Other |  | Will Inspect meter box at a later date | Unknown - Unlikely Lead |  |  |  | No | Other |  | Will Inspect meter box at a later date | Unknown | Don't Know | Don't Know |  | Building | Unknown | Unknown | No |  |  | Unknown
11675 | 1101 N SAN ANDRES DR, HOBBS NM |  | No | No | Unknown - Unlikely Lead | Don't Know |  |  |  | No | Other |  | Will Inspect meter box at a later date | Unknown - Unlikely Lead |  |  |  | No | Other |  | Will Inspect meter box at a later date | Unknown | Don't Know | Don't Know |  | Building | Unknown | Unknown | No |  |  | Unknown
12274 | 1506 N STEVEN DR, HOBBS NM |  | No | No | Unknown - Unlikely Lead | Don't Know |  |  |  | No | Other |  | Will Inspect meter box at a later date | Unknown - Unlikely Lead |  |  |  | No | Other |  | Will Inspect meter box at a later date | Unknown | Don't Know | Don't Know |  | Building | Unknown | Unknown | No |  |  | Unknown
12870 | 104 E STANOLIND RD, HOBBS NM |  | No | No | Unknown - Unlikely Lead | Don't Know |  |  |  | No | Other |  | Will Inspect meter box at a later date | Unknown - Unlikely Lead |  |  |  | No | Other |  | Will Inspect meter box at a later date | Unknown | Don't Know | Don't Know |  | Building | Unknown | Unknown | No |  |  | Unknown
1170 | 1315 E BENDER BLVD #6, HOBBS NM |  | No | No | Unknown - Unlikely Lead | Don't Know |  |  |  | No | Other |  | Will Inspect meter box at a later date | Unknown - Unlikely Lead |  |  |  | No | Other |  | Will Inspect meter box at a later date | Unknown | Don't Know | Don't Know |  | Building | Unknown | Unknown | No |  |  | Unknown
12297 | 1118 N STEVEN DR, HOBBS NM |  | No | No | Unknown - Unlikely Lead | Don't Know |  |  |  | No | Other |  | Will Inspect meter box at a later date | Unknown - Unlikely Lead |  |  |  | No | Other |  | Will Inspect meter box at a later date | Unknown | Don't Know | Don't Know |  | Building | Unknown | Unknown | No |  |  | Unknown
12170 | 324-B E SAINT ANNE PL, HOBBS NM |  | No | No | Unknown - Unlikely Lead | Don't Know |  |  |  | No | Other |  | Will Inspect meter box at a later date | Unknown - Unlikely Lead |  |  |  | No | Other |  | Will Inspect meter box at a later date | Unknown | Don't Know | Don't Know |  | Building | Unknown | Unknown | No |  |  | Unknown
13482 | 510 S TURNER ST, HOBBS NM |  | No | No | Unknown - Unlikely Lead | Don't Know |  |  |  | No | Other |  | Will Inspect meter box at a later date | Unknown - Unlikely Lead |  |  |  | No | Other |  | Will Inspect meter box at a later date | Unknown | Don't Know | Don't Know |  | Building | Unknown | Unknown | No |  |  | Unknown
12648 | 705 N SELMAN ST, HOBBS NM |  | No | No | Unknown - Unlikely Lead | Don't Know |  |  |  | No | Other |  | Will Inspect meter box at a later date | Unknown - Unlikely Lead |  |  |  | No | Other |  | Will Inspect meter box at a later date | Unknown | Don't Know | Don't Know |  | Building | Unknown | Unknown | No |  |  | Unknown
12808 | 804-C E SKELLY ST, HOBBS NM |  | No | No | Unknown - Unlikely Lead | Don't Know |  |  |  | No | Other |  | Will Inspect meter box at a later date | Unknown - Unlikely Lead |  |  |  | No | Other |  | Will Inspect meter box at a later date | Unknown | Don't Know | Don't Know |  | Building | Unknown | Unknown | No |  |  | Unknown
1329 | 528 N BURK ST, HOBBS NM |  | No | No | Unknown - Unlikely Lead | Don't Know |  |  |  | No | Other |  | Will Inspect meter box at a later date | Unknown - Unlikely Lead |  |  |  | No | Other |  | Will Inspect meter box at a later date | Unknown | Don't Know | Don't Know |  | Building | Unknown | Unknown | No |  |  | Unknown
12363 | 1219 E SNYDER ST, HOBBS NM |  | No | No | Unknown - Unlikely Lead | Don't Know |  |  |  | No | Other |  | Will Inspect meter box at a later date | Unknown - Unlikely Lead |  |  |  | No | Other |  | Will Inspect meter box at a later date | Unknown | Don't Know | Don't Know |  | Building | Unknown | Unknown | No |  |  | Unknown
12074 | 309 SUNSET PL, HOBBS NM |  | No | No | Non-Lead - Plastic | Don't Know |  | 1 | Field inspection only with no records | Yes | Visual inspection at the meter pit | 08/13/2024 00:00:00 |  | Non-Lead - Plastic |  | 1 | Field inspection only with no records | Yes | Visual inspection at the meter pit | 08/13/2024 00:00:00 |  | Non-Lead | No | Don't Know |  | Single Family Residence |  | No | No |  |  | Non-Lead
12948 | 708 SOCKWELL, HOBBS NM |  | No | No | Unknown - Unlikely Lead | Don't Know |  |  |  | No | Other |  | Will Inspect meter box at a later date | Unknown - Unlikely Lead |  |  |  | No | Other |  | Will Inspect meter box at a later date | Unknown | Don't Know | Don't Know |  | Building | Unknown | Unknown | No |  |  | Unknown
13381 | 1925 N TURNER ST, HOBBS NM |  | No | No | Unknown - Unlikely Lead | Don't Know |  |  |  | No | Other |  | Will Inspect meter box at a later date | Unknown - Unlikely Lead |  |  |  | No | Other |  | Will Inspect meter box at a later date | Unknown | Don't Know | Don't Know |  | Building | Unknown | Unknown | No |  |  | Unknown
12998 | 1019 W TAOS ST, HOBBS NM |  | No | No | Unknown - Unlikely Lead | Don't Know |  |  |  | No | Other |  | Will Inspect meter box at a later date | Unknown - Unlikely Lead |  |  |  | No | Other |  | Will Inspect meter box at a later date | Unknown | Don't Know | Don't Know |  | Building | Unknown | Unknown | No |  |  | Unknown
12016 | 519 E SUNSET CIR, HOBBS NM |  | No | No | Unknown - Unlikely Lead | Don't Know |  |  |  | No | Other |  | Will Inspect meter box at a later date | Unknown - Unlikely Lead |  |  |  | No | Other |  | Will Inspect meter box at a later date | Unknown | Don't Know | Don't Know |  | Building | Unknown | Unknown | No |  |  | Unknown
1252 | 1407 W BENDER BLVD #5, HOBBS NM |  | No | No | Unknown - Unlikely Lead | Don't Know |  |  |  | No | Other |  | Will Inspect meter box at a later date | Unknown - Unlikely Lead |  |  |  | No | Other |  | Will Inspect meter box at a later date | Unknown | Don't Know | Don't Know |  | Building | Unknown | Unknown | No |  |  | Unknown
13503 | 1616 E TEXAS ST, HOBBS NM |  | No | No | Unknown - Unlikely Lead | Don't Know |  |  |  | No | Other |  | Will Inspect meter box at a later date | Unknown - Unlikely Lead |  |  |  | No | Other |  | Will Inspect meter box at a later date | Unknown | Don't Know | Don't Know |  | Building | Unknown | Unknown | No |  |  | Unknown
12045 | 614 E SUNSET CIR, HOBBS NM |  | No | No | Unknown - Unlikely Lead | Don't Know |  |  |  | No | Other |  | Will Inspect meter box at a later date | Unknown - Unlikely Lead |  |  |  | No | Other |  | Will Inspect meter box at a later date | Unknown | Don't Know | Don't Know |  | Building | Unknown | Unknown | No |  |  | Unknown
1243 | 1728 W BENDER BLVD, HOBBS NM |  | No | No | Unknown - Unlikely Lead | Don't Know |  |  |  | No | Other |  | Will Inspect meter box at a later date | Unknown - Unlikely Lead |  |  |  | No | Other |  | Will Inspect meter box at a later date | Unknown | Don't Know | Don't Know |  | Building | Unknown | Unknown | No |  |  | Unknown
12513 | 403 W SHIPP DR, HOBBS NM |  | No | No | Unknown - Unlikely Lead | Don't Know |  |  |  | No | Other |  | Will Inspect meter box at a later date | Unknown - Unlikely Lead |  |  |  | No | Other |  | Will Inspect meter box at a later date | Unknown | Don't Know | Don't Know |  | Building | Unknown | Unknown | No |  |  | Unknown
12470 | 309 N SHIPP ST, HOBBS NM |  | No | No | Unknown - Unlikely Lead | Don't Know |  |  |  | No | Other |  | Will Inspect meter box at a later date | Unknown - Unlikely Lead |  |  |  | No | Other |  | Will Inspect meter box at a later date | Unknown | Don't Know | Don't Know |  | Building | Unknown | Unknown | No |  |  | Unknown
13419 | 708 N TURNER ST, HOBBS NM |  | No | No | Unknown - Unlikely Lead | Don't Know |  |  |  | No | Other |  | Will Inspect meter box at a later date | Unknown - Unlikely Lead |  |  |  | No | Other |  | Will Inspect meter box at a later date | Unknown | Don't Know | Don't Know |  | Building | Unknown | Unknown | No |  |  | Unknown
13263 | 2318 N THOMAS DR, HOBBS NM |  | No | No | Unknown - Unlikely Lead | Don't Know |  |  |  | No | Other |  | Will Inspect meter box at a later date | Unknown - Unlikely Lead |  |  |  | No | Other |  | Will Inspect meter box at a later date | Unknown | Don't Know | Don't Know |  | Building | Unknown | Unknown | No |  |  | Unknown
1353 | 225 N BURK ST, HOBBS NM |  | No | No | Unknown - Unlikely Lead | Don't Know |  |  |  | No | Other |  | Will Inspect meter box at a later date | Unknown - Unlikely Lead |  |  |  | No | Other |  | Will Inspect meter box at a later date | Unknown | Don't Know | Don't Know |  | Building | Unknown | Unknown | No |  |  | Unknown
13613 | 912 N THORP ST, HOBBS NM |  | No | No | Unknown - Unlikely Lead | Don't Know |  |  |  | No | Other |  | Will Inspect meter box at a later date | Unknown - Unlikely Lead |  |  |  | No | Other |  | Will Inspect meter box at a later date | Unknown | Don't Know | Don't Know |  | Building | Unknown | Unknown | No |  |  | Unknown
12268 | 1906 N STEVEN DR, HOBBS NM |  | No | No | Unknown - Unlikely Lead | Don't Know |  |  |  | No | Other |  | Will Inspect meter box at a later date | Unknown - Unlikely Lead |  |  |  | No | Other |  | Will Inspect meter box at a later date | Unknown | Don't Know | Don't Know |  | Building | Unknown | Unknown | No |  |  | Unknown
13443 | 1601 S TURNER ST, HOBBS NM |  | No | No | Unknown - Unlikely Lead | Don't Know |  |  |  | No | Other |  | Will Inspect meter box at a later date | Unknown - Unlikely Lead |  |  |  | No | Other |  | Will Inspect meter box at a later date | Unknown | Don't Know | Don't Know |  | Building | Unknown | Unknown | No |  |  | Unknown
13107 | 212 E TAOS ST, HOBBS NM |  | No | No | Unknown - Unlikely Lead | Don't Know |  |  |  | No | Other |  | Will Inspect meter box at a later date | Unknown - Unlikely Lead |  |  |  | No | Other |  | Will Inspect meter box at a later date | Unknown | Don't Know | Don't Know |  | Building | Unknown | Unknown | No |  |  | Unknown
12313 | 2131 N STEVEN DR, HOBBS NM |  | No | No | Unknown - Unlikely Lead | Don't Know |  |  |  | No | Other |  | Will Inspect meter box at a later date | Unknown - Unlikely Lead |  |  |  | No | Other |  | Will Inspect meter box at a later date | Unknown | Don't Know | Don't Know |  | Building | Unknown | Unknown | No |  |  | Unknown
12782 | 206 E SKELLY ST, HOBBS NM |  | No | No | Unknown - Unlikely Lead | Don't Know |  |  |  | No | Other |  | Will Inspect meter box at a later date | Unknown - Unlikely Lead |  |  |  | No | Other |  | Will Inspect meter box at a later date | Unknown | Don't Know | Don't Know |  | Building | Unknown | Unknown | No |  |  | Unknown
12005 | 710 E SUNSET CIR, HOBBS NM |  | No | No | Unknown - Unlikely Lead | Don't Know |  |  |  | No | Other |  | Will Inspect meter box at a later date | Unknown - Unlikely Lead |  |  |  | No | Other |  | Will Inspect meter box at a later date | Unknown | Don't Know | Don't Know |  | Building | Unknown | Unknown | No |  |  | Unknown
1348 | 530 N BURK ST, HOBBS NM |  | No | No | Unknown - Unlikely Lead | Don't Know |  |  |  | No | Other |  | Will Inspect meter box at a later date | Unknown - Unlikely Lead |  |  |  | No | Other |  | Will Inspect meter box at a later date | Unknown | Don't Know | Don't Know |  | Building | Unknown | Unknown | No |  |  | Unknown
1236 | 1105 W BENDER BLVD, HOBBS NM |  | No | No | Unknown - Unlikely Lead | Don't Know |  |  |  | No | Other |  | Will Inspect meter box at a later date | Unknown - Unlikely Lead |  |  |  | No | Other |  | Will Inspect meter box at a later date | Unknown | Don't Know | Don't Know |  | Building | Unknown | Unknown | No |  |  | Unknown
12365 | 1700 E SNYDER ST, HOBBS NM |  | No | No | Unknown - Unlikely Lead | Don't Know |  |  |  | No | Other |  | Will Inspect meter box at a later date | Unknown - Unlikely Lead |  |  |  | No | Other |  | Will Inspect meter box at a later date | Unknown | Don't Know | Don't Know |  | Building | Unknown | Unknown | No |  |  | Unknown
11851 | 1001 W SILVER AVE, HOBBS NM |  | No | No | Unknown - Unlikely Lead | Don't Know |  |  |  | No | Other |  | Will Inspect meter box at a later date | Unknown - Unlikely Lead |  |  |  | No | Other |  | Will Inspect meter box at a later date | Unknown | Don't Know | Don't Know |  | Building | Unknown | Unknown | No |  |  | Unknown
11663 | 1506 N SAN ANDRES DR, HOBBS NM |  | No | No | Unknown - Unlikely Lead | Don't Know |  |  |  | No | Other |  | Will Inspect meter box at a later date | Unknown - Unlikely Lead |  |  |  | No | Other |  | Will Inspect meter box at a later date | Unknown | Don't Know | Don't Know |  | Building | Unknown | Unknown | No |  |  | Unknown
12171 | 310-D E SAINT ANNE PL, HOBBS NM |  | No | No | Unknown - Unlikely Lead | Don't Know |  |  |  | No | Other |  | Will Inspect meter box at a later date | Unknown - Unlikely Lead |  |  |  | No | Other |  | Will Inspect meter box at a later date | Unknown | Don't Know | Don't Know |  | Building | Unknown | Unknown | No |  |  | Unknown
13426 | 2001 N TURNER ST, HOBBS NM |  | No | No | Unknown - Unlikely Lead | Don't Know |  |  |  | No | Other |  | Will Inspect meter box at a later date | Unknown - Unlikely Lead |  |  |  | No | Other |  | Will Inspect meter box at a later date | Unknown | Don't Know | Don't Know |  | Building | Unknown | Unknown | No |  |  | Unknown
12871 | 604 E STANOLIND RD, HOBBS NM |  | No | No | Unknown - Unlikely Lead | Don't Know |  |  |  | No | Other |  | Will Inspect meter box at a later date | Unknown - Unlikely Lead |  |  |  | No | Other |  | Will Inspect meter box at a later date | Unknown | Don't Know | Don't Know |  | Building | Unknown | Unknown | No |  |  | Unknown
12601 | 2606 N SELMAN ST, HOBBS NM |  | No | No | Unknown - Unlikely Lead | Don't Know |  |  |  | No | Other |  | Will Inspect meter box at a later date | Unknown - Unlikely Lead |  |  |  | No | Other |  | Will Inspect meter box at a later date | Unknown | Don't Know | Don't Know |  | Building | Unknown | Unknown | No |  |  | Unknown
12634 | 2920 N SELMAN ST, HOBBS NM |  | No | No | Unknown - Unlikely Lead | Don't Know |  |  |  | No | Other |  | Will Inspect meter box at a later date | Unknown - Unlikely Lead |  |  |  | No | Other |  | Will Inspect meter box at a later date | Unknown | Don't Know | Don't Know |  | Building | Unknown | Unknown | No |  |  | Unknown
11692 | 1410 N SAN ANDRES DR, HOBBS NM |  | No | No | Unknown - Unlikely Lead | Don't Know |  |  |  | No | Other |  | Will Inspect meter box at a later date | Unknown - Unlikely Lead |  |  |  | No | Other |  | Will Inspect meter box at a later date | Unknown | Don't Know | Don't Know |  | Building | Unknown | Unknown | No |  |  | Unknown
12610 | 2804 N SELMAN ST, HOBBS NM |  | No | No | Unknown - Unlikely Lead | Don't Know |  |  |  | No | Other |  | Will Inspect meter box at a later date | Unknown - Unlikely Lead |  |  |  | No | Other |  | Will Inspect meter box at a later date | Unknown | Don't Know | Don't Know |  | Building | Unknown | Unknown | No |  |  | Unknown
1201 | 903 1/2 E BENDER BLVD, HOBBS NM |  | No | No | Unknown - Unlikely Lead | Don't Know |  |  |  | No | Other |  | Will Inspect meter box at a later date | Unknown - Unlikely Lead |  |  |  | No | Other |  | Will Inspect meter box at a later date | Unknown | Don't Know | Don't Know |  | Building | Unknown | Unknown | No |  |  | Unknown
12015 | 601 E SUNSET CIR, HOBBS NM |  | No | No | Unknown - Unlikely Lead | Don't Know |  |  |  | No | Other |  | Will Inspect meter box at a later date | Unknown - Unlikely Lead |  |  |  | No | Other |  | Will Inspect meter box at a later date | Unknown | Don't Know | Don't Know |  | Building | Unknown | Unknown | No |  |  | Unknown
12499 | 202 W SHIPP DR, HOBBS NM |  | No | No | Unknown - Unlikely Lead | Don't Know |  |  |  | No | Other |  | Will Inspect meter box at a later date | Unknown - Unlikely Lead |  |  |  | No | Other |  | Will Inspect meter box at a later date | Unknown | Don't Know | Don't Know |  | Building | Unknown | Unknown | No |  |  | Unknown
12753 | 115 E SKELLY ST, HOBBS NM |  | No | No | Unknown - Unlikely Lead | Don't Know |  |  |  | No | Other |  | Will Inspect meter box at a later date | Unknown - Unlikely Lead |  |  |  | No | Other |  | Will Inspect meter box at a later date | Unknown | Don't Know | Don't Know |  | Building | Unknown | Unknown | No |  |  | Unknown
12395 | 1910 E SNYDER ST, HOBBS NM |  | No | No | Unknown - Unlikely Lead | Don't Know |  |  |  | No | Other |  | Will Inspect meter box at a later date | Unknown - Unlikely Lead |  |  |  | No | Other |  | Will Inspect meter box at a later date | Unknown | Don't Know | Don't Know |  | Building | Unknown | Unknown | No |  |  | Unknown
13620 | 1207 N THORP ST, HOBBS NM |  | No | No | Unknown - Unlikely Lead | Don't Know |  |  |  | No | Other |  | Will Inspect meter box at a later date | Unknown - Unlikely Lead |  |  |  | No | Other |  | Will Inspect meter box at a later date | Unknown | Don't Know | Don't Know |  | Building | Unknown | Unknown | No |  |  | Unknown
11672 | 1227 N SAN ANDRES DR, HOBBS NM |  | No | No | Unknown - Unlikely Lead | Don't Know |  |  |  | No | Other |  | Will Inspect meter box at a later date | Unknown - Unlikely Lead |  |  |  | No | Other |  | Will Inspect meter box at a later date | Unknown | Don't Know | Don't Know |  | Building | Unknown | Unknown | No |  |  | Unknown
11584 | 1102 W SCHARBAUER ST, HOBBS NM |  | No | No | Unknown - Unlikely Lead | Don't Know |  |  |  | No | Other |  | Will Inspect meter box at a later date | Unknown - Unlikely Lead |  |  |  | No | Other |  | Will Inspect meter box at a later date | Unknown | Don't Know | Don't Know |  | Building | Unknown | Unknown | No |  |  | Unknown
11640 | 1235 N SAN ANDRES DR, HOBBS NM |  | No | No | Unknown - Unlikely Lead | Don't Know |  |  |  | No | Other |  | Will Inspect meter box at a later date | Unknown - Unlikely Lead |  |  |  | No | Other |  | Will Inspect meter box at a later date | Unknown | Don't Know | Don't Know |  | Building | Unknown | Unknown | No |  |  | Unknown
13414 | 2108 N TURNER ST, HOBBS NM |  | No | No | Unknown - Unlikely Lead | Don't Know |  |  |  | No | Other |  | Will Inspect meter box at a later date | Unknown - Unlikely Lead |  |  |  | No | Other |  | Will Inspect meter box at a later date | Unknown | Don't Know | Don't Know |  | Building | Unknown | Unknown | No |  |  | Unknown
11575 | 1317 W SCHARBAUER ST, HOBBS NM |  | No | No | Unknown - Unlikely Lead | Don't Know |  |  |  | No | Other |  | Will Inspect meter box at a later date | Unknown - Unlikely Lead |  |  |  | No | Other |  | Will Inspect meter box at a later date | Unknown | Don't Know | Don't Know |  | Building | Unknown | Unknown | No |  |  | Unknown
11876 | 631 W SILVER AVE, HOBBS NM |  | No | No | Unknown - Unlikely Lead | Don't Know |  |  |  | No | Other |  | Will Inspect meter box at a later date | Unknown - Unlikely Lead |  |  |  | No | Other |  | Will Inspect meter box at a later date | Unknown | Don't Know | Don't Know |  | Building | Unknown | Unknown | No |  |  | Unknown
12371 | 2211 E SNYDER ST, HOBBS NM |  | No | No | Unknown - Unlikely Lead | Don't Know |  |  |  | No | Other |  | Will Inspect meter box at a later date | Unknown - Unlikely Lead |  |  |  | No | Other |  | Will Inspect meter box at a later date | Unknown | Don't Know | Don't Know |  | Building | Unknown | Unknown | No |  |  | Unknown
12104 | 708 E SUNSET DR, HOBBS NM |  | No | No | Unknown - Unlikely Lead | Don't Know |  |  |  | No | Other |  | Will Inspect meter box at a later date | Unknown - Unlikely Lead |  |  |  | No | Other |  | Will Inspect meter box at a later date | Unknown | Don't Know | Don't Know |  | Building | Unknown | Unknown | No |  |  | Unknown
11959 | 940 W SUNRISE CIR, HOBBS NM |  | No | No | Unknown - Unlikely Lead | Don't Know |  |  |  | No | Other |  | Will Inspect meter box at a later date | Unknown - Unlikely Lead |  |  |  | No | Other |  | Will Inspect meter box at a later date | Unknown | Don't Know | Don't Know |  | Building | Unknown | Unknown | No |  |  | Unknown
11573 | 1327 W SCHARBAUER ST, HOBBS NM |  | No | No | Unknown - Unlikely Lead | Don't Know |  |  |  | No | Other |  | Will Inspect meter box at a later date | Unknown - Unlikely Lead |  |  |  | No | Other |  | Will Inspect meter box at a later date | Unknown | Don't Know | Don't Know |  | Building | Unknown | Unknown | No |  |  | Unknown
12748 | 520 E SKELLY ST, HOBBS NM |  | No | No | Unknown - Unlikely Lead | Don't Know |  |  |  | No | Other |  | Will Inspect meter box at a later date | Unknown - Unlikely Lead |  |  |  | No | Other |  | Will Inspect meter box at a later date | Unknown | Don't Know | Don't Know |  | Building | Unknown | Unknown | No |  |  | Unknown
12374 | 400 E SNYDER ST, HOBBS NM |  | No | No | Unknown - Unlikely Lead | Don't Know |  |  |  | No | Other |  | Will Inspect meter box at a later date | Unknown - Unlikely Lead |  |  |  | No | Other |  | Will Inspect meter box at a later date | Unknown | Don't Know | Don't Know |  | Building | Unknown | Unknown | No |  |  | Unknown
12348 | 308 E SNYDER ST, HOBBS NM |  | No | No | Unknown - Unlikely Lead | Don't Know |  |  |  | No | Other |  | Will Inspect meter box at a later date | Unknown - Unlikely Lead |  |  |  | No | Other |  | Will Inspect meter box at a later date | Unknown | Don't Know | Don't Know |  | Building | Unknown | Unknown | No |  |  | Unknown
12855 | 206-B W STANOLIND RD, HOBBS NM |  | No | No | Unknown - Unlikely Lead | Don't Know |  |  |  | No | Other |  | Will Inspect meter box at a later date | Unknown - Unlikely Lead |  |  |  | No | Other |  | Will Inspect meter box at a later date | Unknown | Don't Know | Don't Know |  | Building | Unknown | Unknown | No |  |  | Unknown
13355 | 1020 N TURNER ST, HOBBS NM |  | No | No | Unknown - Unlikely Lead | Don't Know |  |  |  | No | Other |  | Will Inspect meter box at a later date | Unknown - Unlikely Lead |  |  |  | No | Other |  | Will Inspect meter box at a later date | Unknown | Don't Know | Don't Know |  | Building | Unknown | Unknown | No |  |  | Unknown
12237 | 1613 N STEVEN DR, HOBBS NM |  | No | No | Unknown - Unlikely Lead | Don't Know |  |  |  | No | Other |  | Will Inspect meter box at a later date | Unknown - Unlikely Lead |  |  |  | No | Other |  | Will Inspect meter box at a later date | Unknown | Don't Know | Don't Know |  | Building | Unknown | Unknown | No |  |  | Unknown
12379 | 1715 E SNYDER ST, HOBBS NM |  | No | No | Unknown - Unlikely Lead | Don't Know |  |  |  | No | Other |  | Will Inspect meter box at a later date | Unknown - Unlikely Lead |  |  |  | No | Other |  | Will Inspect meter box at a later date | Unknown | Don't Know | Don't Know |  | Building | Unknown | Unknown | No |  |  | Unknown
12258 | 1608 N STEVEN DR, HOBBS NM |  | No | No | Unknown - Unlikely Lead | Don't Know |  |  |  | No | Other |  | Will Inspect meter box at a later date | Unknown - Unlikely Lead |  |  |  | No | Other |  | Will Inspect meter box at a later date | Unknown | Don't Know | Don't Know |  | Building | Unknown | Unknown | No |  |  | Unknown
13114 | 624 E TAOS ST, HOBBS NM |  | No | No | Unknown - Unlikely Lead | Don't Know |  |  |  | No | Other |  | Will Inspect meter box at a later date | Unknown - Unlikely Lead |  |  |  | No | Other |  | Will Inspect meter box at a later date | Unknown | Don't Know | Don't Know |  | Building | Unknown | Unknown | No |  |  | Unknown
12382 | 2216 E SNYDER ST, HOBBS NM |  | No | No | Unknown - Unlikely Lead | Don't Know |  |  |  | No | Other |  | Will Inspect meter box at a later date | Unknown - Unlikely Lead |  |  |  | No | Other |  | Will Inspect meter box at a later date | Unknown | Don't Know | Don't Know |  | Building | Unknown | Unknown | No |  |  | Unknown
11569 | 215 W SCHARBAUER ST, HOBBS NM |  | No | No | Unknown - Unlikely Lead | Don't Know |  |  |  | No | Other |  | Will Inspect meter box at a later date | Unknown - Unlikely Lead |  |  |  | No | Other |  | Will Inspect meter box at a later date | Unknown | Don't Know | Don't Know |  | Building | Unknown | Unknown | No |  |  | Unknown
13174 | 1415 N TASKER DR, HOBBS NM |  | No | No | Unknown - Unlikely Lead | Don't Know |  |  |  | No | Other |  | Will Inspect meter box at a later date | Unknown - Unlikely Lead |  |  |  | No | Other |  | Will Inspect meter box at a later date | Unknown | Don't Know | Don't Know |  | Building | Unknown | Unknown | No |  |  | Unknown
12029 | 602 E SUNSET CIR, HOBBS NM |  | No | No | Unknown - Unlikely Lead | Don't Know |  |  |  | No | Other |  | Will Inspect meter box at a later date | Unknown - Unlikely Lead |  |  |  | No | Other |  | Will Inspect meter box at a later date | Unknown | Don't Know | Don't Know |  | Building | Unknown | Unknown | No |  |  | Unknown
13581 | 316 W TEXAS ST, HOBBS NM |  | No | No | Unknown - Unlikely Lead | Don't Know |  |  |  | No | Other |  | Will Inspect meter box at a later date | Unknown - Unlikely Lead |  |  |  | No | Other |  | Will Inspect meter box at a later date | Unknown | Don't Know | Don't Know |  | Building | Unknown | Unknown | No |  |  | Unknown
12435 | 301 E SNYDER ST, HOBBS NM |  | No | No | Unknown - Unlikely Lead | Don't Know |  |  |  | No | Other |  | Will Inspect meter box at a later date | Unknown - Unlikely Lead |  |  |  | No | Other |  | Will Inspect meter box at a later date | Unknown | Don't Know | Don't Know |  | Building | Unknown | Unknown | No |  |  | Unknown
13170 | 1208 N TASKER DR, HOBBS NM |  | No | No | Unknown - Unlikely Lead | Don't Know |  |  |  | No | Other |  | Will Inspect meter box at a later date | Unknown - Unlikely Lead |  |  |  | No | Other |  | Will Inspect meter box at a later date | Unknown | Don't Know | Don't Know |  | Building | Unknown | Unknown | No |  |  | Unknown
13289 | 1802 E TANGLEWOOD AVE, HOBBS NM |  | No | No | Non-Lead - Plastic | Don't Know | 2019 | 1 | Field inspection only with no records | Yes | Visual inspection at the meter pit | 08/19/2024 00:00:00 |  | Non-Lead - Plastic | 2019 | 1 | Field inspection only with no records | Yes | Visual inspection at the meter pit | 08/19/2024 00:00:00 |  | Non-Lead | No | Don't Know |  | Single Family Residence |  | No | No |  |  | Non-Lead
12136 | 100 W SAINT ANNE PL, HOBBS NM |  | No | No | Unknown - Unlikely Lead | Don't Know |  |  |  | No | Other |  | Will Inspect meter box at a later date | Unknown - Unlikely Lead |  |  |  | No | Other |  | Will Inspect meter box at a later date | Unknown | Don't Know | Don't Know |  | Building | Unknown | Unknown | No |  |  | Unknown
11705 | 14-C STONECREST CT, HOBBS NM |  | No | No | Non-Lead - Plastic | No | 1982 | 3/4 | Field inspection only with no records | Yes | Visual inspection at the meter pit | 05/26/2024 00:00:00 |  | Non-Lead - Plastic |  | 3/4 | Installation date after lead ban | Yes | Visual inspection at the meter pit | 05/26/2024 00:00:00 | Will Inspect meter box at a later date | Non-Lead | Don't Know | Don't Know |  | Single Family Residence |  | Unknown | No |  |  | Non-Lead
12520 | 109 W SHIPP DR, HOBBS NM |  | No | No | Unknown - Unlikely Lead | Don't Know |  |  |  | No | Other |  | Will Inspect meter box at a later date | Unknown - Unlikely Lead |  |  |  | No | Other |  | Will Inspect meter box at a later date | Unknown | Don't Know | Don't Know |  | Building | Unknown | Unknown | No |  |  | Unknown
13417 | 519 N TURNER ST, HOBBS NM |  | No | No | Unknown - Unlikely Lead | Don't Know |  |  |  | No | Other |  | Will Inspect meter box at a later date | Unknown - Unlikely Lead |  |  |  | No | Other |  | Will Inspect meter box at a later date | Unknown | Don't Know | Don't Know |  | Building | Unknown | Unknown | No |  |  | Unknown
12806 | 1302 E SKELLY ST, HOBBS NM |  | No | No | Unknown - Unlikely Lead | Don't Know |  |  |  | No | Other |  | Will Inspect meter box at a later date | Unknown - Unlikely Lead |  |  |  | No | Other |  | Will Inspect meter box at a later date | Unknown | Don't Know | Don't Know |  | Building | Unknown | Unknown | No |  |  | Unknown
12599 | 1227 S SELMAN ST, HOBBS NM |  | No | No | Unknown - Unlikely Lead | Don't Know |  |  |  | No | Other |  | Will Inspect meter box at a later date | Unknown - Unlikely Lead |  |  |  | No | Other |  | Will Inspect meter box at a later date | Unknown | Don't Know | Don't Know |  | Building | Unknown | Unknown | No |  |  | Unknown
11895 | 809 W SILVER AVE, HOBBS NM |  | No | No | Unknown - Unlikely Lead | Don't Know |  |  |  | No | Other |  | Will Inspect meter box at a later date | Unknown - Unlikely Lead |  |  |  | No | Other |  | Will Inspect meter box at a later date | Unknown | Don't Know | Don't Know |  | Building | Unknown | Unknown | No |  |  | Unknown
13236 | 310 W TEMPLE AVE, HOBBS NM |  | No | No | Unknown - Unlikely Lead | Don't Know |  |  |  | No | Other |  | Will Inspect meter box at a later date | Unknown - Unlikely Lead |  |  |  | No | Other |  | Will Inspect meter box at a later date | Unknown | Don't Know | Don't Know |  | Building | Unknown | Unknown | No |  |  | Unknown
12343 | 501 W SNYDER ST, HOBBS NM |  | No | No | Unknown - Unlikely Lead | Don't Know |  |  |  | No | Other |  | Will Inspect meter box at a later date | Unknown - Unlikely Lead |  |  |  | No | Other |  | Will Inspect meter box at a later date | Unknown | Don't Know | Don't Know |  | Building | Unknown | Unknown | No |  |  | Unknown
12674 | 3326 N SANDRIDGE DR, HOBBS NM |  | No | No | Unknown - Unlikely Lead | Don't Know |  |  |  | No | Other |  | Will Inspect meter box at a later date | Unknown - Unlikely Lead |  |  |  | No | Other |  | Will Inspect meter box at a later date | Unknown | Don't Know | Don't Know |  | Building | Unknown | Unknown | No |  |  | Unknown
12233 | 1712 N STEVEN DR, HOBBS NM |  | No | No | Unknown - Unlikely Lead | Don't Know |  |  |  | No | Other |  | Will Inspect meter box at a later date | Unknown - Unlikely Lead |  |  |  | No | Other |  | Will Inspect meter box at a later date | Unknown | Don't Know | Don't Know |  | Building | Unknown | Unknown | No |  |  | Unknown
11875 | 200 W SILVER AVE, HOBBS NM |  | No | No | Unknown - Unlikely Lead | Don't Know |  |  |  | No | Other |  | Will Inspect meter box at a later date | Unknown - Unlikely Lead |  |  |  | No | Other |  | Will Inspect meter box at a later date | Unknown | Don't Know | Don't Know |  | Building | Unknown | Unknown | No |  |  | Unknown
13380 | 706 N TURNER ST, HOBBS NM |  | No | No | Unknown - Unlikely Lead | Don't Know |  |  |  | No | Other |  | Will Inspect meter box at a later date | Unknown - Unlikely Lead |  |  |  | No | Other |  | Will Inspect meter box at a later date | Unknown | Don't Know | Don't Know |  | Building | Unknown | Unknown | No |  |  | Unknown
12096 | 516 E SUNSET DR, HOBBS NM |  | No | No | Unknown - Unlikely Lead | Don't Know |  |  |  | No | Other |  | Will Inspect meter box at a later date | Unknown - Unlikely Lead |  |  |  | No | Other |  | Will Inspect meter box at a later date | Unknown | Don't Know | Don't Know |  | Building | Unknown | Unknown | No |  |  | Unknown
1267 | 418 W BENDER BLVD, HOBBS NM |  | No | No | Unknown - Unlikely Lead | Don't Know |  |  |  | No | Other |  | Will Inspect meter box at a later date | Unknown - Unlikely Lead |  |  |  | No | Other |  | Will Inspect meter box at a later date | Unknown | Don't Know | Don't Know |  | Building | Unknown | Unknown | No |  |  | Unknown
13444 | 1717 S TURNER ST, HOBBS NM |  | No | No | Unknown - Unlikely Lead | Don't Know |  |  |  | No | Other |  | Will Inspect meter box at a later date | Unknown - Unlikely Lead |  |  |  | No | Other |  | Will Inspect meter box at a later date | Unknown | Don't Know | Don't Know |  | Building | Unknown | Unknown | No |  |  | Unknown
13584 | 2512 W TEXAS ST, HOBBS NM |  | No | No | Unknown - Unlikely Lead | Don't Know |  |  |  | No | Other |  | Will Inspect meter box at a later date | Unknown - Unlikely Lead |  |  |  | No | Other |  | Will Inspect meter box at a later date | Unknown | Don't Know | Don't Know |  | Building | Unknown | Unknown | No |  |  | Unknown
12905 | 421 E SECO DR, HOBBS NM |  | No | No | Unknown - Unlikely Lead | Don't Know |  |  |  | No | Other |  | Will Inspect meter box at a later date | Unknown - Unlikely Lead |  |  |  | No | Other |  | Will Inspect meter box at a later date | Unknown | Don't Know | Don't Know |  | Building | Unknown | Unknown | No |  |  | Unknown
12391 | 2115 E SNYDER ST, HOBBS NM |  | No | No | Unknown - Unlikely Lead | Don't Know |  |  |  | No | Other |  | Will Inspect meter box at a later date | Unknown - Unlikely Lead |  |  |  | No | Other |  | Will Inspect meter box at a later date | Unknown | Don't Know | Don't Know |  | Building | Unknown | Unknown | No |  |  | Unknown
11810 | 1503 N SAN MATEO ST, HOBBS NM |  | No | No | Unknown - Unlikely Lead | Don't Know |  |  |  | No | Other |  | Will Inspect meter box at a later date | Unknown - Unlikely Lead |  |  |  | No | Other |  | Will Inspect meter box at a later date | Unknown | Don't Know | Don't Know |  | Building | Unknown | Unknown | No |  |  | Unknown
1162 | 910 E BELL PL, HOBBS NM |  | No | No | Unknown - Unlikely Lead | Don't Know |  |  |  | No | Other |  | Will Inspect meter box at a later date | Unknown - Unlikely Lead |  |  |  | No | Other |  | Will Inspect meter box at a later date | Unknown | Don't Know | Don't Know |  | Building | Unknown | Unknown | No |  |  | Unknown
13212 | 311 W TEMPLE AVE, HOBBS NM |  | No | No | Unknown - Unlikely Lead | Don't Know |  |  |  | No | Other |  | Will Inspect meter box at a later date | Unknown - Unlikely Lead |  |  |  | No | Other |  | Will Inspect meter box at a later date | Unknown | Don't Know | Don't Know |  | Building | Unknown | Unknown | No |  |  | Unknown
11996 | 835 W SUNRISE CIR, HOBBS NM |  | No | No | Unknown - Unlikely Lead | Don't Know |  |  |  | No | Other |  | Will Inspect meter box at a later date | Unknown - Unlikely Lead |  |  |  | No | Other |  | Will Inspect meter box at a later date | Unknown | Don't Know | Don't Know |  | Building | Unknown | Unknown | No |  |  | Unknown
12124 | 119 W SAINT ANNE PL, HOBBS NM |  | No | No | Unknown - Unlikely Lead | Don't Know |  |  |  | No | Other |  | Will Inspect meter box at a later date | Unknown - Unlikely Lead |  |  |  | No | Other |  | Will Inspect meter box at a later date | Unknown | Don't Know | Don't Know |  | Building | Unknown | Unknown | No |  |  | Unknown
12914 | 702 E SECO DR, HOBBS NM |  | No | No | Unknown - Unlikely Lead | Don't Know |  |  |  | No | Other |  | Will Inspect meter box at a later date | Unknown - Unlikely Lead |  |  |  | No | Other |  | Will Inspect meter box at a later date | Unknown | Don't Know | Don't Know |  | Building | Unknown | Unknown | No |  |  | Unknown
12742 | 122 W SKELLY ST, HOBBS NM |  | No | No | Unknown - Unlikely Lead | Don't Know |  |  |  | No | Other |  | Will Inspect meter box at a later date | Unknown - Unlikely Lead |  |  |  | No | Other |  | Will Inspect meter box at a later date | Unknown | Don't Know | Don't Know |  | Building | Unknown | Unknown | No |  |  | Unknown
2861 | 113 E CLEARFORK DR, HOBBS NM |  | No | No | Unknown - Unlikely Lead | Don't Know |  |  |  | No | Other |  | Will Inspect meter box at a later date | Unknown - Unlikely Lead |  |  |  | No | Other |  | Will Inspect meter box at a later date | Unknown | Don't Know | Don't Know |  | Building | Unknown | Unknown | No |  |  | Unknown
13912 | 122 W VEGA DR, HOBBS NM |  | No | No | Unknown - Unlikely Lead | Don't Know |  |  |  | No | Other |  | Will Inspect meter box at a later date | Unknown - Unlikely Lead |  |  |  | No | Other |  | Will Inspect meter box at a later date | Unknown | Don't Know | Don't Know |  | Building | Unknown | Unknown | No |  |  | Unknown
14339 | 1021 E YESO DR 306A, HOBBS NM |  | No | No | Unknown - Unlikely Lead | Don't Know |  |  |  | No | Other |  | Will Inspect meter box at a later date | Unknown - Unlikely Lead |  |  |  | No | Other |  | Will Inspect meter box at a later date | Unknown | Don't Know | Don't Know |  | Building | Unknown | Unknown | No |  |  | Unknown
11580 | 1231 W SCHARBAUER ST, HOBBS NM |  | No | No | Unknown - Unlikely Lead | Don't Know |  |  |  | No | Other |  | Will Inspect meter box at a later date | Unknown - Unlikely Lead |  |  |  | No | Other |  | Will Inspect meter box at a later date | Unknown | Don't Know | Don't Know |  | Building | Unknown | Unknown | No |  |  | Unknown
11981 | 910 W SUNRISE CIR, HOBBS NM |  | No | No | Unknown - Unlikely Lead | Don't Know |  |  |  | No | Other |  | Will Inspect meter box at a later date | Unknown - Unlikely Lead |  |  |  | No | Other |  | Will Inspect meter box at a later date | Unknown | Don't Know | Don't Know |  | Building | Unknown | Unknown | No |  |  | Unknown
2221 | 1229 S COCHRAN ST, HOBBS NM |  | No | No | Unknown - Unlikely Lead | Don't Know |  |  |  | No | Other |  | Will Inspect meter box at a later date | Unknown - Unlikely Lead |  |  |  | No | Other |  | Will Inspect meter box at a later date | Unknown | Don't Know | Don't Know |  | Building | Unknown | Unknown | No |  |  | Unknown
11918 | 1422 E SILVER DR, HOBBS NM |  | No | No | Unknown - Unlikely Lead | Don't Know |  |  |  | No | Other |  | Will Inspect meter box at a later date | Unknown - Unlikely Lead |  |  |  | No | Other |  | Will Inspect meter box at a later date | Unknown | Don't Know | Don't Know |  | Building | Unknown | Unknown | No |  |  | Unknown
4240 | 110-C N DAL PASO ST, HOBBS NM |  | No | No | Unknown - Unlikely Lead | Don't Know |  |  |  | No | Other |  | Will Inspect meter box at a later date | Unknown - Unlikely Lead |  |  |  | No | Other |  | Will Inspect meter box at a later date | Unknown | Don't Know | Don't Know |  | Building | Unknown | Unknown | No |  |  | Unknown
13900 | 213 W VEGA DR, HOBBS NM |  | No | No | Unknown - Unlikely Lead | Don't Know |  |  |  | No | Other |  | Will Inspect meter box at a later date | Unknown - Unlikely Lead |  |  |  | No | Other |  | Will Inspect meter box at a later date | Unknown | Don't Know | Don't Know |  | Building | Unknown | Unknown | No |  |  | Unknown
1452 | 1503 N BRAZOS AVE, HOBBS NM |  | No | No | Unknown - Unlikely Lead | Don't Know |  |  |  | No | Other |  | Will Inspect meter box at a later date | Unknown - Unlikely Lead |  |  |  | No | Other |  | Will Inspect meter box at a later date | Unknown | Don't Know | Don't Know |  | Building | Unknown | Unknown | No |  |  | Unknown
12319 | 2102 N STEVEN DR, HOBBS NM |  | No | No | Unknown - Unlikely Lead | Don't Know |  |  |  | No | Other |  | Will Inspect meter box at a later date | Unknown - Unlikely Lead |  |  |  | No | Other |  | Will Inspect meter box at a later date | Unknown | Don't Know | Don't Know |  | Building | Unknown | Unknown | No |  |  | Unknown
12422 | 1317 E SNYDER ST, HOBBS NM |  | No | No | Unknown - Unlikely Lead | Don't Know |  |  |  | No | Other |  | Will Inspect meter box at a later date | Unknown - Unlikely Lead |  |  |  | No | Other |  | Will Inspect meter box at a later date | Unknown | Don't Know | Don't Know |  | Building | Unknown | Unknown | No |  |  | Unknown
2658 | 2120 N CIELO DR, HOBBS NM |  | No | No | Unknown - Unlikely Lead | Don't Know |  |  |  | No | Other |  | Will Inspect meter box at a later date | Unknown - Unlikely Lead |  |  |  | No | Other |  | Will Inspect meter box at a later date | Unknown | Don't Know | Don't Know |  | Building | Unknown | Unknown | No |  |  | Unknown
1832 | 601 W BROADWAY ST, HOBBS NM |  | No | No | Unknown - Unlikely Lead | Don't Know |  |  |  | No | Other |  | Will Inspect meter box at a later date | Unknown - Unlikely Lead |  |  |  | No | Other |  | Will Inspect meter box at a later date | Unknown | Don't Know | Don't Know |  | Building | Unknown | Unknown | No |  |  | Unknown
14158 | 2400 N WEST COUNTY RD, HOBBS NM |  | No | No | Unknown - Unlikely Lead | Don't Know |  |  |  | No | Other |  | Will Inspect meter box at a later date | Unknown - Unlikely Lead |  |  |  | No | Other |  | Will Inspect meter box at a later date | Unknown | Don't Know | Don't Know |  | Building | Unknown | Unknown | No |  |  | Unknown
13647 | 610 N THORP ST, HOBBS NM |  | No | No | Unknown - Unlikely Lead | Don't Know |  |  |  | No | Other |  | Will Inspect meter box at a later date | Unknown - Unlikely Lead |  |  |  | No | Other |  | Will Inspect meter box at a later date | Unknown | Don't Know | Don't Know |  | Building | Unknown | Unknown | No |  |  | Unknown
12709 | 215 W SKELLY ST, HOBBS NM |  | No | No | Unknown - Unlikely Lead | Don't Know |  |  |  | No | Other |  | Will Inspect meter box at a later date | Unknown - Unlikely Lead |  |  |  | No | Other |  | Will Inspect meter box at a later date | Unknown | Don't Know | Don't Know |  | Building | Unknown | Unknown | No |  |  | Unknown
4071 | 2331 CHARLCIA BLVD, HOBBS NM |  | No | No | Unknown - Unlikely Lead | Don't Know |  |  |  | No | Other |  | Will Inspect meter box at a later date | Unknown - Unlikely Lead |  |  |  | No | Other |  | Will Inspect meter box at a later date | Unknown | Don't Know | Don't Know |  | Building | Unknown | Unknown | No |  |  | Unknown
12307 | 2214 N STEVEN DR, HOBBS NM |  | No | No | Unknown - Unlikely Lead | Don't Know |  |  |  | No | Other |  | Will Inspect meter box at a later date | Unknown - Unlikely Lead |  |  |  | No | Other |  | Will Inspect meter box at a later date | Unknown | Don't Know | Don't Know |  | Building | Unknown | Unknown | No |  |  | Unknown
12675 | 3416 N SANDRIDGE DR, HOBBS NM |  | No | No | Unknown - Unlikely Lead | Don't Know |  |  |  | No | Other |  | Will Inspect meter box at a later date | Unknown - Unlikely Lead |  |  |  | No | Other |  | Will Inspect meter box at a later date | Unknown | Don't Know | Don't Know |  | Building | Unknown | Unknown | No |  |  | Unknown
2042 | 400 E CLINTON ST, HOBBS NM |  | No | No | Unknown - Unlikely Lead | Don't Know |  |  |  | No | Other |  | Will Inspect meter box at a later date | Unknown - Unlikely Lead |  |  |  | No | Other |  | Will Inspect meter box at a later date | Unknown | Don't Know | Don't Know |  | Building | Unknown | Unknown | No |  |  | Unknown
14067 | 122 W WOLFCAMP DR, HOBBS NM |  | No | No | Unknown - Unlikely Lead | Don't Know |  |  |  | No | Other |  | Will Inspect meter box at a later date | Unknown - Unlikely Lead |  |  |  | No | Other |  | Will Inspect meter box at a later date | Unknown | Don't Know | Don't Know |  | Building | Unknown | Unknown | No |  |  | Unknown
11868 | 231 W SILVER AVE, HOBBS NM |  | No | No | Unknown - Unlikely Lead | Don't Know |  |  |  | No | Other |  | Will Inspect meter box at a later date | Unknown - Unlikely Lead |  |  |  | No | Other |  | Will Inspect meter box at a later date | Unknown | Don't Know | Don't Know |  | Building | Unknown | Unknown | No |  |  | Unknown
11837 | 500 W SILVER AVE, HOBBS NM |  | No | No | Unknown - Unlikely Lead | Don't Know |  |  |  | No | Other |  | Will Inspect meter box at a later date | Unknown - Unlikely Lead |  |  |  | No | Other |  | Will Inspect meter box at a later date | Unknown | Don't Know | Don't Know |  | Building | Unknown | Unknown | No |  |  | Unknown
13431 | 1315 N TURNER ST, HOBBS NM |  | No | No | Unknown - Unlikely Lead | Don't Know |  |  |  | No | Other |  | Will Inspect meter box at a later date | Unknown - Unlikely Lead |  |  |  | No | Other |  | Will Inspect meter box at a later date | Unknown | Don't Know | Don't Know |  | Building | Unknown | Unknown | No |  |  | Unknown
11642 | 1500 N SAN ANDRES DR, HOBBS NM |  | No | No | Unknown - Unlikely Lead | Don't Know |  |  |  | No | Other |  | Will Inspect meter box at a later date | Unknown - Unlikely Lead |  |  |  | No | Other |  | Will Inspect meter box at a later date | Unknown | Don't Know | Don't Know |  | Building | Unknown | Unknown | No |  |  | Unknown
11954 | 918 W SUNRISE CIR, HOBBS NM |  | No | No | Unknown - Unlikely Lead | Don't Know |  |  |  | No | Other |  | Will Inspect meter box at a later date | Unknown - Unlikely Lead |  |  |  | No | Other |  | Will Inspect meter box at a later date | Unknown | Don't Know | Don't Know |  | Building | Unknown | Unknown | No |  |  | Unknown
4730 | 310 W DUNNAM ST, HOBBS NM |  | No | No | Unknown - Unlikely Lead | Don't Know |  |  |  | No | Other |  | Will Inspect meter box at a later date | Unknown - Unlikely Lead |  |  |  | No | Other |  | Will Inspect meter box at a later date | Unknown | Don't Know | Don't Know |  | Building | Unknown | Unknown | No |  |  | Unknown
13003 | 335 W TAOS ST, HOBBS NM |  | No | No | Unknown - Unlikely Lead | Don't Know |  |  |  | No | Other |  | Will Inspect meter box at a later date | Unknown - Unlikely Lead |  |  |  | No | Other |  | Will Inspect meter box at a later date | Unknown | Don't Know | Don't Know |  | Building | Unknown | Unknown | No |  |  | Unknown
12652 | 2916 N SELMAN ST, HOBBS NM |  | No | No | Unknown - Unlikely Lead | Don't Know |  |  |  | No | Other |  | Will Inspect meter box at a later date | Unknown - Unlikely Lead |  |  |  | No | Other |  | Will Inspect meter box at a later date | Unknown | Don't Know | Don't Know |  | Building | Unknown | Unknown | No |  |  | Unknown
11860 | 422 W SILVER AVE, HOBBS NM |  | No | No | Unknown - Unlikely Lead | Don't Know |  |  |  | No | Other |  | Will Inspect meter box at a later date | Unknown - Unlikely Lead |  |  |  | No | Other |  | Will Inspect meter box at a later date | Unknown | Don't Know | Don't Know |  | Building | Unknown | Unknown | No |  |  | Unknown
12964 | 3011 STRAIGHT ST, HOBBS NM |  | No | No | Unknown - Unlikely Lead | Don't Know |  |  |  | No | Other |  | Will Inspect meter box at a later date | Unknown - Unlikely Lead |  |  |  | No | Other |  | Will Inspect meter box at a later date | Unknown | Don't Know | Don't Know |  | Building | Unknown | Unknown | No |  |  | Unknown
11997 | 831 W SUNRISE CIR, HOBBS NM |  | No | No | Unknown - Unlikely Lead | Don't Know |  |  |  | No | Other |  | Will Inspect meter box at a later date | Unknown - Unlikely Lead |  |  |  | No | Other |  | Will Inspect meter box at a later date | Unknown | Don't Know | Don't Know |  | Building | Unknown | Unknown | No |  |  | Unknown
13133 | 1400 N TASKER DR, HOBBS NM |  | No | No | Unknown - Unlikely Lead | Don't Know |  |  |  | No | Other |  | Will Inspect meter box at a later date | Unknown - Unlikely Lead |  |  |  | No | Other |  | Will Inspect meter box at a later date | Unknown | Don't Know | Don't Know |  | Building | Unknown | Unknown | No |  |  | Unknown
11978 | 905 W SUNRISE CIR, HOBBS NM |  | No | No | Unknown - Unlikely Lead | Don't Know |  |  |  | No | Other |  | Will Inspect meter box at a later date | Unknown - Unlikely Lead |  |  |  | No | Other |  | Will Inspect meter box at a later date | Unknown | Don't Know | Don't Know |  | Building | Unknown | Unknown | No |  |  | Unknown
3617 | 206 N COLEMAN ST, HOBBS NM |  | No | No | Unknown - Unlikely Lead | Don't Know |  |  |  | No | Other |  | Will Inspect meter box at a later date | Unknown - Unlikely Lead |  |  |  | No | Other |  | Will Inspect meter box at a later date | Unknown | Don't Know | Don't Know |  | Building | Unknown | Unknown | No |  |  | Unknown
14168 | 2724 N WEST COUNTY RD, HOBBS NM |  | No | No | Unknown - Unlikely Lead | Don't Know |  |  |  | No | Other |  | Will Inspect meter box at a later date | Unknown - Unlikely Lead |  |  |  | No | Other |  | Will Inspect meter box at a later date | Unknown | Don't Know | Don't Know |  | Building | Unknown | Unknown | No |  |  | Unknown
1328 | 722 N BURK ST, HOBBS NM |  | No | No | Unknown - Unlikely Lead | Don't Know |  |  |  | No | Other |  | Will Inspect meter box at a later date | Unknown - Unlikely Lead |  |  |  | No | Other |  | Will Inspect meter box at a later date | Unknown | Don't Know | Don't Know |  | Building | Unknown | Unknown | No |  |  | Unknown
4668 | 415 E DUNNAM ST, HOBBS NM |  | No | No | Unknown - Unlikely Lead | Don't Know |  |  |  | No | Other |  | Will Inspect meter box at a later date | Unknown - Unlikely Lead |  |  |  | No | Other |  | Will Inspect meter box at a later date | Unknown | Don't Know | Don't Know |  | Building | Unknown | Unknown | No |  |  | Unknown
1303 | 1225 W BENDER BLVD, HOBBS NM |  | No | No | Unknown - Unlikely Lead | Don't Know |  |  |  | No | Other |  | Will Inspect meter box at a later date | Unknown - Unlikely Lead |  |  |  | No | Other |  | Will Inspect meter box at a later date | Unknown | Don't Know | Don't Know |  | Building | Unknown | Unknown | No |  |  | Unknown
11653 | 1606 N SAN ANDRES DR, HOBBS NM |  | No | No | Unknown - Unlikely Lead | Don't Know |  |  |  | No | Other |  | Will Inspect meter box at a later date | Unknown - Unlikely Lead |  |  |  | No | Other |  | Will Inspect meter box at a later date | Unknown | Don't Know | Don't Know |  | Building | Unknown | Unknown | No |  |  | Unknown
196 | 501 E ALBERTSON CIR, HOBBS NM |  | No | No | Unknown - Unlikely Lead | Don't Know |  |  |  | No | Other |  | Will Inspect meter box at a later date | Unknown - Unlikely Lead |  |  |  | No | Other |  | Will Inspect meter box at a later date | Unknown | Don't Know | Don't Know |  | Building | Unknown | Unknown | No |  |  | Unknown
3201 | 3901 N CENTRAL A 102, HOBBS NM |  | No | No | Non-Lead - Plastic | No | 2009 | 3/4 | Field inspection only with no records | Yes | Visual inspection at the meter pit | 05/26/2024 00:00:00 |  | Non-Lead - Plastic | 2009 | 3/4 | Installation date after lead ban | Yes | Visual inspection at the meter pit | 05/26/2024 00:00:00 |  | Non-Lead | No | No |  | Single Family Residence |  | No | No |  |  | Non-Lead
379 | 1314 E ALSTON ST, HOBBS NM |  | No | No | Unknown - Unlikely Lead | Don't Know |  |  |  | No | Other |  | Will Inspect meter box at a later date | Unknown - Unlikely Lead |  |  |  | No | Other |  | Will Inspect meter box at a later date | Unknown | Don't Know | Don't Know |  | Building | Unknown | Unknown | No |  |  | Unknown
3911 | 4036 N CALLE GRANDE, HOBBS NM |  | No | No | Unknown - Unlikely Lead | Don't Know |  |  |  | No | Other |  | Will Inspect meter box at a later date | Unknown - Unlikely Lead |  |  |  | No | Other |  | Will Inspect meter box at a later date | Unknown | Don't Know | Don't Know |  | Building | Unknown | Unknown | No |  |  | Unknown
2143 | 300 W CLINTON ST, HOBBS NM |  | No | No | Non-Lead - Plastic | Don't Know |  | 1 | Field inspection only with no records | Yes | Visual inspection at the meter pit | 07/23/2024 00:00:00 |  | Galvanized | 1955 | 3/4 | Field inspection only with no records | Yes | Visual inspection at the meter pit | 07/23/2024 00:00:00 |  | Non-Lead | No | Don't Know |  | Single Family Residence |  | No | No |  |  | Non-Lead
12973 | 606 W TAOS ST, HOBBS NM |  | No | No | Unknown - Unlikely Lead | Don't Know |  |  |  | No | Other |  | Will Inspect meter box at a later date | Unknown - Unlikely Lead |  |  |  | No | Other |  | Will Inspect meter box at a later date | Unknown | Don't Know | Don't Know |  | Building | Unknown | Unknown | No |  |  | Unknown
1208 | 814 E BENDER BLVD, HOBBS NM |  | No | No | Unknown - Unlikely Lead | Don't Know |  |  |  | No | Other |  | Will Inspect meter box at a later date | Unknown - Unlikely Lead |  |  |  | No | Other |  | Will Inspect meter box at a later date | Unknown | Don't Know | Don't Know |  | Building | Unknown | Unknown | No |  |  | Unknown
3440 | 411 N CECIL ST, HOBBS NM |  | No | No | Unknown - Unlikely Lead | Don't Know |  |  |  | No | Other |  | Will Inspect meter box at a later date | Unknown - Unlikely Lead |  |  |  | No | Other |  | Will Inspect meter box at a later date | Unknown | Don't Know | Don't Know |  | Building | Unknown | Unknown | No |  |  | Unknown
4472 | 809 S DAL PASO ST, HOBBS NM |  | No | No | Unknown - Unlikely Lead | Don't Know |  |  |  | No | Other |  | Will Inspect meter box at a later date | Unknown - Unlikely Lead |  |  |  | No | Other |  | Will Inspect meter box at a later date | Unknown | Don't Know | Don't Know |  | Building | Unknown | Unknown | No |  |  | Unknown
3964 | 1124 W CALLE SUR ST, HOBBS NM |  | No | No | Unknown - Unlikely Lead | Don't Know |  |  |  | No | Other |  | Will Inspect meter box at a later date | Unknown - Unlikely Lead |  |  |  | No | Other |  | Will Inspect meter box at a later date | Unknown | Don't Know | Don't Know |  | Building | Unknown | Unknown | No |  |  | Unknown
14132 | 322 N WILLOW ST, HOBBS NM |  | No | No | Unknown - Unlikely Lead | Don't Know |  |  |  | No | Other |  | Will Inspect meter box at a later date | Unknown - Unlikely Lead |  |  |  | No | Other |  | Will Inspect meter box at a later date | Unknown | Don't Know | Don't Know |  | Building | Unknown | Unknown | No |  |  | Unknown
3466 | 402 N CECIL ST, HOBBS NM |  | No | No | Unknown - Unlikely Lead | Don't Know |  |  |  | No | Other |  | Will Inspect meter box at a later date | Unknown - Unlikely Lead |  |  |  | No | Other |  | Will Inspect meter box at a later date | Unknown | Don't Know | Don't Know |  | Building | Unknown | Unknown | No |  |  | Unknown
1253 | 1407 W BENDER BLVD #4, HOBBS NM |  | No | No | Unknown - Unlikely Lead | Don't Know |  |  |  | No | Other |  | Will Inspect meter box at a later date | Unknown - Unlikely Lead |  |  |  | No | Other |  | Will Inspect meter box at a later date | Unknown | Don't Know | Don't Know |  | Building | Unknown | Unknown | No |  |  | Unknown
2163 | 200 E CASTLE AVE, HOBBS NM |  | No | No | Unknown - Unlikely Lead | Don't Know |  |  |  | No | Other |  | Will Inspect meter box at a later date | Unknown - Unlikely Lead |  |  |  | No | Other |  | Will Inspect meter box at a later date | Unknown | Don't Know | Don't Know |  | Building | Unknown | Unknown | No |  |  | Unknown
397 | 1914 N ALTO DR, HOBBS NM |  | No | No | Unknown - Unlikely Lead | Don't Know |  |  |  | No | Other |  | Will Inspect meter box at a later date | Unknown - Unlikely Lead |  |  |  | No | Other |  | Will Inspect meter box at a later date | Unknown | Don't Know | Don't Know |  | Building | Unknown | Unknown | No |  |  | Unknown
4077 | 2508 CHARLCIA BLVD, HOBBS NM |  | No | No | Unknown - Unlikely Lead | Don't Know |  |  |  | No | Other |  | Will Inspect meter box at a later date | Unknown - Unlikely Lead |  |  |  | No | Other |  | Will Inspect meter box at a later date | Unknown | Don't Know | Don't Know |  | Building | Unknown | Unknown | No |  |  | Unknown
12071 | 333 SUNSET PL, HOBBS NM |  | No | No | Non-Lead - Plastic | Don't Know |  | 1 | Field inspection only with no records | Yes | Visual inspection at the meter pit | 08/13/2024 00:00:00 |  | Non-Lead - Plastic |  | 1 | Field inspection only with no records | Yes | Visual inspection at the meter pit | 08/13/2024 00:00:00 |  | Non-Lead | No | Don't Know |  | Single Family Residence |  | No | No |  |  | Non-Lead
13340 | 800 N TURNER ST, HOBBS NM |  | No | No | Unknown - Unlikely Lead | Don't Know |  |  |  | No | Other |  | Will Inspect meter box at a later date | Unknown - Unlikely Lead |  |  |  | No | Other |  | Will Inspect meter box at a later date | Unknown | Don't Know | Don't Know |  | Building | Unknown | Unknown | No |  |  | Unknown
14256 | 1021 E YESO DR 106A, HOBBS NM |  | No | No | Unknown - Unlikely Lead | Don't Know |  |  |  | No | Other |  | Will Inspect meter box at a later date | Unknown - Unlikely Lead |  |  |  | No | Other |  | Will Inspect meter box at a later date | Unknown | Don't Know | Don't Know |  | Building | Unknown | Unknown | No |  |  | Unknown
4175 | 4116 N CORTEZ ST, HOBBS NM |  | No | No | Unknown - Unlikely Lead | Don't Know |  |  |  | No | Other |  | Will Inspect meter box at a later date | Unknown - Unlikely Lead |  |  |  | No | Other |  | Will Inspect meter box at a later date | Unknown | Don't Know | Don't Know |  | Building | Unknown | Unknown | No |  |  | Unknown
3592 | 1624 N COLEMAN ST, HOBBS NM |  | No | No | Unknown - Unlikely Lead | Don't Know |  |  |  | No | Other |  | Will Inspect meter box at a later date | Unknown - Unlikely Lead |  |  |  | No | Other |  | Will Inspect meter box at a later date | Unknown | Don't Know | Don't Know |  | Building | Unknown | Unknown | No |  |  | Unknown
346 | 507 E ALSTON ST, HOBBS NM |  | No | No | Unknown - Unlikely Lead | Don't Know |  |  |  | No | Other |  | Will Inspect meter box at a later date | Unknown - Unlikely Lead |  |  |  | No | Other |  | Will Inspect meter box at a later date | Unknown | Don't Know | Don't Know |  | Building | Unknown | Unknown | No |  |  | Unknown
11953 | 926 W SUNRISE CIR, HOBBS NM |  | No | No | Unknown - Unlikely Lead | Don't Know |  |  |  | No | Other |  | Will Inspect meter box at a later date | Unknown - Unlikely Lead |  |  |  | No | Other |  | Will Inspect meter box at a later date | Unknown | Don't Know | Don't Know |  | Building | Unknown | Unknown | No |  |  | Unknown
3401 | 1106 W CAPROCK ST, HOBBS NM |  | No | No | Unknown - Unlikely Lead | Don't Know |  |  |  | No | Other |  | Will Inspect meter box at a later date | Unknown - Unlikely Lead |  |  |  | No | Other |  | Will Inspect meter box at a later date | Unknown | Don't Know | Don't Know |  | Building | Unknown | Unknown | No |  |  | Unknown
13452 | 1705 S TURNER ST, HOBBS NM |  | No | No | Unknown - Unlikely Lead | Don't Know |  |  |  | No | Other |  | Will Inspect meter box at a later date | Unknown - Unlikely Lead |  |  |  | No | Other |  | Will Inspect meter box at a later date | Unknown | Don't Know | Don't Know |  | Building | Unknown | Unknown | No |  |  | Unknown
12542 | 108 W SHIPP DR, HOBBS NM |  | No | No | Unknown - Unlikely Lead | Don't Know |  |  |  | No | Other |  | Will Inspect meter box at a later date | Unknown - Unlikely Lead |  |  |  | No | Other |  | Will Inspect meter box at a later date | Unknown | Don't Know | Don't Know |  | Building | Unknown | Unknown | No |  |  | Unknown
2721 | 1101 W COPPER AVE, HOBBS NM |  | No | No | Unknown - Unlikely Lead | Don't Know |  |  |  | No | Other |  | Will Inspect meter box at a later date | Unknown - Unlikely Lead |  |  |  | No | Other |  | Will Inspect meter box at a later date | Unknown | Don't Know | Don't Know |  | Building | Unknown | Unknown | No |  |  | Unknown
11948 | 909 W SUNRISE CIR, HOBBS NM |  | No | No | Unknown - Unlikely Lead | Don't Know |  |  |  | No | Other |  | Will Inspect meter box at a later date | Unknown - Unlikely Lead |  |  |  | No | Other |  | Will Inspect meter box at a later date | Unknown | Don't Know | Don't Know |  | Building | Unknown | Unknown | No |  |  | Unknown
13058 | 343 West Taos Street, Hobbs, NM 88240 |  | No | No | Non-Lead - Plastic |  |  | 1 | Field inspection only with no records | Yes | Visual inspection at the meter pit | 07/23/2024 00:00:00 |  | Non-Lead - Plastic |  | 1 | Field inspection only with no records | Yes | Visual inspection at the meter pit | 07/23/2024 00:00:00 |  | Non-Lead | No | Don't Know |  |  |  | No | No |  |  | Non-Lead | No Tier | 32.734828 | -103.140272
11865 | 208 W SILVER AVE, HOBBS NM |  | No | No | Unknown - Unlikely Lead | Don't Know |  |  |  | No | Other |  | Will Inspect meter box at a later date | Unknown - Unlikely Lead |  |  |  | No | Other |  | Will Inspect meter box at a later date | Unknown | Don't Know | Don't Know |  | Building | Unknown | Unknown | No |  |  | Unknown
13425 | 414 N TURNER ST, HOBBS NM |  | No | No | Unknown - Unlikely Lead | Don't Know |  |  |  | No | Other |  | Will Inspect meter box at a later date | Unknown - Unlikely Lead |  |  |  | No | Other |  | Will Inspect meter box at a later date | Unknown | Don't Know | Don't Know |  | Building | Unknown | Unknown | No |  |  | Unknown
1395 | 1400 E BYERS ST, HOBBS NM |  | No | No | Unknown - Unlikely Lead | Don't Know |  |  |  | No | Other |  | Will Inspect meter box at a later date | Unknown - Unlikely Lead |  |  |  | No | Other |  | Will Inspect meter box at a later date | Unknown | Don't Know | Don't Know |  | Building | Unknown | Unknown | No |  |  | Unknown
2070 | 1313 E CLINTON ST, HOBBS NM |  | No | No | Unknown - Unlikely Lead | Don't Know |  |  |  | No | Other |  | Will Inspect meter box at a later date | Unknown - Unlikely Lead |  |  |  | No | Other |  | Will Inspect meter box at a later date | Unknown | Don't Know | Don't Know |  | Building | Unknown | Unknown | No |  |  | Unknown
1852 | 201 E BROADWAY ST, HOBBS NM |  | No | No | Unknown - Unlikely Lead | Don't Know |  |  |  | No | Other |  | Will Inspect meter box at a later date | Unknown - Unlikely Lead |  |  |  | No | Other |  | Will Inspect meter box at a later date | Unknown | Don't Know | Don't Know |  | Building | Unknown | Unknown | No |  |  | Unknown
12500 | 200 W SHIPP DR, HOBBS NM |  | No | No | Unknown - Unlikely Lead | Don't Know |  |  |  | No | Other |  | Will Inspect meter box at a later date | Unknown - Unlikely Lead |  |  |  | No | Other |  | Will Inspect meter box at a later date | Unknown | Don't Know | Don't Know |  | Building | Unknown | Unknown | No |  |  | Unknown
13152 | 1518 N TASKER DR, HOBBS NM |  | No | No | Unknown - Unlikely Lead | Don't Know |  |  |  | No | Other |  | Will Inspect meter box at a later date | Unknown - Unlikely Lead |  |  |  | No | Other |  | Will Inspect meter box at a later date | Unknown | Don't Know | Don't Know |  | Building | Unknown | Unknown | No |  |  | Unknown
4113 | 1313 W CANTERBURY ST, HOBBS NM |  | No | No | Unknown - Unlikely Lead | Don't Know |  |  |  | No | Other |  | Will Inspect meter box at a later date | Unknown - Unlikely Lead |  |  |  | No | Other |  | Will Inspect meter box at a later date | Unknown | Don't Know | Don't Know |  | Building | Unknown | Unknown | No |  |  | Unknown
3567 | 913 N COLEMAN ST, HOBBS NM |  | No | No | Unknown - Unlikely Lead | Don't Know |  |  |  | No | Other |  | Will Inspect meter box at a later date | Unknown - Unlikely Lead |  |  |  | No | Other |  | Will Inspect meter box at a later date | Unknown | Don't Know | Don't Know |  | Building | Unknown | Unknown | No |  |  | Unknown
12192 | 314 E SAINT ANNE PL, HOBBS NM |  | No | No | Unknown - Unlikely Lead | Don't Know |  |  |  | No | Other |  | Will Inspect meter box at a later date | Unknown - Unlikely Lead |  |  |  | No | Other |  | Will Inspect meter box at a later date | Unknown | Don't Know | Don't Know |  | Building | Unknown | Unknown | No |  |  | Unknown
11797 | 1314 N SAN MATEO ST, HOBBS NM |  | No | No | Unknown - Unlikely Lead | Don't Know |  |  |  | No | Other |  | Will Inspect meter box at a later date | Unknown - Unlikely Lead |  |  |  | No | Other |  | Will Inspect meter box at a later date | Unknown | Don't Know | Don't Know |  | Building | Unknown | Unknown | No |  |  | Unknown
3504 | 1005 S CECIL ST, HOBBS NM |  | No | No | Unknown - Unlikely Lead | Don't Know |  |  |  | No | Other |  | Will Inspect meter box at a later date | Unknown - Unlikely Lead |  |  |  | No | Other |  | Will Inspect meter box at a later date | Unknown | Don't Know | Don't Know |  | Building | Unknown | Unknown | No |  |  | Unknown
12194 | 2421 N SAINT ANNE PL, HOBBS NM |  | No | No | Unknown - Unlikely Lead | Don't Know |  |  |  | No | Other |  | Will Inspect meter box at a later date | Unknown - Unlikely Lead |  |  |  | No | Other |  | Will Inspect meter box at a later date | Unknown | Don't Know | Don't Know |  | Building | Unknown | Unknown | No |  |  | Unknown
11806 | 1223 N SAN MATEO ST, HOBBS NM |  | No | No | Unknown - Unlikely Lead | Don't Know |  |  |  | No | Other |  | Will Inspect meter box at a later date | Unknown - Unlikely Lead |  |  |  | No | Other |  | Will Inspect meter box at a later date | Unknown | Don't Know | Don't Know |  | Building | Unknown | Unknown | No |  |  | Unknown
4678 | 1409 E DUNNAM ST, HOBBS NM |  | No | No | Unknown - Unlikely Lead | Don't Know |  |  |  | No | Other |  | Will Inspect meter box at a later date | Unknown - Unlikely Lead |  |  |  | No | Other |  | Will Inspect meter box at a later date | Unknown | Don't Know | Don't Know |  | Building | Unknown | Unknown | No |  |  | Unknown
11616 | 1200 W SCHARBAUER ST, HOBBS NM |  | No | No | Unknown - Unlikely Lead | Don't Know |  |  |  | No | Other |  | Will Inspect meter box at a later date | Unknown - Unlikely Lead |  |  |  | No | Other |  | Will Inspect meter box at a later date | Unknown | Don't Know | Don't Know |  | Building | Unknown | Unknown | No |  |  | Unknown
3945 | 1418-B W CALLE SUR ST, HOBBS NM |  | No | No | Unknown - Unlikely Lead | Don't Know |  |  |  | No | Other |  | Will Inspect meter box at a later date | Unknown - Unlikely Lead |  |  |  | No | Other |  | Will Inspect meter box at a later date | Unknown | Don't Know | Don't Know |  | Building | Unknown | Unknown | No |  |  | Unknown
2806 | 526 E COPPER AVE, HOBBS NM |  | No | No | Unknown - Unlikely Lead | Don't Know |  |  |  | No | Other |  | Will Inspect meter box at a later date | Unknown - Unlikely Lead |  |  |  | No | Other |  | Will Inspect meter box at a later date | Unknown | Don't Know | Don't Know |  | Building | Unknown | Unknown | No |  |  | Unknown
4565 | 5318 W DARK HORSE RD, HOBBS NM |  | No | No | Non-Lead - Plastic | No | 2015 | 3/4 | Field inspection only with no records | Yes | Visual inspection at the meter pit | 05/26/2024 00:00:00 |  | Non-Lead - Plastic | 2015 | 3/4 | Installation date after lead ban | Yes | Visual inspection at the meter pit | 05/26/2024 00:00:00 |  | Non-Lead | No | No |  | Single Family Residence |  | No | No |  |  | Non-Lead
2707 | 2829 CIELO AZUL, HOBBS NM |  | No | No | Non-Lead - Plastic | Don't Know | 2019 | 1 | Field inspection only with no records | Yes | Visual inspection at the meter pit | 08/19/2024 00:00:00 |  | Non-Lead - Plastic | 2019 | 1 | Field inspection only with no records | Yes | Visual inspection at the meter pit | 08/19/2024 00:00:00 |  | Non-Lead | No | Don't Know |  | Single Family Residence |  | No | No |  |  | Non-Lead
4116 | 616 W COMMANCHE DR, HOBBS NM |  | No | No | Unknown - Unlikely Lead | Don't Know |  |  |  | No | Other |  | Will Inspect meter box at a later date | Unknown - Unlikely Lead |  |  |  | No | Other |  | Will Inspect meter box at a later date | Unknown | Don't Know | Don't Know |  | Building | Unknown | Unknown | No |  |  | Unknown
12923 | 608 E SECO DR, HOBBS NM |  | No | No | Unknown - Unlikely Lead | Don't Know |  |  |  | No | Other |  | Will Inspect meter box at a later date | Unknown - Unlikely Lead |  |  |  | No | Other |  | Will Inspect meter box at a later date | Unknown | Don't Know | Don't Know |  | Building | Unknown | Unknown | No |  |  | Unknown
12369 | 404 E SNYDER ST, HOBBS NM |  | No | No | Unknown - Unlikely Lead | Don't Know |  |  |  | No | Other |  | Will Inspect meter box at a later date | Unknown - Unlikely Lead |  |  |  | No | Other |  | Will Inspect meter box at a later date | Unknown | Don't Know | Don't Know |  | Building | Unknown | Unknown | No |  |  | Unknown
1372 | 518 E BYERS ST, HOBBS NM |  | No | No | Unknown - Unlikely Lead | Don't Know |  |  |  | No | Other |  | Will Inspect meter box at a later date | Unknown - Unlikely Lead |  |  |  | No | Other |  | Will Inspect meter box at a later date | Unknown | Don't Know | Don't Know |  | Building | Unknown | Unknown | No |  |  | Unknown
13527 | 609 E TEXAS ST, HOBBS NM |  | No | No | Unknown - Unlikely Lead | Don't Know |  |  |  | No | Other |  | Will Inspect meter box at a later date | Unknown - Unlikely Lead |  |  |  | No | Other |  | Will Inspect meter box at a later date | Unknown | Don't Know | Don't Know |  | Building | Unknown | Unknown | No |  |  | Unknown
13560 | 406 E TEXAS ST, HOBBS NM |  | No | No | Unknown - Unlikely Lead | Don't Know |  |  |  | No | Other |  | Will Inspect meter box at a later date | Unknown - Unlikely Lead |  |  |  | No | Other |  | Will Inspect meter box at a later date | Unknown | Don't Know | Don't Know |  | Building | Unknown | Unknown | No |  |  | Unknown
3506 | 116 S CECIL ST, HOBBS NM |  | No | No | Unknown - Unlikely Lead | Don't Know |  |  |  | No | Other |  | Will Inspect meter box at a later date | Unknown - Unlikely Lead |  |  |  | No | Other |  | Will Inspect meter box at a later date | Unknown | Don't Know | Don't Know |  | Building | Unknown | Unknown | No |  |  | Unknown
1294 | 1926 W BENDER BLVD, HOBBS NM |  | No | No | Unknown - Unlikely Lead | Don't Know |  |  |  | No | Other |  | Will Inspect meter box at a later date | Unknown - Unlikely Lead |  |  |  | No | Other |  | Will Inspect meter box at a later date | Unknown | Don't Know | Don't Know |  | Building | Unknown | Unknown | No |  |  | Unknown
2651 | 1818 N CIELO DR, HOBBS NM |  | No | No | Unknown - Unlikely Lead | Don't Know |  |  |  | No | Other |  | Will Inspect meter box at a later date | Unknown - Unlikely Lead |  |  |  | No | Other |  | Will Inspect meter box at a later date | Unknown | Don't Know | Don't Know |  | Building | Unknown | Unknown | No |  |  | Unknown
11786 | 1100 N SAN MATEO ST, HOBBS NM |  | No | No | Unknown - Unlikely Lead | Don't Know |  |  |  | No | Other |  | Will Inspect meter box at a later date | Unknown - Unlikely Lead |  |  |  | No | Other |  | Will Inspect meter box at a later date | Unknown | Don't Know | Don't Know |  | Building | Unknown | Unknown | No |  |  | Unknown
4546 | 5020 W DARK HORSE RD, HOBBS NM |  | No | No | Non-Lead - Plastic | No | 2015 | 3/4 | Field inspection only with no records | Yes | Visual inspection at the meter pit | 05/26/2024 00:00:00 |  | Non-Lead - Plastic | 2015 | 3/4 | Installation date after lead ban | Yes | Visual inspection at the meter pit | 05/26/2024 00:00:00 |  | Non-Lead | No | No |  | Single Family Residence |  | No | No |  |  | Non-Lead
11933 | 912 W SUNRISE CIR, HOBBS NM |  | No | No | Unknown - Unlikely Lead | Don't Know |  |  |  | No | Other |  | Will Inspect meter box at a later date | Unknown - Unlikely Lead |  |  |  | No | Other |  | Will Inspect meter box at a later date | Unknown | Don't Know | Don't Know |  | Building | Unknown | Unknown | No |  |  | Unknown
12771 | 822 E SKELLY ST, HOBBS NM |  | No | No | Unknown - Unlikely Lead | Don't Know |  |  |  | No | Other |  | Will Inspect meter box at a later date | Unknown - Unlikely Lead |  |  |  | No | Other |  | Will Inspect meter box at a later date | Unknown | Don't Know | Don't Know |  | Building | Unknown | Unknown | No |  |  | Unknown
12925 | 515 E SECO DR, HOBBS NM |  | No | No | Unknown - Unlikely Lead | Don't Know |  |  |  | No | Other |  | Will Inspect meter box at a later date | Unknown - Unlikely Lead |  |  |  | No | Other |  | Will Inspect meter box at a later date | Unknown | Don't Know | Don't Know |  | Building | Unknown | Unknown | No |  |  | Unknown
11888 | 727 W SILVER AVE, HOBBS NM |  | No | No | Unknown - Unlikely Lead | Don't Know |  |  |  | No | Other |  | Will Inspect meter box at a later date | Unknown - Unlikely Lead |  |  |  | No | Other |  | Will Inspect meter box at a later date | Unknown | Don't Know | Don't Know |  | Building | Unknown | Unknown | No |  |  | Unknown
2264 | 423 W CASTLE AVE, HOBBS NM |  | No | No | Unknown - Unlikely Lead | Don't Know |  |  |  | No | Other |  | Will Inspect meter box at a later date | Unknown - Unlikely Lead |  |  |  | No | Other |  | Will Inspect meter box at a later date | Unknown | Don't Know | Don't Know |  | Building | Unknown | Unknown | No |  |  | Unknown
13809 | 612 W VISTA CT, HOBBS NM |  | No | No | Unknown - Unlikely Lead | Don't Know |  |  |  | No | Other |  | Will Inspect meter box at a later date | Unknown - Unlikely Lead |  |  |  | No | Other |  | Will Inspect meter box at a later date | Unknown | Don't Know | Don't Know |  | Building | Unknown | Unknown | No |  |  | Unknown
1165 | 1315 E BENDER BLVD #14, HOBBS NM |  | No | No | Unknown - Unlikely Lead | Don't Know |  |  |  | No | Other |  | Will Inspect meter box at a later date | Unknown - Unlikely Lead |  |  |  | No | Other |  | Will Inspect meter box at a later date | Unknown | Don't Know | Don't Know |  | Building | Unknown | Unknown | No |  |  | Unknown
1250 | 1302 W BENDER BLVD, HOBBS NM |  | No | No | Unknown - Unlikely Lead | Don't Know |  |  |  | No | Other |  | Will Inspect meter box at a later date | Unknown - Unlikely Lead |  |  |  | No | Other |  | Will Inspect meter box at a later date | Unknown | Don't Know | Don't Know |  | Building | Unknown | Unknown | No |  |  | Unknown
13054 | 101 W TAOS ST, HOBBS NM |  | No | No | Unknown - Unlikely Lead | Don't Know |  |  |  | No | Other |  | Will Inspect meter box at a later date | Unknown - Unlikely Lead |  |  |  | No | Other |  | Will Inspect meter box at a later date | Unknown | Don't Know | Don't Know |  | Building | Unknown | Unknown | No |  |  | Unknown
1188 | 728 E BENDER BLVD, HOBBS NM |  | No | No | Unknown - Unlikely Lead | Don't Know |  |  |  | No | Other |  | Will Inspect meter box at a later date | Unknown - Unlikely Lead |  |  |  | No | Other |  | Will Inspect meter box at a later date | Unknown | Don't Know | Don't Know |  | Building | Unknown | Unknown | No |  |  | Unknown
13245 | 2302 N THOMAS DR, HOBBS NM |  | No | No | Unknown - Unlikely Lead | Don't Know |  |  |  | No | Other |  | Will Inspect meter box at a later date | Unknown - Unlikely Lead |  |  |  | No | Other |  | Will Inspect meter box at a later date | Unknown | Don't Know | Don't Know |  | Building | Unknown | Unknown | No |  |  | Unknown
13309 | 1605 E TANGLEWOOD AVE, HOBBS NM |  | No | No | Non-Lead - Plastic | Don't Know | 2019 | 1 | Field inspection only with no records | Yes | Visual inspection at the meter pit | 08/19/2024 00:00:00 |  | Non-Lead - Plastic | 2019 | 1 | Field inspection only with no records | Yes | Visual inspection at the meter pit | 08/19/2024 00:00:00 |  | Non-Lead | No | Don't Know |  | Single Family Residence |  | No | No |  |  | Non-Lead
3941 | 1614-A W CALLE SUR ST, HOBBS NM |  | No | No | Unknown - Unlikely Lead | Don't Know |  |  |  | No | Other |  | Will Inspect meter box at a later date | Unknown - Unlikely Lead |  |  |  | No | Other |  | Will Inspect meter box at a later date | Unknown | Don't Know | Don't Know |  | Building | Unknown | Unknown | No |  |  | Unknown
12671 | 2902 N Sabrita Circle, Hobbs, NM 88240 |  | No | No | Non-Lead - Plastic | No | 2023 | 1 | Installation date after lead ban | Yes | Visual inspection at the meter pit | 05/13/2024 00:00:00 |  | Non-Lead - Copper | 2023 | 1 | Installation date after lead ban | Yes | Visual inspection at the meter pit | 05/13/2024 00:00:00 |  | Non-Lead | No | No |  |  |  | No | No |  |  | Non-Lead | No Tier | 32.732146 | -103.122455
13975 | 1912 E WHITE ST, HOBBS NM |  | No | No | Unknown - Unlikely Lead | Don't Know |  |  |  | No | Other |  | Will Inspect meter box at a later date | Unknown - Unlikely Lead |  |  |  | No | Other |  | Will Inspect meter box at a later date | Unknown | Don't Know | Don't Know |  | Building | Unknown | Unknown | No |  |  | Unknown
11750 | 1620 N SAN MATEO ST, HOBBS NM |  | No | No | Unknown - Unlikely Lead | Don't Know |  |  |  | No | Other |  | Will Inspect meter box at a later date | Unknown - Unlikely Lead |  |  |  | No | Other |  | Will Inspect meter box at a later date | Unknown | Don't Know | Don't Know |  | Building | Unknown | Unknown | No |  |  | Unknown
4679 | 1611 E DUNNAM ST, HOBBS NM |  | No | No | Unknown - Unlikely Lead | Don't Know |  |  |  | No | Other |  | Will Inspect meter box at a later date | Unknown - Unlikely Lead |  |  |  | No | Other |  | Will Inspect meter box at a later date | Unknown | Don't Know | Don't Know |  | Building | Unknown | Unknown | No |  |  | Unknown
12567 | 1305 S SELMAN ST, HOBBS NM |  | No | No | Unknown - Unlikely Lead | Don't Know |  |  |  | No | Other |  | Will Inspect meter box at a later date | Unknown - Unlikely Lead |  |  |  | No | Other |  | Will Inspect meter box at a later date | Unknown | Don't Know | Don't Know |  | Building | Unknown | Unknown | No |  |  | Unknown
3907 | 4018 N CALLE GRANDE, HOBBS NM |  | No | No | Unknown - Unlikely Lead | Don't Know |  |  |  | No | Other |  | Will Inspect meter box at a later date | Unknown - Unlikely Lead |  |  |  | No | Other |  | Will Inspect meter box at a later date | Unknown | Don't Know | Don't Know |  | Building | Unknown | Unknown | No |  |  | Unknown
3769 | W COLLEGE LANE SCHOOL, HOBBS NM |  | No | No | Unknown - Unlikely Lead | Don't Know |  |  |  | No | Other |  | Will Inspect meter box at a later date | Unknown - Unlikely Lead |  |  |  | No | Other |  | Will Inspect meter box at a later date | Unknown | Don't Know | Don't Know |  | Building | Unknown | Unknown | No |  |  | Unknown
1235 | 220 W BENDER BLVD, HOBBS NM |  | No | No | Unknown - Unlikely Lead | Don't Know |  |  |  | No | Other |  | Will Inspect meter box at a later date | Unknown - Unlikely Lead |  |  |  | No | Other |  | Will Inspect meter box at a later date | Unknown | Don't Know | Don't Know |  | Building | Unknown | Unknown | No |  |  | Unknown
14336 | 1021 E YESO DR 210A, HOBBS NM |  | No | No | Unknown - Unlikely Lead | Don't Know |  |  |  | No | Other |  | Will Inspect meter box at a later date | Unknown - Unlikely Lead |  |  |  | No | Other |  | Will Inspect meter box at a later date | Unknown | Don't Know | Don't Know |  | Building | Unknown | Unknown | No |  |  | Unknown
13202 | 313 E TEMPLE AVE, HOBBS NM |  | No | No | Unknown - Unlikely Lead | Don't Know |  |  |  | No | Other |  | Will Inspect meter box at a later date | Unknown - Unlikely Lead |  |  |  | No | Other |  | Will Inspect meter box at a later date | Unknown | Don't Know | Don't Know |  | Building | Unknown | Unknown | No |  |  | Unknown
13464 | 920 S TURNER ST, HOBBS NM |  | No | No | Unknown - Unlikely Lead | Don't Know |  |  |  | No | Other |  | Will Inspect meter box at a later date | Unknown - Unlikely Lead |  |  |  | No | Other |  | Will Inspect meter box at a later date | Unknown | Don't Know | Don't Know |  | Building | Unknown | Unknown | No |  |  | Unknown
12913 | 609 E SECO DR, HOBBS NM |  | No | No | Unknown - Unlikely Lead | Don't Know |  |  |  | No | Other |  | Will Inspect meter box at a later date | Unknown - Unlikely Lead |  |  |  | No | Other |  | Will Inspect meter box at a later date | Unknown | Don't Know | Don't Know |  | Building | Unknown | Unknown | No |  |  | Unknown
2494 | 224 W COAL AVE, HOBBS NM |  | No | No | Unknown - Unlikely Lead | Don't Know |  |  |  | No | Other |  | Will Inspect meter box at a later date | Unknown - Unlikely Lead |  |  |  | No | Other |  | Will Inspect meter box at a later date | Unknown | Don't Know | Don't Know |  | Building | Unknown | Unknown | No |  |  | Unknown
13196 | 309 E TEMPLE AVE, HOBBS NM |  | No | No | Unknown - Unlikely Lead | Don't Know |  |  |  | No | Other |  | Will Inspect meter box at a later date | Unknown - Unlikely Lead |  |  |  | No | Other |  | Will Inspect meter box at a later date | Unknown | Don't Know | Don't Know |  | Building | Unknown | Unknown | No |  |  | Unknown
1503 | 1733 N BRAZOS AVE, HOBBS NM |  | No | No | Unknown - Unlikely Lead | Don't Know |  |  |  | No | Other |  | Will Inspect meter box at a later date | Unknown - Unlikely Lead |  |  |  | No | Other |  | Will Inspect meter box at a later date | Unknown | Don't Know | Don't Know |  | Building | Unknown | Unknown | No |  |  | Unknown
14351 | 125 W YESO DR, HOBBS NM |  | No | No | Unknown - Unlikely Lead | Don't Know |  |  |  | No | Other |  | Will Inspect meter box at a later date | Unknown - Unlikely Lead |  |  |  | No | Other |  | Will Inspect meter box at a later date | Unknown | Don't Know | Don't Know |  | Building | Unknown | Unknown | No |  |  | Unknown
1692 | 1208 N BRECKON DR, HOBBS NM |  | No | No | Unknown - Unlikely Lead | Don't Know |  |  |  | No | Other |  | Will Inspect meter box at a later date | Unknown - Unlikely Lead |  |  |  | No | Other |  | Will Inspect meter box at a later date | Unknown | Don't Know | Don't Know |  | Building | Unknown | Unknown | No |  |  | Unknown
12007 | 602 E SUNSET DR, HOBBS NM |  | No | No | Unknown - Unlikely Lead | Don't Know |  |  |  | No | Other |  | Will Inspect meter box at a later date | Unknown - Unlikely Lead |  |  |  | No | Other |  | Will Inspect meter box at a later date | Unknown | Don't Know | Don't Know |  | Building | Unknown | Unknown | No |  |  | Unknown
12044 | 600 E SUNSET CIR, HOBBS NM |  | No | No | Unknown - Unlikely Lead | Don't Know |  |  |  | No | Other |  | Will Inspect meter box at a later date | Unknown - Unlikely Lead |  |  |  | No | Other |  | Will Inspect meter box at a later date | Unknown | Don't Know | Don't Know |  | Building | Unknown | Unknown | No |  |  | Unknown
136 | 3303 N ACOMA DR, HOBBS NM |  | No | No | Unknown - Unlikely Lead | Don't Know |  |  |  | No | Other |  | Will Inspect meter box at a later date | Unknown - Unlikely Lead |  |  |  | No | Other |  | Will Inspect meter box at a later date | Unknown | Don't Know | Don't Know |  | Building | Unknown | Unknown | No |  |  | Unknown
3933 | 1406 W CALLE SUR ST, HOBBS NM |  | No | No | Unknown - Unlikely Lead | Don't Know |  |  |  | No | Other |  | Will Inspect meter box at a later date | Unknown - Unlikely Lead |  |  |  | No | Other |  | Will Inspect meter box at a later date | Unknown | Don't Know | Don't Know |  | Building | Unknown | Unknown | No |  |  | Unknown
12468 | 208 N SHIPP ST, HOBBS NM |  | No | No | Unknown - Unlikely Lead | Don't Know |  |  |  | No | Other |  | Will Inspect meter box at a later date | Unknown - Unlikely Lead |  |  |  | No | Other |  | Will Inspect meter box at a later date | Unknown | Don't Know | Don't Know |  | Building | Unknown | Unknown | No |  |  | Unknown
13806 | 422 W UTE ST, HOBBS NM |  | No | No | Unknown - Unlikely Lead | Don't Know |  |  |  | No | Other |  | Will Inspect meter box at a later date | Unknown - Unlikely Lead |  |  |  | No | Other |  | Will Inspect meter box at a later date | Unknown | Don't Know | Don't Know |  | Building | Unknown | Unknown | No |  |  | Unknown
14012 | 403 W WHITE ST, HOBBS NM |  | No | No | Unknown - Unlikely Lead | Don't Know |  |  |  | No | Other |  | Will Inspect meter box at a later date | Unknown - Unlikely Lead |  |  |  | No | Other |  | Will Inspect meter box at a later date | Unknown | Don't Know | Don't Know |  | Building | Unknown | Unknown | No |  |  | Unknown
2722 | 1209 W COPPER AVE, HOBBS NM |  | No | No | Unknown - Unlikely Lead | Don't Know |  |  |  | No | Other |  | Will Inspect meter box at a later date | Unknown - Unlikely Lead |  |  |  | No | Other |  | Will Inspect meter box at a later date | Unknown | Don't Know | Don't Know |  | Building | Unknown | Unknown | No |  |  | Unknown
1183 | 205 E BENDER BLVD, HOBBS NM |  | No | No | Unknown - Unlikely Lead | Don't Know |  |  |  | No | Other |  | Will Inspect meter box at a later date | Unknown - Unlikely Lead |  |  |  | No | Other |  | Will Inspect meter box at a later date | Unknown | Don't Know | Don't Know |  | Building | Unknown | Unknown | No |  |  | Unknown
124 | 2101 N ACOMA DR, HOBBS NM |  | No | No | Unknown - Unlikely Lead | Don't Know |  |  |  | No | Other |  | Will Inspect meter box at a later date | Unknown - Unlikely Lead |  |  |  | No | Other |  | Will Inspect meter box at a later date | Unknown | Don't Know | Don't Know |  | Building | Unknown | Unknown | No |  |  | Unknown
1287 | 2425 W BENDER BLVD - RACK, HOBBS NM |  | No | No | Unknown - Unlikely Lead | Don't Know |  |  |  | No | Other |  | Will Inspect meter box at a later date | Unknown - Unlikely Lead |  |  |  | No | Other |  | Will Inspect meter box at a later date | Unknown | Don't Know | Don't Know |  | Building | Unknown | Unknown | No |  |  | Unknown
11781 | 1512 N SAN MATEO ST, HOBBS NM |  | No | No | Unknown - Unlikely Lead | Don't Know |  |  |  | No | Other |  | Will Inspect meter box at a later date | Unknown - Unlikely Lead |  |  |  | No | Other |  | Will Inspect meter box at a later date | Unknown | Don't Know | Don't Know |  | Building | Unknown | Unknown | No |  |  | Unknown
12809 | 704 E SKELLY ST, HOBBS NM |  | No | No | Unknown - Unlikely Lead | Don't Know |  |  |  | No | Other |  | Will Inspect meter box at a later date | Unknown - Unlikely Lead |  |  |  | No | Other |  | Will Inspect meter box at a later date | Unknown | Don't Know | Don't Know |  | Building | Unknown | Unknown | No |  |  | Unknown
13516 | 1122 E TEXAS ST, HOBBS NM |  | No | No | Unknown - Unlikely Lead | Don't Know |  |  |  | No | Other |  | Will Inspect meter box at a later date | Unknown - Unlikely Lead |  |  |  | No | Other |  | Will Inspect meter box at a later date | Unknown | Don't Know | Don't Know |  | Building | Unknown | Unknown | No |  |  | Unknown
12373 | 1901 E SNYDER ST, HOBBS NM |  | No | No | Unknown - Unlikely Lead | Don't Know |  |  |  | No | Other |  | Will Inspect meter box at a later date | Unknown - Unlikely Lead |  |  |  | No | Other |  | Will Inspect meter box at a later date | Unknown | Don't Know | Don't Know |  | Building | Unknown | Unknown | No |  |  | Unknown
13798 | 504 W UTE ST, HOBBS NM |  | No | No | Unknown - Unlikely Lead | Don't Know |  |  |  | No | Other |  | Will Inspect meter box at a later date | Unknown - Unlikely Lead |  |  |  | No | Other |  | Will Inspect meter box at a later date | Unknown | Don't Know | Don't Know |  | Building | Unknown | Unknown | No |  |  | Unknown
4294 | 2406 N DAL PASO ST, HOBBS NM |  | No | No | Unknown - Unlikely Lead | Don't Know |  |  |  | No | Other |  | Will Inspect meter box at a later date | Unknown - Unlikely Lead |  |  |  | No | Other |  | Will Inspect meter box at a later date | Unknown | Don't Know | Don't Know |  | Building | Unknown | Unknown | No |  |  | Unknown
14057 | 109 W WOLFCAMP DR, HOBBS NM |  | No | No | Galvanized | Don't Know |  | 3/4 | Field inspection only with no records | Yes | Visual inspection at the meter pit | 08/26/2024 00:00:00 |  | Galvanized |  | 3/4 | Field inspection only with no records | Yes | Visual inspection at the meter pit | 08/26/2024 00:00:00 |  | Non-Lead | No | Don't Know |  | Single Family Residence |  | No | No |  |  | Non-Lead
13603 | 917 N THORP ST, HOBBS NM |  | No | No | Unknown - Unlikely Lead | Don't Know |  |  |  | No | Other |  | Will Inspect meter box at a later date | Unknown - Unlikely Lead |  |  |  | No | Other |  | Will Inspect meter box at a later date | Unknown | Don't Know | Don't Know |  | Building | Unknown | Unknown | No |  |  | Unknown
2963 | 3901 N CENTRAL C 103, HOBBS NM |  | No | No | Non-Lead - Plastic | No | 2009 | 3/4 | Field inspection only with no records | Yes | Visual inspection at the meter pit | 05/26/2024 00:00:00 |  | Non-Lead - Plastic | 2009 | 3/4 | Installation date after lead ban | Yes | Visual inspection at the meter pit | 05/26/2024 00:00:00 |  | Non-Lead | No | No |  | Single Family Residence |  | No | No |  |  | Non-Lead
3059 | 3901 N CENTRAL C 208, HOBBS NM |  | No | No | Non-Lead - Plastic | No | 2009 | 3/4 | Field inspection only with no records | Yes | Visual inspection at the meter pit | 05/26/2024 00:00:00 |  | Non-Lead - Plastic | 2009 | 3/4 | Installation date after lead ban | Yes | Visual inspection at the meter pit | 05/26/2024 00:00:00 |  | Non-Lead | No | No |  | Single Family Residence |  | No | No |  |  | Non-Lead
13173 | 1214 N TASKER DR, HOBBS NM |  | No | No | Unknown - Unlikely Lead | Don't Know |  |  |  | No | Other |  | Will Inspect meter box at a later date | Unknown - Unlikely Lead |  |  |  | No | Other |  | Will Inspect meter box at a later date | Unknown | Don't Know | Don't Know |  | Building | Unknown | Unknown | No |  |  | Unknown
13635 | 1109 N THORP ST, HOBBS NM |  | No | No | Unknown - Unlikely Lead | Don't Know |  |  |  | No | Other |  | Will Inspect meter box at a later date | Unknown - Unlikely Lead |  |  |  | No | Other |  | Will Inspect meter box at a later date | Unknown | Don't Know | Don't Know |  | Building | Unknown | Unknown | No |  |  | Unknown
12982 | 801 W TAOS ST, HOBBS NM |  | No | No | Unknown - Unlikely Lead | Don't Know |  |  |  | No | Other |  | Will Inspect meter box at a later date | Unknown - Unlikely Lead |  |  |  | No | Other |  | Will Inspect meter box at a later date | Unknown | Don't Know | Don't Know |  | Building | Unknown | Unknown | No |  |  | Unknown
12929 | 422 E SECO DR, HOBBS NM |  | No | No | Unknown - Unlikely Lead | Don't Know |  |  |  | No | Other |  | Will Inspect meter box at a later date | Unknown - Unlikely Lead |  |  |  | No | Other |  | Will Inspect meter box at a later date | Unknown | Don't Know | Don't Know |  | Building | Unknown | Unknown | No |  |  | Unknown
11915 | 1312 E SILVER DR, HOBBS NM |  | No | No | Unknown - Unlikely Lead | Don't Know |  |  |  | No | Other |  | Will Inspect meter box at a later date | Unknown - Unlikely Lead |  |  |  | No | Other |  | Will Inspect meter box at a later date | Unknown | Don't Know | Don't Know |  | Building | Unknown | Unknown | No |  |  | Unknown
11711 | 22-B STONECREST CT, HOBBS NM |  | No | No | Non-Lead - Plastic | No | 1982 | 3/4 | Field inspection only with no records | Yes | Visual inspection at the meter pit | 05/26/2024 00:00:00 |  | Non-Lead - Plastic |  | 3/4 | Installation date after lead ban | Yes | Visual inspection at the meter pit | 05/26/2024 00:00:00 | Will Inspect meter box at a later date | Non-Lead | Don't Know | Don't Know |  | Single Family Residence |  | Unknown | No |  |  | Non-Lead
2663 | 716 W CIELO DR, HOBBS NM |  | No | No | Unknown - Unlikely Lead | Don't Know |  |  |  | No | Other |  | Will Inspect meter box at a later date | Unknown - Unlikely Lead |  |  |  | No | Other |  | Will Inspect meter box at a later date | Unknown | Don't Know | Don't Know |  | Building | Unknown | Unknown | No |  |  | Unknown
1365 | 1317 E BYERS ST, HOBBS NM |  | No | No | Unknown - Unlikely Lead | Don't Know |  |  |  | No | Other |  | Will Inspect meter box at a later date | Unknown - Unlikely Lead |  |  |  | No | Other |  | Will Inspect meter box at a later date | Unknown | Don't Know | Don't Know |  | Building | Unknown | Unknown | No |  |  | Unknown
13045 | 203 W TAOS ST TRLR 4, HOBBS NM |  | No | No | Unknown - Unlikely Lead | Don't Know |  |  |  | No | Other |  | Will Inspect meter box at a later date | Unknown - Unlikely Lead |  |  |  | No | Other |  | Will Inspect meter box at a later date | Unknown | Don't Know | Don't Know |  | Building | Unknown | Unknown | No |  |  | Unknown
12137 | 523 W SAINT ANNE PL, HOBBS NM |  | No | No | Unknown - Unlikely Lead | Don't Know |  |  |  | No | Other |  | Will Inspect meter box at a later date | Unknown - Unlikely Lead |  |  |  | No | Other |  | Will Inspect meter box at a later date | Unknown | Don't Know | Don't Know |  | Building | Unknown | Unknown | No |  |  | Unknown
11713 | 2-D STONECREST CT, HOBBS NM |  | No | No | Non-Lead - Plastic | No | 1982 | 3/4 | Field inspection only with no records | Yes | Visual inspection at the meter pit | 05/26/2024 00:00:00 |  | Non-Lead - Plastic |  | 3/4 | Installation date after lead ban | Yes | Visual inspection at the meter pit | 05/26/2024 00:00:00 | Will Inspect meter box at a later date | Non-Lead | Don't Know | Don't Know |  | Single Family Residence |  | Unknown | No |  |  | Non-Lead
3771 | 3720 W COLLEGE LN, HOBBS NM |  | No | No | Unknown - Unlikely Lead | Don't Know |  |  |  | No | Other |  | Will Inspect meter box at a later date | Unknown - Unlikely Lead |  |  |  | No | Other |  | Will Inspect meter box at a later date | Unknown | Don't Know | Don't Know |  | Building | Unknown | Unknown | No |  |  | Unknown
3237 | 3505 N CENTRAL DR, HOBBS NM |  | No | No | Unknown - Unlikely Lead | Don't Know |  |  |  | No | Other |  | Will Inspect meter box at a later date | Unknown - Unlikely Lead |  |  |  | No | Other |  | Will Inspect meter box at a later date | Unknown | Don't Know | Don't Know |  | Building | Unknown | Unknown | No |  |  | Unknown
12579 | 121 S SELMAN ST, HOBBS NM |  | No | No | Unknown - Unlikely Lead | Don't Know |  |  |  | No | Other |  | Will Inspect meter box at a later date | Unknown - Unlikely Lead |  |  |  | No | Other |  | Will Inspect meter box at a later date | Unknown | Don't Know | Don't Know |  | Building | Unknown | Unknown | No |  |  | Unknown
13787 | 2625 N TRUMAN ST, HOBBS NM |  | No | No | Unknown - Unlikely Lead | Don't Know |  |  |  | No | Other |  | Will Inspect meter box at a later date | Unknown - Unlikely Lead |  |  |  | No | Other |  | Will Inspect meter box at a later date | Unknown | Don't Know | Don't Know |  | Building | Unknown | Unknown | No |  |  | Unknown
11823 | 6007 SAN JOAQUIN, HOBBS NM |  | No | No | Unknown - Unlikely Lead | Don't Know |  |  |  | No | Other |  | Will Inspect meter box at a later date | Unknown - Unlikely Lead |  |  |  | No | Other |  | Will Inspect meter box at a later date | Unknown | Don't Know | Don't Know |  | Building | Unknown | Unknown | No |  |  | Unknown
2117 | 1210 W CLINTON ST, HOBBS NM |  | No | No | Unknown - Unlikely Lead | Don't Know |  |  |  | No | Other |  | Will Inspect meter box at a later date | Unknown - Unlikely Lead |  |  |  | No | Other |  | Will Inspect meter box at a later date | Unknown | Don't Know | Don't Know |  | Building | Unknown | Unknown | No |  |  | Unknown
320 | 1419 E ALSTON ST, HOBBS NM |  | No | No | Unknown - Unlikely Lead | Don't Know |  |  |  | No | Other |  | Will Inspect meter box at a later date | Unknown - Unlikely Lead |  |  |  | No | Other |  | Will Inspect meter box at a later date | Unknown | Don't Know | Don't Know |  | Building | Unknown | Unknown | No |  |  | Unknown
3013 | 3901 N CENTRAL N 102, HOBBS NM |  | No | No | Non-Lead - Plastic | No | 2009 | 3/4 | Field inspection only with no records | Yes | Visual inspection at the meter pit | 05/26/2024 00:00:00 |  | Non-Lead - Plastic | 2009 | 3/4 | Installation date after lead ban | Yes | Visual inspection at the meter pit | 05/26/2024 00:00:00 |  | Non-Lead | No | No |  | Single Family Residence |  | No | No |  |  | Non-Lead
14371 | 1530 YESO PL, HOBBS NM |  | No | No | Unknown - Unlikely Lead | Don't Know |  |  |  | No | Other |  | Will Inspect meter box at a later date | Unknown - Unlikely Lead |  |  |  | No | Other |  | Will Inspect meter box at a later date | Unknown | Don't Know | Don't Know |  | Building | Unknown | Unknown | No |  |  | Unknown
13792 | 1205 N UTE PL, HOBBS NM |  | No | No | Unknown - Unlikely Lead | Don't Know |  |  |  | No | Other |  | Will Inspect meter box at a later date | Unknown - Unlikely Lead |  |  |  | No | Other |  | Will Inspect meter box at a later date | Unknown | Don't Know | Don't Know |  | Building | Unknown | Unknown | No |  |  | Unknown
1447 | 1738 N BRAZOS AVE, HOBBS NM |  | No | No | Unknown - Unlikely Lead | Don't Know |  |  |  | No | Other |  | Will Inspect meter box at a later date | Unknown - Unlikely Lead |  |  |  | No | Other |  | Will Inspect meter box at a later date | Unknown | Don't Know | Don't Know |  | Building | Unknown | Unknown | No |  |  | Unknown
3263 | 406 W COCHITI AVE, HOBBS NM |  | No | No | Unknown - Unlikely Lead | Don't Know |  |  |  | No | Other |  | Will Inspect meter box at a later date | Unknown - Unlikely Lead |  |  |  | No | Other |  | Will Inspect meter box at a later date | Unknown | Don't Know | Don't Know |  | Building | Unknown | Unknown | No |  |  | Unknown
3538 | 1530 N COLEMAN ST, HOBBS NM |  | No | No | Unknown - Unlikely Lead | Don't Know |  |  |  | No | Other |  | Will Inspect meter box at a later date | Unknown - Unlikely Lead |  |  |  | No | Other |  | Will Inspect meter box at a later date | Unknown | Don't Know | Don't Know |  | Building | Unknown | Unknown | No |  |  | Unknown
13775 | 2407 N TRES AMIGO DR, HOBBS NM |  | No | No | Unknown - Unlikely Lead | Don't Know |  |  |  | No | Other |  | Will Inspect meter box at a later date | Unknown - Unlikely Lead |  |  |  | No | Other |  | Will Inspect meter box at a later date | Unknown | Don't Know | Don't Know |  | Building | Unknown | Unknown | No |  |  | Unknown
2509 | 917 W COAL AVE, HOBBS NM |  | No | No | Unknown - Unlikely Lead | Don't Know |  |  |  | No | Other |  | Will Inspect meter box at a later date | Unknown - Unlikely Lead |  |  |  | No | Other |  | Will Inspect meter box at a later date | Unknown | Don't Know | Don't Know |  | Building | Unknown | Unknown | No |  |  | Unknown
2683 | 617 W CIELO DR, HOBBS NM |  | No | No | Unknown - Unlikely Lead | Don't Know |  |  |  | No | Other |  | Will Inspect meter box at a later date | Unknown - Unlikely Lead |  |  |  | No | Other |  | Will Inspect meter box at a later date | Unknown | Don't Know | Don't Know |  | Building | Unknown | Unknown | No |  |  | Unknown
14379 | 1529 YESO CIR, HOBBS NM |  | No | No | Unknown - Unlikely Lead | Don't Know |  |  |  | No | Other |  | Will Inspect meter box at a later date | Unknown - Unlikely Lead |  |  |  | No | Other |  | Will Inspect meter box at a later date | Unknown | Don't Know | Don't Know |  | Building | Unknown | Unknown | No |  |  | Unknown
2506 | 721 W COAL AVE, HOBBS NM |  | No | No | Unknown - Unlikely Lead | Don't Know |  |  |  | No | Other |  | Will Inspect meter box at a later date | Unknown - Unlikely Lead |  |  |  | No | Other |  | Will Inspect meter box at a later date | Unknown | Don't Know | Don't Know |  | Building | Unknown | Unknown | No |  |  | Unknown
2975 | 3519 N CENTRAL DR, HOBBS NM |  | No | No | Non-Lead - Plastic | No | 2009 | 3/4 | Field inspection only with no records | Yes | Visual inspection at the meter pit | 05/26/2024 00:00:00 |  | Non-Lead - Plastic | 2009 | 3/4 | Installation date after lead ban | Yes | Visual inspection at the meter pit | 05/26/2024 00:00:00 |  | Non-Lead | No | No |  | Single Family Residence |  | No | No |  |  | Non-Lead
2541 | 311 W CAIN ST, HOBBS NM |  | No | No | Unknown - Unlikely Lead | Don't Know |  |  |  | No | Other |  | Will Inspect meter box at a later date | Unknown - Unlikely Lead |  |  |  | No | Other |  | Will Inspect meter box at a later date | Unknown | Don't Know | Don't Know |  | Building | Unknown | Unknown | No |  |  | Unknown
4432 | 3419 N DAL PASO BLD 7 C, HOBBS NM |  | No | No | Non-Lead - Plastic | No | 2020 | 3/4 | Field inspection only with no records | Yes | Visual inspection at the meter pit | 05/26/2024 00:00:00 |  | Non-Lead - Plastic |  | 3/4 | Installation date after lead ban | Yes | Visual inspection at the meter pit | 05/26/2024 00:00:00 |  | Non-Lead | No | No |  | Single Family Residence |  | No | No |  |  | Non-Lead
4416 | 3419 N DAL PASO BLD 8 D, HOBBS NM |  | No | No | Non-Lead - Plastic | No | 2020 | 3/4 | Field inspection only with no records | Yes | Visual inspection at the meter pit | 05/26/2024 00:00:00 |  | Non-Lead - Plastic |  | 3/4 | Installation date after lead ban | Yes | Visual inspection at the meter pit | 05/26/2024 00:00:00 |  | Non-Lead | No | No |  | Single Family Residence |  | No | No |  |  | Non-Lead
14384 | 627 E YUCCA ST, HOBBS NM |  | No | No | Unknown - Unlikely Lead | Don't Know |  |  |  | No | Other |  | Will Inspect meter box at a later date | Unknown - Unlikely Lead |  |  |  | No | Other |  | Will Inspect meter box at a later date | Unknown | Don't Know | Don't Know |  | Building | Unknown | Unknown | No |  |  | Unknown
1728 | 1829 N BRECKON DR, HOBBS NM |  | No | No | Unknown - Unlikely Lead | Don't Know |  |  |  | No | Other |  | Will Inspect meter box at a later date | Unknown - Unlikely Lead |  |  |  | No | Other |  | Will Inspect meter box at a later date | Unknown | Don't Know | Don't Know |  | Building | Unknown | Unknown | No |  |  | Unknown
2334 | 1000 N COCHRAN ST, HOBBS NM |  | No | No | Unknown - Unlikely Lead | Don't Know |  |  |  | No | Other |  | Will Inspect meter box at a later date | Unknown - Unlikely Lead |  |  |  | No | Other |  | Will Inspect meter box at a later date | Unknown | Don't Know | Don't Know |  | Building | Unknown | Unknown | No |  |  | Unknown
14110 | 100 S WILLOW ST, HOBBS NM |  | No | No | Unknown - Unlikely Lead | Don't Know |  |  |  | No | Other |  | Will Inspect meter box at a later date | Unknown - Unlikely Lead |  |  |  | No | Other |  | Will Inspect meter box at a later date | Unknown | Don't Know | Don't Know |  | Building | Unknown | Unknown | No |  |  | Unknown
4138 | 4308 CORTO CT, HOBBS NM |  | No | No | Unknown - Unlikely Lead | Don't Know |  |  |  | No | Other |  | Will Inspect meter box at a later date | Unknown - Unlikely Lead |  |  |  | No | Other |  | Will Inspect meter box at a later date | Unknown | Don't Know | Don't Know |  | Building | Unknown | Unknown | No |  |  | Unknown
2797 | 1129 W COPPER AVE, HOBBS NM |  | No | No | Unknown - Unlikely Lead | Don't Know |  |  |  | No | Other |  | Will Inspect meter box at a later date | Unknown - Unlikely Lead |  |  |  | No | Other |  | Will Inspect meter box at a later date | Unknown | Don't Know | Don't Know |  | Building | Unknown | Unknown | No |  |  | Unknown
2270 | 517 N COCHRAN ST, HOBBS NM |  | No | No | Unknown - Unlikely Lead | Don't Know |  |  |  | No | Other |  | Will Inspect meter box at a later date | Unknown - Unlikely Lead |  |  |  | No | Other |  | Will Inspect meter box at a later date | Unknown | Don't Know | Don't Know |  | Building | Unknown | Unknown | No |  |  | Unknown
14173 | 2225 N WEST COUNTY RD, HOBBS NM |  | No | No | Unknown - Unlikely Lead | Don't Know |  |  |  | No | Other |  | Will Inspect meter box at a later date | Unknown - Unlikely Lead |  |  |  | No | Other |  | Will Inspect meter box at a later date | Unknown | Don't Know | Don't Know |  | Building | Unknown | Unknown | No |  |  | Unknown
4181 | 4009 N CORTEZ ST, HOBBS NM |  | No | No | Unknown - Unlikely Lead | Don't Know |  |  |  | No | Other |  | Will Inspect meter box at a later date | Unknown - Unlikely Lead |  |  |  | No | Other |  | Will Inspect meter box at a later date | Unknown | Don't Know | Don't Know |  | Building | Unknown | Unknown | No |  |  | Unknown
294 | 2804 N ALBERTSON DR, HOBBS NM |  | No | No | Unknown - Unlikely Lead | Don't Know |  |  |  | No | Other |  | Will Inspect meter box at a later date | Unknown - Unlikely Lead |  |  |  | No | Other |  | Will Inspect meter box at a later date | Unknown | Don't Know | Don't Know |  | Building | Unknown | Unknown | No |  |  | Unknown
348 | 300 E ALSTON ST, HOBBS NM |  | No | No | Unknown - Unlikely Lead | Don't Know |  |  |  | No | Other |  | Will Inspect meter box at a later date | Unknown - Unlikely Lead |  |  |  | No | Other |  | Will Inspect meter box at a later date | Unknown | Don't Know | Don't Know |  | Building | Unknown | Unknown | No |  |  | Unknown
1750 | 54 BROADMOOR PARK, HOBBS NM |  | No | No | Non-Lead - Plastic | No | 2003 | 3/4 | Field inspection only with no records | Yes | Visual inspection at the meter pit | 05/26/2024 00:00:00 |  | Non-Lead - Plastic | 2003 | 3/4 | Installation date after lead ban | Yes | Visual inspection at the meter pit | 05/26/2024 00:00:00 |  | Non-Lead | No | No |  | Single Family Residence |  | No | No |  |  | Non-Lead
2316 | 1321 N COCHRAN ST, HOBBS NM |  | No | No | Unknown - Unlikely Lead | Don't Know |  |  |  | No | Other |  | Will Inspect meter box at a later date | Unknown - Unlikely Lead |  |  |  | No | Other |  | Will Inspect meter box at a later date | Unknown | Don't Know | Don't Know |  | Building | Unknown | Unknown | No |  |  | Unknown
2067 | 1403 E CLINTON ST, HOBBS NM |  | No | No | Unknown - Unlikely Lead | Don't Know |  |  |  | No | Other |  | Will Inspect meter box at a later date | Unknown - Unlikely Lead |  |  |  | No | Other |  | Will Inspect meter box at a later date | Unknown | Don't Know | Don't Know |  | Building | Unknown | Unknown | No |  |  | Unknown
4228 | 2707 N DAL PASO ST #5, HOBBS NM |  | No | No | Unknown - Unlikely Lead | Don't Know |  |  |  | No | Other |  | Will Inspect meter box at a later date | Unknown - Unlikely Lead |  |  |  | No | Other |  | Will Inspect meter box at a later date | Unknown | Don't Know | Don't Know |  | Building | Unknown | Unknown | No |  |  | Unknown
3180 | 3901 N CENTRAL M 105, HOBBS NM |  | No | No | Non-Lead - Plastic | No | 2009 | 3/4 | Field inspection only with no records | Yes | Visual inspection at the meter pit | 05/26/2024 00:00:00 |  | Non-Lead - Plastic | 2009 | 3/4 | Installation date after lead ban | Yes | Visual inspection at the meter pit | 05/26/2024 00:00:00 |  | Non-Lead | No | No |  | Single Family Residence |  | No | No |  |  | Non-Lead
3802 | 1529 CORDOBA LN, HOBBS NM |  | No | No | Unknown - Unlikely Lead | Don't Know |  |  |  | No | Other |  | Will Inspect meter box at a later date | Unknown - Unlikely Lead |  |  |  | No | Other |  | Will Inspect meter box at a later date | Unknown | Don't Know | Don't Know |  | Building | Unknown | Unknown | No |  |  | Unknown
11718 | 20-A STONECREST CT, HOBBS NM |  | No | No | Non-Lead - Plastic | No | 1982 | 3/4 | Field inspection only with no records | Yes | Visual inspection at the meter pit | 05/26/2024 00:00:00 |  | Non-Lead - Plastic |  | 3/4 | Installation date after lead ban | Yes | Visual inspection at the meter pit | 05/26/2024 00:00:00 | Will Inspect meter box at a later date | Non-Lead | Don't Know | Don't Know |  | Single Family Residence |  | Unknown | No |  |  | Non-Lead
4195 | 2909 N CARINO DR, HOBBS NM |  | No | No | Non-Lead - Plastic | Don't Know | 2019 | 1 | Field inspection only with no records | Yes | Visual inspection at the meter pit | 08/19/2024 00:00:00 |  | Non-Lead - Plastic | 2019 | 1 | Field inspection only with no records | Yes | Visual inspection at the meter pit | 08/19/2024 00:00:00 |  | Non-Lead | No | Don't Know |  | Single Family Residence |  | No | No |  |  | Non-Lead
3842 | 3520 CAMINO REAL, HOBBS NM |  | No | No | Unknown - Unlikely Lead | Don't Know |  |  |  | No | Other |  | Will Inspect meter box at a later date | Unknown - Unlikely Lead |  |  |  | No | Other |  | Will Inspect meter box at a later date | Unknown | Don't Know | Don't Know |  | Building | Unknown | Unknown | No |  |  | Unknown
13665 | 1109 S THORP ST, HOBBS NM |  | No | No | Unknown - Unlikely Lead | Don't Know |  |  |  | No | Other |  | Will Inspect meter box at a later date | Unknown - Unlikely Lead |  |  |  | No | Other |  | Will Inspect meter box at a later date | Unknown | Don't Know | Don't Know |  | Building | Unknown | Unknown | No |  |  | Unknown
2763 | 806 W COPPER AVE, HOBBS NM |  | No | No | Unknown - Unlikely Lead | Don't Know |  |  |  | No | Other |  | Will Inspect meter box at a later date | Unknown - Unlikely Lead |  |  |  | No | Other |  | Will Inspect meter box at a later date | Unknown | Don't Know | Don't Know |  | Building | Unknown | Unknown | No |  |  | Unknown
3233 | 3525 N CENTRAL DR, HOBBS NM |  | No | No | Unknown - Unlikely Lead | Don't Know |  |  |  | No | Other |  | Will Inspect meter box at a later date | Unknown - Unlikely Lead |  |  |  | No | Other |  | Will Inspect meter box at a later date | Unknown | Don't Know | Don't Know |  | Building | Unknown | Unknown | No |  |  | Unknown
3231 | 3515 N CENTRAL DR, HOBBS NM |  | No | No | Unknown - Unlikely Lead | Don't Know |  |  |  | No | Other |  | Will Inspect meter box at a later date | Unknown - Unlikely Lead |  |  |  | No | Other |  | Will Inspect meter box at a later date | Unknown | Don't Know | Don't Know |  | Building | Unknown | Unknown | No |  |  | Unknown
3487 | 220 N CECIL ST, HOBBS NM |  | No | No | Unknown - Unlikely Lead | Don't Know |  |  |  | No | Other |  | Will Inspect meter box at a later date | Unknown - Unlikely Lead |  |  |  | No | Other |  | Will Inspect meter box at a later date | Unknown | Don't Know | Don't Know |  | Building | Unknown | Unknown | No |  |  | Unknown
4158 | 1521 N CATHERINE DR, HOBBS NM |  | No | No | Unknown - Unlikely Lead | Don't Know |  |  |  | No | Other |  | Will Inspect meter box at a later date | Unknown - Unlikely Lead |  |  |  | No | Other |  | Will Inspect meter box at a later date | Unknown | Don't Know | Don't Know |  | Building | Unknown | Unknown | No |  |  | Unknown
2700 | 2818 CIELO AZUL, HOBBS NM |  | No | No | Non-Lead - Plastic | Don't Know | 2019 | 1 | Field inspection only with no records | Yes | Visual inspection at the meter pit | 08/19/2024 00:00:00 |  | Non-Lead - Plastic | 2019 | 1 | Field inspection only with no records | Yes | Visual inspection at the meter pit | 08/19/2024 00:00:00 |  | Non-Lead | No | Don't Know |  | Single Family Residence |  | No | No |  |  | Non-Lead
3751 | 1019 W COLLEGE LN, HOBBS NM |  | No | No | Unknown - Unlikely Lead | Don't Know |  |  |  | No | Other |  | Will Inspect meter box at a later date | Unknown - Unlikely Lead |  |  |  | No | Other |  | Will Inspect meter box at a later date | Unknown | Don't Know | Don't Know |  | Building | Unknown | Unknown | No |  |  | Unknown
3671 | 1600 N CHAMA DR, HOBBS NM |  | No | No | Unknown - Unlikely Lead | Don't Know |  |  |  | No | Other |  | Will Inspect meter box at a later date | Unknown - Unlikely Lead |  |  |  | No | Other |  | Will Inspect meter box at a later date | Unknown | Don't Know | Don't Know |  | Building | Unknown | Unknown | No |  |  | Unknown
2874 | 327 W CLEARFORK DR, HOBBS NM |  | No | No | Unknown - Unlikely Lead | Don't Know |  |  |  | No | Other |  | Will Inspect meter box at a later date | Unknown - Unlikely Lead |  |  |  | No | Other |  | Will Inspect meter box at a later date | Unknown | Don't Know | Don't Know |  | Building | Unknown | Unknown | No |  |  | Unknown
2739 | 416 W COPPER AVE, HOBBS NM |  | No | No | Unknown - Unlikely Lead | Don't Know |  |  |  | No | Other |  | Will Inspect meter box at a later date | Unknown - Unlikely Lead |  |  |  | No | Other |  | Will Inspect meter box at a later date | Unknown | Don't Know | Don't Know |  | Building | Unknown | Unknown | No |  |  | Unknown
2785 | 909 W COPPER AVE, HOBBS NM |  | No | No | Unknown - Unlikely Lead | Don't Know |  |  |  | No | Other |  | Will Inspect meter box at a later date | Unknown - Unlikely Lead |  |  |  | No | Other |  | Will Inspect meter box at a later date | Unknown | Don't Know | Don't Know |  | Building | Unknown | Unknown | No |  |  | Unknown
4292 | 2600 N DAL PASO ST, HOBBS NM |  | No | No | Unknown - Unlikely Lead | Don't Know |  |  |  | No | Other |  | Will Inspect meter box at a later date | Unknown - Unlikely Lead |  |  |  | No | Other |  | Will Inspect meter box at a later date | Unknown | Don't Know | Don't Know |  | Building | Unknown | Unknown | No |  |  | Unknown
3685 | 1708 N CHAMA DR, HOBBS NM |  | No | No | Unknown - Unlikely Lead | Don't Know |  |  |  | No | Other |  | Will Inspect meter box at a later date | Unknown - Unlikely Lead |  |  |  | No | Other |  | Will Inspect meter box at a later date | Unknown | Don't Know | Don't Know |  | Building | Unknown | Unknown | No |  |  | Unknown
4490 | 615 S DAL PASO ST, HOBBS NM |  | No | No | Unknown - Unlikely Lead | Don't Know |  |  |  | No | Other |  | Will Inspect meter box at a later date | Unknown - Unlikely Lead |  |  |  | No | Other |  | Will Inspect meter box at a later date | Unknown | Don't Know | Don't Know |  | Building | Unknown | Unknown | No |  |  | Unknown
1732 | 1722 N BRECKON DR, HOBBS NM |  | No | No | Unknown - Unlikely Lead | Don't Know |  |  |  | No | Other |  | Will Inspect meter box at a later date | Unknown - Unlikely Lead |  |  |  | No | Other |  | Will Inspect meter box at a later date | Unknown | Don't Know | Don't Know |  | Building | Unknown | Unknown | No |  |  | Unknown
3172 | 3901 N CENTRAL M 203, HOBBS NM |  | No | No | Non-Lead - Plastic | No | 2009 | 3/4 | Field inspection only with no records | Yes | Visual inspection at the meter pit | 05/26/2024 00:00:00 |  | Non-Lead - Plastic | 2009 | 3/4 | Installation date after lead ban | Yes | Visual inspection at the meter pit | 05/26/2024 00:00:00 |  | Non-Lead | No | No |  | Single Family Residence |  | No | No |  |  | Non-Lead
3248 | 1300 W COCHITI AVE, HOBBS NM |  | No | No | Unknown - Unlikely Lead | Don't Know |  |  |  | No | Other |  | Will Inspect meter box at a later date | Unknown - Unlikely Lead |  |  |  | No | Other |  | Will Inspect meter box at a later date | Unknown | Don't Know | Don't Know |  | Building | Unknown | Unknown | No |  |  | Unknown
1935 | 1621 E BOND ST, HOBBS NM |  | No | No | Unknown - Unlikely Lead | Don't Know |  |  |  | No | Other |  | Will Inspect meter box at a later date | Unknown - Unlikely Lead |  |  |  | No | Other |  | Will Inspect meter box at a later date | Unknown | Don't Know | Don't Know |  | Building | Unknown | Unknown | No |  |  | Unknown
4316 | 3320 N DAL PASO ST #5, HOBBS NM |  | No | No | Non-Lead - Plastic | No | 1986 | 3/4 | Field inspection only with no records | Yes | Visual inspection at the meter pit | 05/26/2024 00:00:00 |  | Non-Lead - Plastic |  | 3/4 | Installation date after lead ban | Yes | Visual inspection at the meter pit | 05/26/2024 00:00:00 |  | Non-Lead | No | No |  | Single Family Residence |  | No | No |  |  | Non-Lead
1711 | 1815 N BRECKON DR, HOBBS NM |  | No | No | Unknown - Unlikely Lead | Don't Know |  |  |  | No | Other |  | Will Inspect meter box at a later date | Unknown - Unlikely Lead |  |  |  | No | Other |  | Will Inspect meter box at a later date | Unknown | Don't Know | Don't Know |  | Building | Unknown | Unknown | No |  |  | Unknown
4008 | 2513 CATTLE CALL DR, HOBBS NM |  | No | No | Unknown - Unlikely Lead | Don't Know |  |  |  | No | Other |  | Will Inspect meter box at a later date | Unknown - Unlikely Lead |  |  |  | No | Other |  | Will Inspect meter box at a later date | Unknown | Don't Know | Don't Know |  | Building | Unknown | Unknown | No |  |  | Unknown
2036 | 1200 E CLINTON ST, HOBBS NM |  | No | No | Unknown - Unlikely Lead | Don't Know |  |  |  | No | Other |  | Will Inspect meter box at a later date | Unknown - Unlikely Lead |  |  |  | No | Other |  | Will Inspect meter box at a later date | Unknown | Don't Know | Don't Know |  | Building | Unknown | Unknown | No |  |  | Unknown
1425 | 4900 N BREANNA, HOBBS NM |  | No | No | Non-Lead - Plastic |  | 2008 | 1 | Installation date after lead ban | No | Other |  | Newer Construction, verified by GIS Mapping | Non-Lead - Plastic | 2008 | 1 | Installation date after lead ban | No | Other |  | Newer Construction, verified by GIS Mapping | Non-Lead | No | No |  | Single Family Residence |  | Unknown | No |  |  | Non-Lead
1856 | 100 E BROADWAY ST, HOBBS NM |  | No | No | Unknown - Unlikely Lead | Don't Know |  |  |  | No | Other |  | Will Inspect meter box at a later date | Unknown - Unlikely Lead |  |  |  | No | Other |  | Will Inspect meter box at a later date | Unknown | Don't Know | Don't Know |  | Building | Unknown | Unknown | No |  |  | Unknown
2752 | 1100 W COPPER AVE, HOBBS NM |  | No | No | Unknown - Unlikely Lead | Don't Know |  |  |  | No | Other |  | Will Inspect meter box at a later date | Unknown - Unlikely Lead |  |  |  | No | Other |  | Will Inspect meter box at a later date | Unknown | Don't Know | Don't Know |  | Building | Unknown | Unknown | No |  |  | Unknown
2847 | 421 E CLEARFORK DR, HOBBS NM |  | No | No | Unknown - Unlikely Lead | Don't Know |  |  |  | No | Other |  | Will Inspect meter box at a later date | Unknown - Unlikely Lead |  |  |  | No | Other |  | Will Inspect meter box at a later date | Unknown | Don't Know | Don't Know |  | Building | Unknown | Unknown | No |  |  | Unknown
3138 | 3901 N CENTRAL G 301, HOBBS NM |  | No | No | Non-Lead - Plastic | No | 2009 | 3/4 | Field inspection only with no records | Yes | Visual inspection at the meter pit | 05/26/2024 00:00:00 |  | Non-Lead - Plastic | 2009 | 3/4 | Installation date after lead ban | Yes | Visual inspection at the meter pit | 05/26/2024 00:00:00 |  | Non-Lead | No | No |  | Single Family Residence |  | No | No |  |  | Non-Lead
3773 | 1617 W CAMINO DEL ARCO, HOBBS NM |  | No | No | Unknown - Unlikely Lead | Don't Know |  |  |  | No | Other |  | Will Inspect meter box at a later date | Unknown - Unlikely Lead |  |  |  | No | Other |  | Will Inspect meter box at a later date | Unknown | Don't Know | Don't Know |  | Building | Unknown | Unknown | No |  |  | Unknown
1401 | 816 W BYERS ST, HOBBS NM |  | No | No | Unknown - Unlikely Lead | Don't Know |  |  |  | No | Other |  | Will Inspect meter box at a later date | Unknown - Unlikely Lead |  |  |  | No | Other |  | Will Inspect meter box at a later date | Unknown | Don't Know | Don't Know |  | Building | Unknown | Unknown | No |  |  | Unknown
4468 | 717 S DAL PASO ST, HOBBS NM |  | No | No | Unknown - Unlikely Lead | Don't Know |  |  |  | No | Other |  | Will Inspect meter box at a later date | Unknown - Unlikely Lead |  |  |  | No | Other |  | Will Inspect meter box at a later date | Unknown | Don't Know | Don't Know |  | Building | Unknown | Unknown | No |  |  | Unknown
3838 | 1514 CAMINO REAL, HOBBS NM |  | No | No | Unknown - Unlikely Lead | Don't Know |  |  |  | No | Other |  | Will Inspect meter box at a later date | Unknown - Unlikely Lead |  |  |  | No | Other |  | Will Inspect meter box at a later date | Unknown | Don't Know | Don't Know |  | Building | Unknown | Unknown | No |  |  | Unknown
2656 | 1801 N CIELO DR, HOBBS NM |  | No | No | Unknown - Unlikely Lead | Don't Know |  |  |  | No | Other |  | Will Inspect meter box at a later date | Unknown - Unlikely Lead |  |  |  | No | Other |  | Will Inspect meter box at a later date | Unknown | Don't Know | Don't Know |  | Building | Unknown | Unknown | No |  |  | Unknown
3951 | 1015 W CALLE SUR ST, HOBBS NM |  | No | No | Unknown - Unlikely Lead | Don't Know |  |  |  | No | Other |  | Will Inspect meter box at a later date | Unknown - Unlikely Lead |  |  |  | No | Other |  | Will Inspect meter box at a later date | Unknown | Don't Know | Don't Know |  | Building | Unknown | Unknown | No |  |  | Unknown
1944 | 1916 E BOND ST, HOBBS NM |  | No | No | Unknown - Unlikely Lead | Don't Know |  |  |  | No | Other |  | Will Inspect meter box at a later date | Unknown - Unlikely Lead |  |  |  | No | Other |  | Will Inspect meter box at a later date | Unknown | Don't Know | Don't Know |  | Building | Unknown | Unknown | No |  |  | Unknown
2589 | 220 S AVENUE C, HOBBS NM |  | No | No | Unknown - Unlikely Lead | Don't Know |  |  |  | No | Other |  | Will Inspect meter box at a later date | Unknown - Unlikely Lead |  |  |  | No | Other |  | Will Inspect meter box at a later date | Unknown | Don't Know | Don't Know |  | Building | Unknown | Unknown | No |  |  | Unknown
3024 | 3901 N CENTRAL E 305, HOBBS NM |  | No | No | Non-Lead - Plastic | No | 2009 | 3/4 | Field inspection only with no records | Yes | Visual inspection at the meter pit | 05/26/2024 00:00:00 |  | Non-Lead - Plastic | 2009 | 3/4 | Installation date after lead ban | Yes | Visual inspection at the meter pit | 05/26/2024 00:00:00 |  | Non-Lead | No | No |  | Single Family Residence |  | No | No |  |  | Non-Lead
14082 | 309 E WOLFCAMP DR, HOBBS NM |  | No | No | Unknown - Unlikely Lead | Don't Know |  |  |  | No | Other |  | Will Inspect meter box at a later date | Unknown - Unlikely Lead |  |  |  | No | Other |  | Will Inspect meter box at a later date | Unknown | Don't Know | Don't Know |  | Building | Unknown | Unknown | No |  |  | Unknown
3758 | 1612 W COLLEGE LN, HOBBS NM |  | No | No | Unknown - Unlikely Lead | Don't Know |  |  |  | No | Other |  | Will Inspect meter box at a later date | Unknown - Unlikely Lead |  |  |  | No | Other |  | Will Inspect meter box at a later date | Unknown | Don't Know | Don't Know |  | Building | Unknown | Unknown | No |  |  | Unknown
1600 | 1606 BRADLEY CT, HOBBS NM |  | No | No | Unknown - Unlikely Lead | Don't Know |  |  |  | No | Other |  | Will Inspect meter box at a later date | Unknown - Unlikely Lead |  |  |  | No | Other |  | Will Inspect meter box at a later date | Unknown | Don't Know | Don't Know |  | Building | Unknown | Unknown | No |  |  | Unknown
14242 | 1117 E YESO DR, HOBBS NM |  | No | No | Unknown - Unlikely Lead | Don't Know |  |  |  | No | Other |  | Will Inspect meter box at a later date | Unknown - Unlikely Lead |  |  |  | No | Other |  | Will Inspect meter box at a later date | Unknown | Don't Know | Don't Know |  | Building | Unknown | Unknown | No |  |  | Unknown
1423 | 5016 N BREANNA, HOBBS NM |  | No | No | Non-Lead - Plastic |  | 2008 | 1 | Installation date after lead ban | No | Other |  | Newer Construction, verified by GIS Mapping | Non-Lead - Plastic | 2008 | 1 | Installation date after lead ban | No | Other |  | Newer Construction, verified by GIS Mapping | Non-Lead | No | No |  | Single Family Residence |  | Unknown | No |  |  | Non-Lead
14254 | 900 E YESO DR #23, HOBBS NM |  | No | No | Unknown - Unlikely Lead | Don't Know |  |  |  | No | Other |  | Will Inspect meter box at a later date | Unknown - Unlikely Lead |  |  |  | No | Other |  | Will Inspect meter box at a later date | Unknown | Don't Know | Don't Know |  | Building | Unknown | Unknown | No |  |  | Unknown
2207 | 310 W CASTLE AVE, HOBBS NM |  | No | No | Unknown - Unlikely Lead | Don't Know |  |  |  | No | Other |  | Will Inspect meter box at a later date | Unknown - Unlikely Lead |  |  |  | No | Other |  | Will Inspect meter box at a later date | Unknown | Don't Know | Don't Know |  | Building | Unknown | Unknown | No |  |  | Unknown
429 | 125 W ALTO DR, HOBBS NM |  | No | No | Unknown - Unlikely Lead | Don't Know |  |  |  | No | Other |  | Will Inspect meter box at a later date | Unknown - Unlikely Lead |  |  |  | No | Other |  | Will Inspect meter box at a later date | Unknown | Don't Know | Don't Know |  | Building | Unknown | Unknown | No |  |  | Unknown
3894 | 4118 N CALLE GRANDE, HOBBS NM |  | No | No | Unknown - Unlikely Lead | Don't Know |  |  |  | No | Other |  | Will Inspect meter box at a later date | Unknown - Unlikely Lead |  |  |  | No | Other |  | Will Inspect meter box at a later date | Unknown | Don't Know | Don't Know |  | Building | Unknown | Unknown | No |  |  | Unknown
2969 | 3901 N CENTRAL L 303, HOBBS NM |  | No | No | Non-Lead - Plastic | No | 2009 | 3/4 | Field inspection only with no records | Yes | Visual inspection at the meter pit | 05/26/2024 00:00:00 |  | Non-Lead - Plastic | 2009 | 3/4 | Installation date after lead ban | Yes | Visual inspection at the meter pit | 05/26/2024 00:00:00 |  | Non-Lead | No | No |  | Single Family Residence |  | No | No |  |  | Non-Lead
2073 | 423 E CLINTON ST, HOBBS NM |  | No | No | Unknown - Unlikely Lead | Don't Know |  |  |  | No | Other |  | Will Inspect meter box at a later date | Unknown - Unlikely Lead |  |  |  | No | Other |  | Will Inspect meter box at a later date | Unknown | Don't Know | Don't Know |  | Building | Unknown | Unknown | No |  |  | Unknown
3947 | 600-717 W CALLE SUR ST, HOBBS NM |  | No | No | Unknown - Unlikely Lead | Don't Know |  |  |  | No | Other |  | Will Inspect meter box at a later date | Unknown - Unlikely Lead |  |  |  | No | Other |  | Will Inspect meter box at a later date | Unknown | Don't Know | Don't Know |  | Building | Unknown | Unknown | No |  |  | Unknown
413 | 300 E ALTO DR, HOBBS NM |  | No | No | Unknown - Unlikely Lead | Don't Know |  |  |  | No | Other |  | Will Inspect meter box at a later date | Unknown - Unlikely Lead |  |  |  | No | Other |  | Will Inspect meter box at a later date | Unknown | Don't Know | Don't Know |  | Building | Unknown | Unknown | No |  |  | Unknown
13996 | 418 E WHITE ST, HOBBS NM |  | No | No | Unknown - Unlikely Lead | Don't Know |  |  |  | No | Other |  | Will Inspect meter box at a later date | Unknown - Unlikely Lead |  |  |  | No | Other |  | Will Inspect meter box at a later date | Unknown | Don't Know | Don't Know |  | Building | Unknown | Unknown | No |  |  | Unknown
3797 | 1607 W CAMINO DEL ARCO, HOBBS NM |  | No | No | Unknown - Unlikely Lead | Don't Know |  |  |  | No | Other |  | Will Inspect meter box at a later date | Unknown - Unlikely Lead |  |  |  | No | Other |  | Will Inspect meter box at a later date | Unknown | Don't Know | Don't Know |  | Building | Unknown | Unknown | No |  |  | Unknown
14519 | 6125 N NATALIE, HOBBS NM |  | No | No | Non-Lead - Plastic | Don't Know | 2024 | 1 | Field inspection only with no records | Yes | Visual inspection at the meter pit | 09/10/2024 00:00:00 |  | Non-Lead - Plastic | 2024 | 1 | Field inspection only with no records | Yes | Visual inspection at the meter pit | 09/10/2024 00:00:00 |  | Non-Lead | No | Don't Know |  | Single Family Residence |  | No | No |  |  | Non-Lead
3612 | 423 N COLEMAN ST, HOBBS NM |  | No | No | Unknown - Unlikely Lead | Don't Know |  |  |  | No | Other |  | Will Inspect meter box at a later date | Unknown - Unlikely Lead |  |  |  | No | Other |  | Will Inspect meter box at a later date | Unknown | Don't Know | Don't Know |  | Building | Unknown | Unknown | No |  |  | Unknown
3824 | 1526 CORDOBA LN, HOBBS NM |  | No | No | Unknown - Unlikely Lead | Don't Know |  |  |  | No | Other |  | Will Inspect meter box at a later date | Unknown - Unlikely Lead |  |  |  | No | Other |  | Will Inspect meter box at a later date | Unknown | Don't Know | Don't Know |  | Building | Unknown | Unknown | No |  |  | Unknown
13768 | 2410 N TRES AMIGO DR, HOBBS NM |  | No | No | Unknown - Unlikely Lead | Don't Know |  |  |  | No | Other |  | Will Inspect meter box at a later date | Unknown - Unlikely Lead |  |  |  | No | Other |  | Will Inspect meter box at a later date | Unknown | Don't Know | Don't Know |  | Building | Unknown | Unknown | No |  |  | Unknown
3521 | 1116 N CECIL ST, HOBBS NM |  | No | No | Unknown - Unlikely Lead | Don't Know |  |  |  | No | Other |  | Will Inspect meter box at a later date | Unknown - Unlikely Lead |  |  |  | No | Other |  | Will Inspect meter box at a later date | Unknown | Don't Know | Don't Know |  | Building | Unknown | Unknown | No |  |  | Unknown
4029 | 1721 CATTLE CALL DR, HOBBS NM |  | No | No | Unknown - Unlikely Lead | Don't Know |  |  |  | No | Other |  | Will Inspect meter box at a later date | Unknown - Unlikely Lead |  |  |  | No | Other |  | Will Inspect meter box at a later date | Unknown | Don't Know | Don't Know |  | Building | Unknown | Unknown | No |  |  | Unknown
3296 | 1010 W COCHITI AVE, HOBBS NM |  | No | No | Unknown - Unlikely Lead | Don't Know |  |  |  | No | Other |  | Will Inspect meter box at a later date | Unknown - Unlikely Lead |  |  |  | No | Other |  | Will Inspect meter box at a later date | Unknown | Don't Know | Don't Know |  | Building | Unknown | Unknown | No |  |  | Unknown
4476 | 720 S DAL PASO ST, HOBBS NM |  | No | No | Unknown - Unlikely Lead | Don't Know |  |  |  | No | Other |  | Will Inspect meter box at a later date | Unknown - Unlikely Lead |  |  |  | No | Other |  | Will Inspect meter box at a later date | Unknown | Don't Know | Don't Know |  | Building | Unknown | Unknown | No |  |  | Unknown
1855 | 102 E BROADWAY ST, HOBBS NM |  | No | No | Unknown - Unlikely Lead | Don't Know |  |  |  | No | Other |  | Will Inspect meter box at a later date | Unknown - Unlikely Lead |  |  |  | No | Other |  | Will Inspect meter box at a later date | Unknown | Don't Know | Don't Know |  | Building | Unknown | Unknown | No |  |  | Unknown
2616 | 2417 N CIELO DR, HOBBS NM |  | No | No | Unknown - Unlikely Lead | Don't Know |  |  |  | No | Other |  | Will Inspect meter box at a later date | Unknown - Unlikely Lead |  |  |  | No | Other |  | Will Inspect meter box at a later date | Unknown | Don't Know | Don't Know |  | Building | Unknown | Unknown | No |  |  | Unknown
2433 | 216 W COAL AVE, HOBBS NM |  | No | No | Unknown - Unlikely Lead | Don't Know |  |  |  | No | Other |  | Will Inspect meter box at a later date | Unknown - Unlikely Lead |  |  |  | No | Other |  | Will Inspect meter box at a later date | Unknown | Don't Know | Don't Know |  | Building | Unknown | Unknown | No |  |  | Unknown
3697 | 3119 N CIBOLA AVE, HOBBS NM |  | No | No | Unknown - Unlikely Lead | Don't Know |  |  |  | No | Other |  | Will Inspect meter box at a later date | Unknown - Unlikely Lead |  |  |  | No | Other |  | Will Inspect meter box at a later date | Unknown | Don't Know | Don't Know |  | Building | Unknown | Unknown | No |  |  | Unknown
3484 | 209 N CECIL ST, HOBBS NM |  | No | No | Unknown - Unlikely Lead | Don't Know |  |  |  | No | Other |  | Will Inspect meter box at a later date | Unknown - Unlikely Lead |  |  |  | No | Other |  | Will Inspect meter box at a later date | Unknown | Don't Know | Don't Know |  | Building | Unknown | Unknown | No |  |  | Unknown
3656 | 1612 N CHAMA DR, HOBBS NM |  | No | No | Unknown - Unlikely Lead | Don't Know |  |  |  | No | Other |  | Will Inspect meter box at a later date | Unknown - Unlikely Lead |  |  |  | No | Other |  | Will Inspect meter box at a later date | Unknown | Don't Know | Don't Know |  | Building | Unknown | Unknown | No |  |  | Unknown
13734 | 1200 TERRY CT, HOBBS NM |  | No | No | Unknown - Unlikely Lead | Don't Know |  |  |  | No | Other |  | Will Inspect meter box at a later date | Unknown - Unlikely Lead |  |  |  | No | Other |  | Will Inspect meter box at a later date | Unknown | Don't Know | Don't Know |  | Building | Unknown | Unknown | No |  |  | Unknown
14081 | 411 E WOLFCAMP DR, HOBBS NM |  | No | No | Unknown - Unlikely Lead | Don't Know |  |  |  | No | Other |  | Will Inspect meter box at a later date | Unknown - Unlikely Lead |  |  |  | No | Other |  | Will Inspect meter box at a later date | Unknown | Don't Know | Don't Know |  | Building | Unknown | Unknown | No |  |  | Unknown
4067 | 2322 CHARLCIA BLVD, HOBBS NM |  | No | No | Unknown - Unlikely Lead | Don't Know |  |  |  | No | Other |  | Will Inspect meter box at a later date | Unknown - Unlikely Lead |  |  |  | No | Other |  | Will Inspect meter box at a later date | Unknown | Don't Know | Don't Know |  | Building | Unknown | Unknown | No |  |  | Unknown
3079 | 3901 N CENTRAL D 104, HOBBS NM |  | No | No | Non-Lead - Plastic | No | 2009 | 3/4 | Field inspection only with no records | Yes | Visual inspection at the meter pit | 05/26/2024 00:00:00 |  | Non-Lead - Plastic | 2009 | 3/4 | Installation date after lead ban | Yes | Visual inspection at the meter pit | 05/26/2024 00:00:00 |  | Non-Lead | No | No |  | Single Family Residence |  | No | No |  |  | Non-Lead
14080 | 103 E WOLFCAMP DR, HOBBS NM |  | No | No | Unknown - Unlikely Lead | Don't Know |  |  |  | No | Other |  | Will Inspect meter box at a later date | Unknown - Unlikely Lead |  |  |  | No | Other |  | Will Inspect meter box at a later date | Unknown | Don't Know | Don't Know |  | Building | Unknown | Unknown | No |  |  | Unknown
3359 | 1119 W CAPROCK ST, HOBBS NM |  | No | No | Unknown - Unlikely Lead | Don't Know |  |  |  | No | Other |  | Will Inspect meter box at a later date | Unknown - Unlikely Lead |  |  |  | No | Other |  | Will Inspect meter box at a later date | Unknown | Don't Know | Don't Know |  | Building | Unknown | Unknown | No |  |  | Unknown
381 | 404 E ALSTON ST, HOBBS NM |  | No | No | Unknown - Unlikely Lead | Don't Know |  |  |  | No | Other |  | Will Inspect meter box at a later date | Unknown - Unlikely Lead |  |  |  | No | Other |  | Will Inspect meter box at a later date | Unknown | Don't Know | Don't Know |  | Building | Unknown | Unknown | No |  |  | Unknown
2807 | 602 E COPPER AVE, HOBBS NM |  | No | No | Unknown - Unlikely Lead | Don't Know |  |  |  | No | Other |  | Will Inspect meter box at a later date | Unknown - Unlikely Lead |  |  |  | No | Other |  | Will Inspect meter box at a later date | Unknown | Don't Know | Don't Know |  | Building | Unknown | Unknown | No |  |  | Unknown
3362 | 1025 W CAPROCK ST, HOBBS NM |  | No | No | Unknown - Unlikely Lead | Don't Know |  |  |  | No | Other |  | Will Inspect meter box at a later date | Unknown - Unlikely Lead |  |  |  | No | Other |  | Will Inspect meter box at a later date | Unknown | Don't Know | Don't Know |  | Building | Unknown | Unknown | No |  |  | Unknown
2927 | 3901 N CENTRAL A 303, HOBBS NM |  | No | No | Non-Lead - Plastic | No | 2009 | 3/4 | Field inspection only with no records | Yes | Visual inspection at the meter pit | 05/26/2024 00:00:00 |  | Non-Lead - Plastic | 2009 | 3/4 | Installation date after lead ban | Yes | Visual inspection at the meter pit | 05/26/2024 00:00:00 |  | Non-Lead | No | No |  | Single Family Residence |  | No | No |  |  | Non-Lead
13991 | 517 E WHITE ST, HOBBS NM |  | No | No | Unknown - Unlikely Lead | Don't Know |  |  |  | No | Other |  | Will Inspect meter box at a later date | Unknown - Unlikely Lead |  |  |  | No | Other |  | Will Inspect meter box at a later date | Unknown | Don't Know | Don't Know |  | Building | Unknown | Unknown | No |  |  | Unknown
4335 | 2800 N DAL PASO ST, HOBBS NM |  | No | No | Unknown - Unlikely Lead | Don't Know |  |  |  | No | Other |  | Will Inspect meter box at a later date | Unknown - Unlikely Lead |  |  |  | No | Other |  | Will Inspect meter box at a later date | Unknown | Don't Know | Don't Know |  | Building | Unknown | Unknown | No |  |  | Unknown
156 | 2204 N ACOMA DR, HOBBS NM |  | No | No | Unknown - Unlikely Lead | Don't Know |  |  |  | No | Other |  | Will Inspect meter box at a later date | Unknown - Unlikely Lead |  |  |  | No | Other |  | Will Inspect meter box at a later date | Unknown | Don't Know | Don't Know |  | Building | Unknown | Unknown | No |  |  | Unknown
4503 | 500 S DAL PASO ST, HOBBS NM |  | No | No | Unknown - Unlikely Lead | Don't Know |  |  |  | No | Other |  | Will Inspect meter box at a later date | Unknown - Unlikely Lead |  |  |  | No | Other |  | Will Inspect meter box at a later date | Unknown | Don't Know | Don't Know |  | Building | Unknown | Unknown | No |  |  | Unknown
13842 | 3315 N VISTA DR, HOBBS NM |  | No | No | Unknown - Unlikely Lead | Don't Know |  |  |  | No | Other |  | Will Inspect meter box at a later date | Unknown - Unlikely Lead |  |  |  | No | Other |  | Will Inspect meter box at a later date | Unknown | Don't Know | Don't Know |  | Building | Unknown | Unknown | No |  |  | Unknown
1489 | 1821 N BRAZOS AVE, HOBBS NM |  | No | No | Unknown - Unlikely Lead | Don't Know |  |  |  | No | Other |  | Will Inspect meter box at a later date | Unknown - Unlikely Lead |  |  |  | No | Other |  | Will Inspect meter box at a later date | Unknown | Don't Know | Don't Know |  | Building | Unknown | Unknown | No |  |  | Unknown
14042 | 902 E WALKER DR, HOBBS NM |  | No | No | Unknown - Unlikely Lead | Don't Know |  |  |  | No | Other |  | Will Inspect meter box at a later date | Unknown - Unlikely Lead |  |  |  | No | Other |  | Will Inspect meter box at a later date | Unknown | Don't Know | Don't Know |  | Building | Unknown | Unknown | No |  |  | Unknown
3454 | 204 N CECIL ST, HOBBS NM |  | No | No | Unknown - Unlikely Lead | Don't Know |  |  |  | No | Other |  | Will Inspect meter box at a later date | Unknown - Unlikely Lead |  |  |  | No | Other |  | Will Inspect meter box at a later date | Unknown | Don't Know | Don't Know |  | Building | Unknown | Unknown | No |  |  | Unknown
2407 | 1700 E CHILDERS DR, HOBBS NM |  | No | No | Unknown - Unlikely Lead | Don't Know |  |  |  | No | Other |  | Will Inspect meter box at a later date | Unknown - Unlikely Lead |  |  |  | No | Other |  | Will Inspect meter box at a later date | Unknown | Don't Know | Don't Know |  | Building | Unknown | Unknown | No |  |  | Unknown
3207 | 3811 N CENTRAL DR, HOBBS NM |  | No | No | Unknown - Unlikely Lead | Don't Know |  |  |  | No | Other |  | Will Inspect meter box at a later date | Unknown - Unlikely Lead |  |  |  | No | Other |  | Will Inspect meter box at a later date | Unknown | Don't Know | Don't Know |  | Building | Unknown | Unknown | No |  |  | Unknown
434 | 321 W ALTO DR, HOBBS NM |  | No | No | Unknown - Unlikely Lead | Don't Know |  |  |  | No | Other |  | Will Inspect meter box at a later date | Unknown - Unlikely Lead |  |  |  | No | Other |  | Will Inspect meter box at a later date | Unknown | Don't Know | Don't Know |  | Building | Unknown | Unknown | No |  |  | Unknown
2272 | 1106 N COCHRAN ST, HOBBS NM |  | No | No | Unknown - Unlikely Lead | Don't Know |  |  |  | No | Other |  | Will Inspect meter box at a later date | Unknown - Unlikely Lead |  |  |  | No | Other |  | Will Inspect meter box at a later date | Unknown | Don't Know | Don't Know |  | Building | Unknown | Unknown | No |  |  | Unknown
358 | 508 E ALSTON ST, HOBBS NM |  | No | No | Unknown - Unlikely Lead | Don't Know |  |  |  | No | Other |  | Will Inspect meter box at a later date | Unknown - Unlikely Lead |  |  |  | No | Other |  | Will Inspect meter box at a later date | Unknown | Don't Know | Don't Know |  | Building | Unknown | Unknown | No |  |  | Unknown
3861 | 1505 CAMINO REAL, HOBBS NM |  | No | No | Unknown - Unlikely Lead | Don't Know |  |  |  | No | Other |  | Will Inspect meter box at a later date | Unknown - Unlikely Lead |  |  |  | No | Other |  | Will Inspect meter box at a later date | Unknown | Don't Know | Don't Know |  | Building | Unknown | Unknown | No |  |  | Unknown
389 | 1220 E ALSTON ST, HOBBS NM |  | No | No | Unknown - Unlikely Lead | Don't Know |  |  |  | No | Other |  | Will Inspect meter box at a later date | Unknown - Unlikely Lead |  |  |  | No | Other |  | Will Inspect meter box at a later date | Unknown | Don't Know | Don't Know |  | Building | Unknown | Unknown | No |  |  | Unknown
3143 | 3901 N CENTRAL F 101, HOBBS NM |  | No | No | Non-Lead - Plastic | No | 2009 | 3/4 | Field inspection only with no records | Yes | Visual inspection at the meter pit | 05/26/2024 00:00:00 |  | Non-Lead - Plastic | 2009 | 3/4 | Installation date after lead ban | Yes | Visual inspection at the meter pit | 05/26/2024 00:00:00 |  | Non-Lead | No | No |  | Single Family Residence |  | No | No |  |  | Non-Lead
2497 | 615 W COAL AVE, HOBBS NM |  | No | No | Unknown - Unlikely Lead | Don't Know |  |  |  | No | Other |  | Will Inspect meter box at a later date | Unknown - Unlikely Lead |  |  |  | No | Other |  | Will Inspect meter box at a later date | Unknown | Don't Know | Don't Know |  | Building | Unknown | Unknown | No |  |  | Unknown
180 | 305 E ALBERTSON DR, HOBBS NM |  | No | No | Unknown - Unlikely Lead | Don't Know |  |  |  | No | Other |  | Will Inspect meter box at a later date | Unknown - Unlikely Lead |  |  |  | No | Other |  | Will Inspect meter box at a later date | Unknown | Don't Know | Don't Know |  | Building | Unknown | Unknown | No |  |  | Unknown
3906 | 4034 N CALLE GRANDE, HOBBS NM |  | No | No | Unknown - Unlikely Lead | Don't Know |  |  |  | No | Other |  | Will Inspect meter box at a later date | Unknown - Unlikely Lead |  |  |  | No | Other |  | Will Inspect meter box at a later date | Unknown | Don't Know | Don't Know |  | Building | Unknown | Unknown | No |  |  | Unknown
13827 | 3302-D N VISTA DR, HOBBS NM |  | No | No | Unknown - Unlikely Lead | Don't Know |  |  |  | No | Other |  | Will Inspect meter box at a later date | Unknown - Unlikely Lead |  |  |  | No | Other |  | Will Inspect meter box at a later date | Unknown | Don't Know | Don't Know |  | Building | Unknown | Unknown | No |  |  | Unknown
3602 | 509 N COLEMAN ST, HOBBS NM |  | No | No | Unknown - Unlikely Lead | Don't Know |  |  |  | No | Other |  | Will Inspect meter box at a later date | Unknown - Unlikely Lead |  |  |  | No | Other |  | Will Inspect meter box at a later date | Unknown | Don't Know | Don't Know |  | Building | Unknown | Unknown | No |  |  | Unknown
14438 | 517 E YUCCA ST, HOBBS NM |  | No | No | Unknown - Unlikely Lead | Don't Know |  |  |  | No | Other |  | Will Inspect meter box at a later date | Unknown - Unlikely Lead |  |  |  | No | Other |  | Will Inspect meter box at a later date | Unknown | Don't Know | Don't Know |  | Building | Unknown | Unknown | No |  |  | Unknown
13747 | 720 S TEXACO RD, HOBBS NM |  | No | No | Unknown - Unlikely Lead | Don't Know |  |  |  | No | Other |  | Will Inspect meter box at a later date | Unknown - Unlikely Lead |  |  |  | No | Other |  | Will Inspect meter box at a later date | Unknown | Don't Know | Don't Know |  | Building | Unknown | Unknown | No |  |  | Unknown
3489 | 208 N CECIL ST, HOBBS NM |  | No | No | Unknown - Unlikely Lead | Don't Know |  |  |  | No | Other |  | Will Inspect meter box at a later date | Unknown - Unlikely Lead |  |  |  | No | Other |  | Will Inspect meter box at a later date | Unknown | Don't Know | Don't Know |  | Building | Unknown | Unknown | No |  |  | Unknown
3341 | 921 W CAPROCK ST, HOBBS NM |  | No | No | Unknown - Unlikely Lead | Don't Know |  |  |  | No | Other |  | Will Inspect meter box at a later date | Unknown - Unlikely Lead |  |  |  | No | Other |  | Will Inspect meter box at a later date | Unknown | Don't Know | Don't Know |  | Building | Unknown | Unknown | No |  |  | Unknown
2949 | 3901 N CENTRAL A 202, HOBBS NM |  | No | No | Non-Lead - Plastic | No | 2009 | 3/4 | Field inspection only with no records | Yes | Visual inspection at the meter pit | 05/26/2024 00:00:00 |  | Non-Lead - Plastic | 2009 | 3/4 | Installation date after lead ban | Yes | Visual inspection at the meter pit | 05/26/2024 00:00:00 |  | Non-Lead | No | No |  | Single Family Residence |  | No | No |  |  | Non-Lead
3391 | 818 W CAPROCK ST, HOBBS NM |  | No | No | Unknown - Unlikely Lead | Don't Know |  |  |  | No | Other |  | Will Inspect meter box at a later date | Unknown - Unlikely Lead |  |  |  | No | Other |  | Will Inspect meter box at a later date | Unknown | Don't Know | Don't Know |  | Building | Unknown | Unknown | No |  |  | Unknown
2838 | 504 E COPPER AVE, HOBBS NM |  | No | No | Unknown - Unlikely Lead | Don't Know |  |  |  | No | Other |  | Will Inspect meter box at a later date | Unknown - Unlikely Lead |  |  |  | No | Other |  | Will Inspect meter box at a later date | Unknown | Don't Know | Don't Know |  | Building | Unknown | Unknown | No |  |  | Unknown
2548 | 1128 W CAIN ST, HOBBS NM |  | No | No | Unknown - Unlikely Lead | Don't Know |  |  |  | No | Other |  | Will Inspect meter box at a later date | Unknown - Unlikely Lead |  |  |  | No | Other |  | Will Inspect meter box at a later date | Unknown | Don't Know | Don't Know |  | Building | Unknown | Unknown | No |  |  | Unknown
239 | 922 E ALBERTSON DR, HOBBS NM |  | No | No | Unknown - Unlikely Lead | Don't Know |  |  |  | No | Other |  | Will Inspect meter box at a later date | Unknown - Unlikely Lead |  |  |  | No | Other |  | Will Inspect meter box at a later date | Unknown | Don't Know | Don't Know |  | Building | Unknown | Unknown | No |  |  | Unknown
2849 | 409 E CLEARFORK DR, HOBBS NM |  | No | No | Unknown - Unlikely Lead | Don't Know |  |  |  | No | Other |  | Will Inspect meter box at a later date | Unknown - Unlikely Lead |  |  |  | No | Other |  | Will Inspect meter box at a later date | Unknown | Don't Know | Don't Know |  | Building | Unknown | Unknown | No |  |  | Unknown
14044 | 822 E WALKER DR, HOBBS NM |  | No | No | Unknown - Unlikely Lead | Don't Know |  |  |  | No | Other |  | Will Inspect meter box at a later date | Unknown - Unlikely Lead |  |  |  | No | Other |  | Will Inspect meter box at a later date | Unknown | Don't Know | Don't Know |  | Building | Unknown | Unknown | No |  |  | Unknown
2123 | 1404 W CLINTON ST, HOBBS NM |  | No | No | Unknown - Unlikely Lead | Don't Know |  |  |  | No | Other |  | Will Inspect meter box at a later date | Unknown - Unlikely Lead |  |  |  | No | Other |  | Will Inspect meter box at a later date | Unknown | Don't Know | Don't Know |  | Building | Unknown | Unknown | No |  |  | Unknown
4110 | 1113 W CANTERBURY ST, HOBBS NM |  | No | No | Unknown - Unlikely Lead | Don't Know |  |  |  | No | Other |  | Will Inspect meter box at a later date | Unknown - Unlikely Lead |  |  |  | No | Other |  | Will Inspect meter box at a later date | Unknown | Don't Know | Don't Know |  | Building | Unknown | Unknown | No |  |  | Unknown
41 | 617 S 8TH ST, HOBBS NM |  | No | No | Unknown - Unlikely Lead | Don't Know |  |  |  | No | Other |  | Will Inspect meter box at a later date | Unknown - Unlikely Lead |  |  |  | No | Other |  | Will Inspect meter box at a later date | Unknown | Don't Know | Don't Know |  | Building | Unknown | Unknown | No |  |  | Unknown
2731 | 419 W COPPER AVE, HOBBS NM |  | No | No | Unknown - Unlikely Lead | Don't Know |  |  |  | No | Other |  | Will Inspect meter box at a later date | Unknown - Unlikely Lead |  |  |  | No | Other |  | Will Inspect meter box at a later date | Unknown | Don't Know | Don't Know |  | Building | Unknown | Unknown | No |  |  | Unknown
2588 | 321 S AVENUE C, HOBBS NM |  | No | No | Unknown - Unlikely Lead | Don't Know |  |  |  | No | Other |  | Will Inspect meter box at a later date | Unknown - Unlikely Lead |  |  |  | No | Other |  | Will Inspect meter box at a later date | Unknown | Don't Know | Don't Know |  | Building | Unknown | Unknown | No |  |  | Unknown
1540 | 1901 N BLANCO DR, HOBBS NM |  | No | No | Unknown - Unlikely Lead | Don't Know |  |  |  | No | Other |  | Will Inspect meter box at a later date | Unknown - Unlikely Lead |  |  |  | No | Other |  | Will Inspect meter box at a later date | Unknown | Don't Know | Don't Know |  | Building | Unknown | Unknown | No |  |  | Unknown
2302 | 1501 N COCHRAN ST, HOBBS NM |  | No | No | Unknown - Unlikely Lead | Don't Know |  |  |  | No | Other |  | Will Inspect meter box at a later date | Unknown - Unlikely Lead |  |  |  | No | Other |  | Will Inspect meter box at a later date | Unknown | Don't Know | Don't Know |  | Building | Unknown | Unknown | No |  |  | Unknown
1941 | 1912 E BOND ST, HOBBS NM |  | No | No | Unknown - Unlikely Lead | Don't Know |  |  |  | No | Other |  | Will Inspect meter box at a later date | Unknown - Unlikely Lead |  |  |  | No | Other |  | Will Inspect meter box at a later date | Unknown | Don't Know | Don't Know |  | Building | Unknown | Unknown | No |  |  | Unknown
2904 | 3901 N CENTRAL N 103, HOBBS NM |  | No | No | Non-Lead - Plastic | No | 2009 | 3/4 | Field inspection only with no records | Yes | Visual inspection at the meter pit | 05/26/2024 00:00:00 |  | Non-Lead - Plastic | 2009 | 3/4 | Installation date after lead ban | Yes | Visual inspection at the meter pit | 05/26/2024 00:00:00 |  | Non-Lead | No | No |  | Single Family Residence |  | No | No |  |  | Non-Lead
14247 | 721 E YESO DR, HOBBS NM |  | No | No | Unknown - Unlikely Lead | Don't Know |  |  |  | No | Other |  | Will Inspect meter box at a later date | Unknown - Unlikely Lead |  |  |  | No | Other |  | Will Inspect meter box at a later date | Unknown | Don't Know | Don't Know |  | Building | Unknown | Unknown | No |  |  | Unknown
4731 | 301 W DUNNAM ST, HOBBS NM |  | No | No | Unknown - Unlikely Lead | Don't Know |  |  |  | No | Other |  | Will Inspect meter box at a later date | Unknown - Unlikely Lead |  |  |  | No | Other |  | Will Inspect meter box at a later date | Unknown | Don't Know | Don't Know |  | Building | Unknown | Unknown | No |  |  | Unknown
3037 | 3901 N CENTRAL I 206, HOBBS NM |  | No | No | Non-Lead - Plastic | No | 2009 | 3/4 | Field inspection only with no records | Yes | Visual inspection at the meter pit | 05/26/2024 00:00:00 |  | Non-Lead - Plastic | 2009 | 3/4 | Installation date after lead ban | Yes | Visual inspection at the meter pit | 05/26/2024 00:00:00 |  | Non-Lead | No | No |  | Single Family Residence |  | No | No |  |  | Non-Lead
2932 | 3901 N CENTRAL D 203, HOBBS NM |  | No | No | Non-Lead - Plastic | No | 2009 | 3/4 | Field inspection only with no records | Yes | Visual inspection at the meter pit | 05/26/2024 00:00:00 |  | Non-Lead - Plastic | 2009 | 3/4 | Installation date after lead ban | Yes | Visual inspection at the meter pit | 05/26/2024 00:00:00 |  | Non-Lead | No | No |  | Single Family Residence |  | No | No |  |  | Non-Lead
14507 | 424 E ZIA DR, HOBBS NM |  | No | No | Unknown - Unlikely Lead | Don't Know |  |  |  | No | Other |  | Will Inspect meter box at a later date | Unknown - Unlikely Lead |  |  |  | No | Other |  | Will Inspect meter box at a later date | Unknown | Don't Know | Don't Know |  | Building | Unknown | Unknown | No |  |  | Unknown
3503 | 901 S CECIL ST, HOBBS NM |  | No | No | Unknown - Unlikely Lead | Don't Know |  |  |  | No | Other |  | Will Inspect meter box at a later date | Unknown - Unlikely Lead |  |  |  | No | Other |  | Will Inspect meter box at a later date | Unknown | Don't Know | Don't Know |  | Building | Unknown | Unknown | No |  |  | Unknown
4368 | 2420 N DAL PASO ST, HOBBS NM |  | No | No | Unknown - Unlikely Lead | Don't Know |  |  |  | No | Other |  | Will Inspect meter box at a later date | Unknown - Unlikely Lead |  |  |  | No | Other |  | Will Inspect meter box at a later date | Unknown | Don't Know | Don't Know |  | Building | Unknown | Unknown | No |  |  | Unknown
4284 | 1708 N DAL PASO ST #2, HOBBS NM |  | No | No | Unknown - Unlikely Lead | Don't Know |  |  |  | No | Other |  | Will Inspect meter box at a later date | Unknown - Unlikely Lead |  |  |  | No | Other |  | Will Inspect meter box at a later date | Unknown | Don't Know | Don't Know |  | Building | Unknown | Unknown | No |  |  | Unknown
2028 | 1408 E CLINTON ST, HOBBS NM |  | No | No | Unknown - Unlikely Lead | Don't Know |  |  |  | No | Other |  | Will Inspect meter box at a later date | Unknown - Unlikely Lead |  |  |  | No | Other |  | Will Inspect meter box at a later date | Unknown | Don't Know | Don't Know |  | Building | Unknown | Unknown | No |  |  | Unknown
42 | 821 S 8TH ST, HOBBS NM |  | No | No | Unknown - Unlikely Lead | Don't Know |  |  |  | No | Other |  | Will Inspect meter box at a later date | Unknown - Unlikely Lead |  |  |  | No | Other |  | Will Inspect meter box at a later date | Unknown | Don't Know | Don't Know |  | Building | Unknown | Unknown | No |  |  | Unknown
4115 | 713 W COMMANCHE DR, HOBBS NM |  | No | No | Unknown - Unlikely Lead | Don't Know |  |  |  | No | Other |  | Will Inspect meter box at a later date | Unknown - Unlikely Lead |  |  |  | No | Other |  | Will Inspect meter box at a later date | Unknown | Don't Know | Don't Know |  | Building | Unknown | Unknown | No |  |  | Unknown
2124 | 1400 W CLINTON ST, HOBBS NM |  | No | No | Unknown - Unlikely Lead | Don't Know |  |  |  | No | Other |  | Will Inspect meter box at a later date | Unknown - Unlikely Lead |  |  |  | No | Other |  | Will Inspect meter box at a later date | Unknown | Don't Know | Don't Know |  | Building | Unknown | Unknown | No |  |  | Unknown
3683 | 1705 N CHAMA DR, HOBBS NM |  | No | No | Unknown - Unlikely Lead | Don't Know |  |  |  | No | Other |  | Will Inspect meter box at a later date | Unknown - Unlikely Lead |  |  |  | No | Other |  | Will Inspect meter box at a later date | Unknown | Don't Know | Don't Know |  | Building | Unknown | Unknown | No |  |  | Unknown
1785 | 122 W BROADWAY ST, HOBBS NM |  | No | No | Unknown - Unlikely Lead | Don't Know |  |  |  | No | Other |  | Will Inspect meter box at a later date | Unknown - Unlikely Lead |  |  |  | No | Other |  | Will Inspect meter box at a later date | Unknown | Don't Know | Don't Know |  | Building | Unknown | Unknown | No |  |  | Unknown
3694 | 3131 N CIBOLA AVE, HOBBS NM |  | No | No | Unknown - Unlikely Lead | Don't Know |  |  |  | No | Other |  | Will Inspect meter box at a later date | Unknown - Unlikely Lead |  |  |  | No | Other |  | Will Inspect meter box at a later date | Unknown | Don't Know | Don't Know |  | Building | Unknown | Unknown | No |  |  | Unknown
3666 | 1815 N CHAMA DR, HOBBS NM |  | No | No | Unknown - Unlikely Lead | Don't Know |  |  |  | No | Other |  | Will Inspect meter box at a later date | Unknown - Unlikely Lead |  |  |  | No | Other |  | Will Inspect meter box at a later date | Unknown | Don't Know | Don't Know |  | Building | Unknown | Unknown | No |  |  | Unknown
1690 | 1423 N BRECKON DR, HOBBS NM |  | No | No | Unknown - Unlikely Lead | Don't Know |  |  |  | No | Other |  | Will Inspect meter box at a later date | Unknown - Unlikely Lead |  |  |  | No | Other |  | Will Inspect meter box at a later date | Unknown | Don't Know | Don't Know |  | Building | Unknown | Unknown | No |  |  | Unknown
2499 | 1105 W COAL AVE, HOBBS NM |  | No | No | Unknown - Unlikely Lead | Don't Know |  |  |  | No | Other |  | Will Inspect meter box at a later date | Unknown - Unlikely Lead |  |  |  | No | Other |  | Will Inspect meter box at a later date | Unknown | Don't Know | Don't Know |  | Building | Unknown | Unknown | No |  |  | Unknown
13694 | 115 E TAYLOR ST, HOBBS NM |  | No | No | Unknown - Unlikely Lead | Don't Know |  |  |  | No | Other |  | Will Inspect meter box at a later date | Unknown - Unlikely Lead |  |  |  | No | Other |  | Will Inspect meter box at a later date | Unknown | Don't Know | Don't Know |  | Building | Unknown | Unknown | No |  |  | Unknown
3142 | 3901 N CENTRAL K 103, HOBBS NM |  | No | No | Non-Lead - Plastic | No | 2009 | 3/4 | Field inspection only with no records | Yes | Visual inspection at the meter pit | 05/26/2024 00:00:00 |  | Non-Lead - Plastic | 2009 | 3/4 | Installation date after lead ban | Yes | Visual inspection at the meter pit | 05/26/2024 00:00:00 |  | Non-Lead | No | No |  | Single Family Residence |  | No | No |  |  | Non-Lead
14486 | 401 E ZIA DR, HOBBS NM |  | No | No | Unknown - Unlikely Lead | Don't Know |  |  |  | No | Other |  | Will Inspect meter box at a later date | Unknown - Unlikely Lead |  |  |  | No | Other |  | Will Inspect meter box at a later date | Unknown | Don't Know | Don't Know |  | Building | Unknown | Unknown | No |  |  | Unknown
1493 | 1834 N BRAZOS AVE, HOBBS NM |  | No | No | Unknown - Unlikely Lead | Don't Know |  |  |  | No | Other |  | Will Inspect meter box at a later date | Unknown - Unlikely Lead |  |  |  | No | Other |  | Will Inspect meter box at a later date | Unknown | Don't Know | Don't Know |  | Building | Unknown | Unknown | No |  |  | Unknown
4713 | 110 E DUNNAM ST, HOBBS NM |  | No | No | Unknown - Unlikely Lead | Don't Know |  |  |  | No | Other |  | Will Inspect meter box at a later date | Unknown - Unlikely Lead |  |  |  | No | Other |  | Will Inspect meter box at a later date | Unknown | Don't Know | Don't Know |  | Building | Unknown | Unknown | No |  |  | Unknown
14422 | 710 E YUCCA ST, HOBBS NM |  | No | No | Unknown - Unlikely Lead | Don't Know |  |  |  | No | Other |  | Will Inspect meter box at a later date | Unknown - Unlikely Lead |  |  |  | No | Other |  | Will Inspect meter box at a later date | Unknown | Don't Know | Don't Know |  | Building | Unknown | Unknown | No |  |  | Unknown
14094 | 116 E WOLFCAMP DR, HOBBS NM |  | No | No | Unknown - Unlikely Lead | Don't Know |  |  |  | No | Other |  | Will Inspect meter box at a later date | Unknown - Unlikely Lead |  |  |  | No | Other |  | Will Inspect meter box at a later date | Unknown | Don't Know | Don't Know |  | Building | Unknown | Unknown | No |  |  | Unknown
3806 | 3601 CORDOBA LN, HOBBS NM |  | No | No | Unknown - Unlikely Lead | Don't Know |  |  |  | No | Other |  | Will Inspect meter box at a later date | Unknown - Unlikely Lead |  |  |  | No | Other |  | Will Inspect meter box at a later date | Unknown | Don't Know | Don't Know |  | Building | Unknown | Unknown | No |  |  | Unknown
1630 | 1912 N BRECKON DR, HOBBS NM |  | No | No | Unknown - Unlikely Lead | Don't Know |  |  |  | No | Other |  | Will Inspect meter box at a later date | Unknown - Unlikely Lead |  |  |  | No | Other |  | Will Inspect meter box at a later date | Unknown | Don't Know | Don't Know |  | Building | Unknown | Unknown | No |  |  | Unknown
4706 | 420 E DUNNAM ST, HOBBS NM |  | No | No | Unknown - Unlikely Lead | Don't Know |  |  |  | No | Other |  | Will Inspect meter box at a later date | Unknown - Unlikely Lead |  |  |  | No | Other |  | Will Inspect meter box at a later date | Unknown | Don't Know | Don't Know |  | Building | Unknown | Unknown | No |  |  | Unknown
2483 | 1111 W COAL AVE, HOBBS NM |  | No | No | Unknown - Unlikely Lead | Don't Know |  |  |  | No | Other |  | Will Inspect meter box at a later date | Unknown - Unlikely Lead |  |  |  | No | Other |  | Will Inspect meter box at a later date | Unknown | Don't Know | Don't Know |  | Building | Unknown | Unknown | No |  |  | Unknown
2072 | 614 E CLINTON ST, HOBBS NM |  | No | No | Unknown - Unlikely Lead | Don't Know |  |  |  | No | Other |  | Will Inspect meter box at a later date | Unknown - Unlikely Lead |  |  |  | No | Other |  | Will Inspect meter box at a later date | Unknown | Don't Know | Don't Know |  | Building | Unknown | Unknown | No |  |  | Unknown
149 | 2004 N ACOMA DR, HOBBS NM |  | No | No | Unknown - Unlikely Lead | Don't Know |  |  |  | No | Other |  | Will Inspect meter box at a later date | Unknown - Unlikely Lead |  |  |  | No | Other |  | Will Inspect meter box at a later date | Unknown | Don't Know | Don't Know |  | Building | Unknown | Unknown | No |  |  | Unknown
13985 | 605 E WHITE ST, HOBBS NM |  | No | No | Unknown - Unlikely Lead | Don't Know |  |  |  | No | Other |  | Will Inspect meter box at a later date | Unknown - Unlikely Lead |  |  |  | No | Other |  | Will Inspect meter box at a later date | Unknown | Don't Know | Don't Know |  | Building | Unknown | Unknown | No |  |  | Unknown
2539 | 707 E CAIN ST, HOBBS NM |  | No | No | Unknown - Unlikely Lead | Don't Know |  |  |  | No | Other |  | Will Inspect meter box at a later date | Unknown - Unlikely Lead |  |  |  | No | Other |  | Will Inspect meter box at a later date | Unknown | Don't Know | Don't Know |  | Building | Unknown | Unknown | No |  |  | Unknown
223 | 1512 E ALBERTSON DR, HOBBS NM |  | No | No | Unknown - Unlikely Lead | Don't Know |  |  |  | No | Other |  | Will Inspect meter box at a later date | Unknown - Unlikely Lead |  |  |  | No | Other |  | Will Inspect meter box at a later date | Unknown | Don't Know | Don't Know |  | Building | Unknown | Unknown | No |  |  | Unknown
13866 | 1601 N VEGA DR, HOBBS NM |  | No | No | Unknown - Unlikely Lead | Don't Know |  |  |  | No | Other |  | Will Inspect meter box at a later date | Unknown - Unlikely Lead |  |  |  | No | Other |  | Will Inspect meter box at a later date | Unknown | Don't Know | Don't Know |  | Building | Unknown | Unknown | No |  |  | Unknown
360 | 702 E ALSTON ST, HOBBS NM |  | No | No | Unknown - Unlikely Lead | Don't Know |  |  |  | No | Other |  | Will Inspect meter box at a later date | Unknown - Unlikely Lead |  |  |  | No | Other |  | Will Inspect meter box at a later date | Unknown | Don't Know | Don't Know |  | Building | Unknown | Unknown | No |  |  | Unknown
2666 | 425 W CIELO DR, HOBBS NM |  | No | No | Unknown - Unlikely Lead | Don't Know |  |  |  | No | Other |  | Will Inspect meter box at a later date | Unknown - Unlikely Lead |  |  |  | No | Other |  | Will Inspect meter box at a later date | Unknown | Don't Know | Don't Know |  | Building | Unknown | Unknown | No |  |  | Unknown
1867 | 1200 E BROADWAY ST, HOBBS NM |  | No | No | Unknown - Unlikely Lead | Don't Know |  |  |  | No | Other |  | Will Inspect meter box at a later date | Unknown - Unlikely Lead |  |  |  | No | Other |  | Will Inspect meter box at a later date | Unknown | Don't Know | Don't Know |  | Building | Unknown | Unknown | No |  |  | Unknown
1942 | 1906 E BOND ST, HOBBS NM |  | No | No | Unknown - Unlikely Lead | Don't Know |  |  |  | No | Other |  | Will Inspect meter box at a later date | Unknown - Unlikely Lead |  |  |  | No | Other |  | Will Inspect meter box at a later date | Unknown | Don't Know | Don't Know |  | Building | Unknown | Unknown | No |  |  | Unknown
4681 | 1616 E DUNNAM ST, HOBBS NM |  | No | No | Unknown - Unlikely Lead | Don't Know |  |  |  | No | Other |  | Will Inspect meter box at a later date | Unknown - Unlikely Lead |  |  |  | No | Other |  | Will Inspect meter box at a later date | Unknown | Don't Know | Don't Know |  | Building | Unknown | Unknown | No |  |  | Unknown
1436 | 4922 N BREANNA, HOBBS NM |  | No | No | Non-Lead - Plastic |  | 2008 | 1 | Installation date after lead ban | No | Other |  | Newer Construction, verified by GIS Mapping | Non-Lead - Plastic | 2008 | 1 | Installation date after lead ban | No | Other |  | Newer Construction, verified by GIS Mapping | Non-Lead | No | No |  | Single Family Residence |  | Unknown | No |  |  | Non-Lead
14069 | 100 W WOLFCAMP DR, HOBBS NM |  | No | No | Unknown - Unlikely Lead | Don't Know |  |  |  | No | Other |  | Will Inspect meter box at a later date | Unknown - Unlikely Lead |  |  |  | No | Other |  | Will Inspect meter box at a later date | Unknown | Don't Know | Don't Know |  | Building | Unknown | Unknown | No |  |  | Unknown
3680 | 1636 N CHAMA DR, HOBBS NM |  | No | No | Unknown - Unlikely Lead | Don't Know |  |  |  | No | Other |  | Will Inspect meter box at a later date | Unknown - Unlikely Lead |  |  |  | No | Other |  | Will Inspect meter box at a later date | Unknown | Don't Know | Don't Know |  | Building | Unknown | Unknown | No |  |  | Unknown
2188 | 305 W CASTLE AVE, HOBBS NM |  | No | No | Unknown - Unlikely Lead | Don't Know |  |  |  | No | Other |  | Will Inspect meter box at a later date | Unknown - Unlikely Lead |  |  |  | No | Other |  | Will Inspect meter box at a later date | Unknown | Don't Know | Don't Know |  | Building | Unknown | Unknown | No |  |  | Unknown
1996 | 506 E CORBETT ST, HOBBS NM |  | No | No | Unknown - Unlikely Lead | Don't Know |  |  |  | No | Other |  | Will Inspect meter box at a later date | Unknown - Unlikely Lead |  |  |  | No | Other |  | Will Inspect meter box at a later date | Unknown | Don't Know | Don't Know |  | Building | Unknown | Unknown | No |  |  | Unknown
1390 | 209 E BYERS ST, HOBBS NM |  | No | No | Unknown - Unlikely Lead | Don't Know |  |  |  | No | Other |  | Will Inspect meter box at a later date | Unknown - Unlikely Lead |  |  |  | No | Other |  | Will Inspect meter box at a later date | Unknown | Don't Know | Don't Know |  | Building | Unknown | Unknown | No |  |  | Unknown
13870 | 1607 N VEGA DR, HOBBS NM |  | No | No | Unknown - Unlikely Lead | Don't Know |  |  |  | No | Other |  | Will Inspect meter box at a later date | Unknown - Unlikely Lead |  |  |  | No | Other |  | Will Inspect meter box at a later date | Unknown | Don't Know | Don't Know |  | Building | Unknown | Unknown | No |  |  | Unknown
3994 | 1610 N COBB DR, HOBBS NM |  | No | No | Unknown - Unlikely Lead | Don't Know |  |  |  | No | Other |  | Will Inspect meter box at a later date | Unknown - Unlikely Lead |  |  |  | No | Other |  | Will Inspect meter box at a later date | Unknown | Don't Know | Don't Know |  | Building | Unknown | Unknown | No |  |  | Unknown
13984 | 601 E WHITE ST, HOBBS NM |  | No | No | Unknown - Unlikely Lead | Don't Know |  |  |  | No | Other |  | Will Inspect meter box at a later date | Unknown - Unlikely Lead |  |  |  | No | Other |  | Will Inspect meter box at a later date | Unknown | Don't Know | Don't Know |  | Building | Unknown | Unknown | No |  |  | Unknown
2447 | 1200 W COAL AVE, HOBBS NM |  | No | No | Unknown - Unlikely Lead | Don't Know |  |  |  | No | Other |  | Will Inspect meter box at a later date | Unknown - Unlikely Lead |  |  |  | No | Other |  | Will Inspect meter box at a later date | Unknown | Don't Know | Don't Know |  | Building | Unknown | Unknown | No |  |  | Unknown
1925 | 1208 West Brittany Drive, Hobbs, NM 88242 |  | No | No | Non-Lead - Plastic | No | 2005 | 1 | Installation date after lead ban | Yes | Other | 03/01/2024 00:00:00 | Newer Construction, verified by GIS Mapping | Non-Lead - Plastic | 2008 | 1 | Installation date after lead ban | No | Other |  | Newer Construction, verified by GIS Mapping |  | No | No |  | Single Family Residence | Unknown | No | No |  |  | Non-Lead | Tier 5 | 32.758062 | -103.150785
2781 | 518 W COPPER AVE, HOBBS NM |  | No | No | Unknown - Unlikely Lead | Don't Know |  |  |  | No | Other |  | Will Inspect meter box at a later date | Unknown - Unlikely Lead |  |  |  | No | Other |  | Will Inspect meter box at a later date | Unknown | Don't Know | Don't Know |  | Building | Unknown | Unknown | No |  |  | Unknown
4081 | 2500 CHARLCIA BLVD, HOBBS NM |  | No | No | Unknown - Unlikely Lead | Don't Know |  |  |  | No | Other |  | Will Inspect meter box at a later date | Unknown - Unlikely Lead |  |  |  | No | Other |  | Will Inspect meter box at a later date | Unknown | Don't Know | Don't Know |  | Building | Unknown | Unknown | No |  |  | Unknown
2428 | 911 W COAL AVE, HOBBS NM |  | No | No | Unknown - Unlikely Lead | Don't Know |  |  |  | No | Other |  | Will Inspect meter box at a later date | Unknown - Unlikely Lead |  |  |  | No | Other |  | Will Inspect meter box at a later date | Unknown | Don't Know | Don't Know |  | Building | Unknown | Unknown | No |  |  | Unknown
1598 | 1537 BRADLEY CT, HOBBS NM |  | No | No | Unknown - Unlikely Lead | Don't Know |  |  |  | No | Other |  | Will Inspect meter box at a later date | Unknown - Unlikely Lead |  |  |  | No | Other |  | Will Inspect meter box at a later date | Unknown | Don't Know | Don't Know |  | Building | Unknown | Unknown | No |  |  | Unknown
2817 | 610 E COPPER AVE, HOBBS NM |  | No | No | Unknown - Unlikely Lead | Don't Know |  |  |  | No | Other |  | Will Inspect meter box at a later date | Unknown - Unlikely Lead |  |  |  | No | Other |  | Will Inspect meter box at a later date | Unknown | Don't Know | Don't Know |  | Building | Unknown | Unknown | No |  |  | Unknown
13776 | 2414 N TRES AMIGO DR, HOBBS NM |  | No | No | Unknown - Unlikely Lead | Don't Know |  |  |  | No | Other |  | Will Inspect meter box at a later date | Unknown - Unlikely Lead |  |  |  | No | Other |  | Will Inspect meter box at a later date | Unknown | Don't Know | Don't Know |  | Building | Unknown | Unknown | No |  |  | Unknown
3799 | 1521 W CAMINO DEL ARCO, HOBBS NM |  | No | No | Unknown - Unlikely Lead | Don't Know |  |  |  | No | Other |  | Will Inspect meter box at a later date | Unknown - Unlikely Lead |  |  |  | No | Other |  | Will Inspect meter box at a later date | Unknown | Don't Know | Don't Know |  | Building | Unknown | Unknown | No |  |  | Unknown
4691 | 1530 E DUNNAM ST, HOBBS NM |  | No | No | Unknown - Unlikely Lead | Don't Know |  |  |  | No | Other |  | Will Inspect meter box at a later date | Unknown - Unlikely Lead |  |  |  | No | Other |  | Will Inspect meter box at a later date | Unknown | Don't Know | Don't Know |  | Building | Unknown | Unknown | No |  |  | Unknown
3320 | 214 W COCHITI AVE, HOBBS NM |  | No | No | Unknown - Unlikely Lead | Don't Know |  |  |  | No | Other |  | Will Inspect meter box at a later date | Unknown - Unlikely Lead |  |  |  | No | Other |  | Will Inspect meter box at a later date | Unknown | Don't Know | Don't Know |  | Building | Unknown | Unknown | No |  |  | Unknown
3574 | 1523 N COLEMAN ST, HOBBS NM |  | No | No | Non-Lead - Copper | Don't Know |  | 3/4 | Field inspection only with no records | Yes | Visual inspection at the meter pit | 07/23/2024 00:00:00 |  | Non-Lead - Copper | 1954 | 3/4 | Field inspection only with no records | Yes | Visual inspection at the meter pit | 07/23/2024 00:00:00 |  | Non-Lead | No | Don't Know |  | Single Family Residence |  | No | No |  |  | Non-Lead
2216 | 803 S COCHRAN ST, HOBBS NM |  | No | No | Unknown - Unlikely Lead | Don't Know |  |  |  | No | Other |  | Will Inspect meter box at a later date | Unknown - Unlikely Lead |  |  |  | No | Other |  | Will Inspect meter box at a later date | Unknown | Don't Know | Don't Know |  | Building | Unknown | Unknown | No |  |  | Unknown
1873 | 1015 E BROADWAY ST, HOBBS NM |  | No | No | Unknown - Unlikely Lead | Don't Know |  |  |  | No | Other |  | Will Inspect meter box at a later date | Unknown - Unlikely Lead |  |  |  | No | Other |  | Will Inspect meter box at a later date | Unknown | Don't Know | Don't Know |  | Building | Unknown | Unknown | No |  |  | Unknown
13777 | 2618 THOMPSON DR, HOBBS NM |  | No | No | Unknown - Unlikely Lead | Don't Know |  |  |  | No | Other |  | Will Inspect meter box at a later date | Unknown - Unlikely Lead |  |  |  | No | Other |  | Will Inspect meter box at a later date | Unknown | Don't Know | Don't Know |  | Building | Unknown | Unknown | No |  |  | Unknown
2041 | 1300 E CLINTON ST, HOBBS NM |  | No | No | Unknown - Unlikely Lead | Don't Know |  |  |  | No | Other |  | Will Inspect meter box at a later date | Unknown - Unlikely Lead |  |  |  | No | Other |  | Will Inspect meter box at a later date | Unknown | Don't Know | Don't Know |  | Building | Unknown | Unknown | No |  |  | Unknown
3 | 707 S 14TH ST, HOBBS NM |  | No | No | Unknown - Unlikely Lead | Don't Know |  |  |  | No | Other |  | Will Inspect meter box at a later date | Unknown - Unlikely Lead |  |  |  | No | Other |  | Will Inspect meter box at a later date | Unknown | Don't Know | Don't Know |  | Building | Unknown | Unknown | No |  |  | Unknown
3376 | 1211 W CAPROCK ST, HOBBS NM |  | No | No | Unknown - Unlikely Lead | Don't Know |  |  |  | No | Other |  | Will Inspect meter box at a later date | Unknown - Unlikely Lead |  |  |  | No | Other |  | Will Inspect meter box at a later date | Unknown | Don't Know | Don't Know |  | Building | Unknown | Unknown | No |  |  | Unknown
1664 | 1643 N BRECKON DR, HOBBS NM |  | No | No | Unknown - Unlikely Lead | Don't Know |  |  |  | No | Other |  | Will Inspect meter box at a later date | Unknown - Unlikely Lead |  |  |  | No | Other |  | Will Inspect meter box at a later date | Unknown | Don't Know | Don't Know |  | Building | Unknown | Unknown | No |  |  | Unknown
3096 | 3901 N CENTRAL D 102, HOBBS NM |  | No | No | Non-Lead - Plastic | No | 2009 | 3/4 | Field inspection only with no records | Yes | Visual inspection at the meter pit | 05/26/2024 00:00:00 |  | Non-Lead - Plastic | 2009 | 3/4 | Installation date after lead ban | Yes | Visual inspection at the meter pit | 05/26/2024 00:00:00 |  | Non-Lead | No | No |  | Single Family Residence |  | No | No |  |  | Non-Lead
475 | 518 E ABO DR, HOBBS NM |  | No | No | Unknown - Unlikely Lead | Don't Know |  |  |  | No | Other |  | Will Inspect meter box at a later date | Unknown - Unlikely Lead |  |  |  | No | Other |  | Will Inspect meter box at a later date | Unknown | Don't Know | Don't Know |  | Building | Unknown | Unknown | No |  |  | Unknown
13763 | 2518 N TRAVIS DR, HOBBS NM |  | No | No | Unknown - Unlikely Lead | Don't Know |  |  |  | No | Other |  | Will Inspect meter box at a later date | Unknown - Unlikely Lead |  |  |  | No | Other |  | Will Inspect meter box at a later date | Unknown | Don't Know | Don't Know |  | Building | Unknown | Unknown | No |  |  | Unknown
2955 | 3901 N CENTRAL B 302, HOBBS NM |  | No | No | Non-Lead - Plastic | No | 2009 | 3/4 | Field inspection only with no records | Yes | Visual inspection at the meter pit | 05/26/2024 00:00:00 |  | Non-Lead - Plastic | 2009 | 3/4 | Installation date after lead ban | Yes | Visual inspection at the meter pit | 05/26/2024 00:00:00 |  | Non-Lead | No | No |  | Single Family Residence |  | No | No |  |  | Non-Lead
13804 | 432 W UTE ST, HOBBS NM |  | No | No | Unknown - Unlikely Lead | Don't Know |  |  |  | No | Other |  | Will Inspect meter box at a later date | Unknown - Unlikely Lead |  |  |  | No | Other |  | Will Inspect meter box at a later date | Unknown | Don't Know | Don't Know |  | Building | Unknown | Unknown | No |  |  | Unknown
2297 | 1104 N COCHRAN ST, HOBBS NM |  | No | No | Unknown - Unlikely Lead | Don't Know |  |  |  | No | Other |  | Will Inspect meter box at a later date | Unknown - Unlikely Lead |  |  |  | No | Other |  | Will Inspect meter box at a later date | Unknown | Don't Know | Don't Know |  | Building | Unknown | Unknown | No |  |  | Unknown
13934 | 2707 N WEDGEWOOD DR, HOBBS NM |  | No | No | Non-Lead - Plastic | Don't Know | 2019 | 1 | Field inspection only with no records | Yes | Visual inspection at the meter pit | 08/19/2024 00:00:00 |  | Non-Lead - Plastic | 2019 | 1 | Field inspection only with no records | Yes | Visual inspection at the meter pit | 08/19/2024 00:00:00 |  | Non-Lead | No | Don't Know |  | Single Family Residence |  | No | No |  |  | Non-Lead
14426 | 424 E YUCCA ST, HOBBS NM |  | No | No | Unknown - Unlikely Lead | Don't Know |  |  |  | No | Other |  | Will Inspect meter box at a later date | Unknown - Unlikely Lead |  |  |  | No | Other |  | Will Inspect meter box at a later date | Unknown | Don't Know | Don't Know |  | Building | Unknown | Unknown | No |  |  | Unknown
3379 | 1426 W CAPROCK ST, HOBBS NM |  | No | No | Unknown - Unlikely Lead | Don't Know |  |  |  | No | Other |  | Will Inspect meter box at a later date | Unknown - Unlikely Lead |  |  |  | No | Other |  | Will Inspect meter box at a later date | Unknown | Don't Know | Don't Know |  | Building | Unknown | Unknown | No |  |  | Unknown
4555 | 4801 W DARK HORSE RD, HOBBS NM |  | No | No | Non-Lead - Plastic | No | 2015 | 3/4 | Field inspection only with no records | Yes | Visual inspection at the meter pit | 05/26/2024 00:00:00 |  | Non-Lead - Plastic | 2015 | 3/4 | Installation date after lead ban | Yes | Visual inspection at the meter pit | 05/26/2024 00:00:00 |  | Non-Lead | No | No |  | Single Family Residence |  | No | No |  |  | Non-Lead
3369 | 1110 W CAPROCK ST, HOBBS NM |  | No | No | Unknown - Unlikely Lead | Don't Know |  |  |  | No | Other |  | Will Inspect meter box at a later date | Unknown - Unlikely Lead |  |  |  | No | Other |  | Will Inspect meter box at a later date | Unknown | Don't Know | Don't Know |  | Building | Unknown | Unknown | No |  |  | Unknown
4018 | 2423 CATTLE CALL DR, HOBBS NM |  | No | No | Unknown - Unlikely Lead | Don't Know |  |  |  | No | Other |  | Will Inspect meter box at a later date | Unknown - Unlikely Lead |  |  |  | No | Other |  | Will Inspect meter box at a later date | Unknown | Don't Know | Don't Know |  | Building | Unknown | Unknown | No |  |  | Unknown
3805 | 3609 CORDOBA LN, HOBBS NM |  | No | No | Unknown - Unlikely Lead | Don't Know |  |  |  | No | Other |  | Will Inspect meter box at a later date | Unknown - Unlikely Lead |  |  |  | No | Other |  | Will Inspect meter box at a later date | Unknown | Don't Know | Don't Know |  | Building | Unknown | Unknown | No |  |  | Unknown
3357 | 913 W CAPROCK ST, HOBBS NM |  | No | No | Unknown - Unlikely Lead | Don't Know |  |  |  | No | Other |  | Will Inspect meter box at a later date | Unknown - Unlikely Lead |  |  |  | No | Other |  | Will Inspect meter box at a later date | Unknown | Don't Know | Don't Know |  | Building | Unknown | Unknown | No |  |  | Unknown
4260 | 3419 N DAL PASO BLD 22 OFF, HOBBS NM |  | No | No | Non-Lead - Plastic | No | 2020 | 3/4 | Field inspection only with no records | Yes | Visual inspection at the meter pit | 05/26/2024 00:00:00 |  | Non-Lead - Plastic |  | 3/4 | Installation date after lead ban | Yes | Visual inspection at the meter pit | 05/26/2024 00:00:00 |  | Non-Lead | No | No |  | Single Family Residence |  | No | No |  |  | Non-Lead
2591 | 312 S AVENUE C, HOBBS NM |  | No | No | Unknown - Unlikely Lead | Don't Know |  |  |  | No | Other |  | Will Inspect meter box at a later date | Unknown - Unlikely Lead |  |  |  | No | Other |  | Will Inspect meter box at a later date | Unknown | Don't Know | Don't Know |  | Building | Unknown | Unknown | No |  |  | Unknown
4199 | 4920 N CARRIAGE RD, HOBBS NM |  | No | No | Unknown - Unlikely Lead | Don't Know |  |  |  | No | Other |  | Will Inspect meter box at a later date | Unknown - Unlikely Lead |  |  |  | No | Other |  | Will Inspect meter box at a later date | Unknown | Don't Know | Don't Know |  | Building | Unknown | Unknown | No |  |  | Unknown
3155 | 3901 N CENTRAL M 305, HOBBS NM |  | No | No | Non-Lead - Plastic | No | 2009 | 3/4 | Field inspection only with no records | Yes | Visual inspection at the meter pit | 05/26/2024 00:00:00 |  | Non-Lead - Plastic | 2009 | 3/4 | Installation date after lead ban | Yes | Visual inspection at the meter pit | 05/26/2024 00:00:00 |  | Non-Lead | No | No |  | Single Family Residence |  | No | No |  |  | Non-Lead
3303 | 1019 W COCHITI AVE, HOBBS NM |  | No | No | Unknown - Unlikely Lead | Don't Know |  |  |  | No | Other |  | Will Inspect meter box at a later date | Unknown - Unlikely Lead |  |  |  | No | Other |  | Will Inspect meter box at a later date | Unknown | Don't Know | Don't Know |  | Building | Unknown | Unknown | No |  |  | Unknown
14023 | 3528 W WHITE OAK ST, HOBBS NM |  | No | No | Non-Lead - Plastic | Don't Know | 2019 | 1 | Field inspection only with no records | Yes | Visual inspection at the meter pit | 08/19/2024 00:00:00 |  | Non-Lead - Plastic | 2019 | 1 | Field inspection only with no records | Yes | Visual inspection at the meter pit | 08/19/2024 00:00:00 |  | Non-Lead | No | Don't Know |  | Single Family Residence |  | No | No |  |  | Non-Lead
1847 | 417 E BROADWAY ST, HOBBS NM |  | No | No | Unknown - Unlikely Lead | Don't Know |  |  |  | No | Other |  | Will Inspect meter box at a later date | Unknown - Unlikely Lead |  |  |  | No | Other |  | Will Inspect meter box at a later date | Unknown | Don't Know | Don't Know |  | Building | Unknown | Unknown | No |  |  | Unknown
14154 | 3500 N WEST COUNTY RD, HOBBS NM |  | No | No | Unknown - Unlikely Lead | Don't Know |  |  |  | No | Other |  | Will Inspect meter box at a later date | Unknown - Unlikely Lead |  |  |  | No | Other |  | Will Inspect meter box at a later date | Unknown | Don't Know | Don't Know |  | Building | Unknown | Unknown | No |  |  | Unknown
2254 | 1503 S COCHRAN ST, HOBBS NM |  | No | No | Unknown - Unlikely Lead | Don't Know |  |  |  | No | Other |  | Will Inspect meter box at a later date | Unknown - Unlikely Lead |  |  |  | No | Other |  | Will Inspect meter box at a later date | Unknown | Don't Know | Don't Know |  | Building | Unknown | Unknown | No |  |  | Unknown
14095 | 300 E WOLFCAMP DR, HOBBS NM |  | No | No | Unknown - Unlikely Lead | Don't Know |  |  |  | No | Other |  | Will Inspect meter box at a later date | Unknown - Unlikely Lead |  |  |  | No | Other |  | Will Inspect meter box at a later date | Unknown | Don't Know | Don't Know |  | Building | Unknown | Unknown | No |  |  | Unknown
4569 | 5215 W DARK HORSE RD, HOBBS NM |  | No | No | Non-Lead - Plastic | No | 2015 | 3/4 | Field inspection only with no records | Yes | Visual inspection at the meter pit | 05/26/2024 00:00:00 |  | Non-Lead - Plastic | 2015 | 3/4 | Installation date after lead ban | Yes | Visual inspection at the meter pit | 05/26/2024 00:00:00 |  | Non-Lead | No | No |  | Single Family Residence |  | No | No |  |  | Non-Lead
3261 | 419 W COCHITI AVE, HOBBS NM |  | No | No | Unknown - Unlikely Lead | Don't Know |  |  |  | No | Other |  | Will Inspect meter box at a later date | Unknown - Unlikely Lead |  |  |  | No | Other |  | Will Inspect meter box at a later date | Unknown | Don't Know | Don't Know |  | Building | Unknown | Unknown | No |  |  | Unknown
13874 | 1814 N VEGA, HOBBS NM |  | No | No | Unknown - Unlikely Lead | Don't Know |  |  |  | No | Other |  | Will Inspect meter box at a later date | Unknown - Unlikely Lead |  |  |  | No | Other |  | Will Inspect meter box at a later date | Unknown | Don't Know | Don't Know |  | Building | Unknown | Unknown | No |  |  | Unknown
2444 | 608 W COAL AVE, HOBBS NM |  | No | No | Unknown - Unlikely Lead | Don't Know |  |  |  | No | Other |  | Will Inspect meter box at a later date | Unknown - Unlikely Lead |  |  |  | No | Other |  | Will Inspect meter box at a later date | Unknown | Don't Know | Don't Know |  | Building | Unknown | Unknown | No |  |  | Unknown
435 | 318 W ALTO DR, HOBBS NM |  | No | No | Unknown - Unlikely Lead | Don't Know |  |  |  | No | Other |  | Will Inspect meter box at a later date | Unknown - Unlikely Lead |  |  |  | No | Other |  | Will Inspect meter box at a later date | Unknown | Don't Know | Don't Know |  | Building | Unknown | Unknown | No |  |  | Unknown
13989 | 411 E WHITE ST, HOBBS NM |  | No | No | Unknown - Unlikely Lead | Don't Know |  |  |  | No | Other |  | Will Inspect meter box at a later date | Unknown - Unlikely Lead |  |  |  | No | Other |  | Will Inspect meter box at a later date | Unknown | Don't Know | Don't Know |  | Building | Unknown | Unknown | No |  |  | Unknown
377 | 619 E ALSTON ST, HOBBS NM |  | No | No | Unknown - Unlikely Lead | Don't Know |  |  |  | No | Other |  | Will Inspect meter box at a later date | Unknown - Unlikely Lead |  |  |  | No | Other |  | Will Inspect meter box at a later date | Unknown | Don't Know | Don't Know |  | Building | Unknown | Unknown | No |  |  | Unknown
1659 | 1741 N BRECKON DR, HOBBS NM |  | No | No | Unknown - Unlikely Lead | Don't Know |  |  |  | No | Other |  | Will Inspect meter box at a later date | Unknown - Unlikely Lead |  |  |  | No | Other |  | Will Inspect meter box at a later date | Unknown | Don't Know | Don't Know |  | Building | Unknown | Unknown | No |  |  | Unknown
3836 | 1510 CAMINO REAL, HOBBS NM |  | No | No | Unknown - Unlikely Lead | Don't Know |  |  |  | No | Other |  | Will Inspect meter box at a later date | Unknown - Unlikely Lead |  |  |  | No | Other |  | Will Inspect meter box at a later date | Unknown | Don't Know | Don't Know |  | Building | Unknown | Unknown | No |  |  | Unknown
469 | 418 E ABO DR, HOBBS NM |  | No | No | Unknown - Unlikely Lead | Don't Know |  |  |  | No | Other |  | Will Inspect meter box at a later date | Unknown - Unlikely Lead |  |  |  | No | Other |  | Will Inspect meter box at a later date | Unknown | Don't Know | Don't Know |  | Building | Unknown | Unknown | No |  |  | Unknown
137 | 3319 N ACOMA DR, HOBBS NM |  | No | No | Unknown - Unlikely Lead | Don't Know |  |  |  | No | Other |  | Will Inspect meter box at a later date | Unknown - Unlikely Lead |  |  |  | No | Other |  | Will Inspect meter box at a later date | Unknown | Don't Know | Don't Know |  | Building | Unknown | Unknown | No |  |  | Unknown
2520 | 109 W COAL AVE, HOBBS NM |  | No | No | Unknown - Unlikely Lead | Don't Know |  |  |  | No | Other |  | Will Inspect meter box at a later date | Unknown - Unlikely Lead |  |  |  | No | Other |  | Will Inspect meter box at a later date | Unknown | Don't Know | Don't Know |  | Building | Unknown | Unknown | No |  |  | Unknown
4247 | 3419 N DAL PASO BLD 9 D, HOBBS NM |  | No | No | Non-Lead - Plastic | No | 2020 | 3/4 | Field inspection only with no records | Yes | Visual inspection at the meter pit | 05/26/2024 00:00:00 |  | Non-Lead - Plastic |  | 3/4 | Installation date after lead ban | Yes | Visual inspection at the meter pit | 05/26/2024 00:00:00 |  | Non-Lead | No | No |  | Single Family Residence |  | No | No |  |  | Non-Lead
2376 | 1824 S COCHRAN ST, HOBBS NM |  | No | No | Unknown - Unlikely Lead | Don't Know |  |  |  | No | Other |  | Will Inspect meter box at a later date | Unknown - Unlikely Lead |  |  |  | No | Other |  | Will Inspect meter box at a later date | Unknown | Don't Know | Don't Know |  | Building | Unknown | Unknown | No |  |  | Unknown
13873 | 1800 N VEGA DR, HOBBS NM |  | No | No | Unknown - Unlikely Lead | Don't Know |  |  |  | No | Other |  | Will Inspect meter box at a later date | Unknown - Unlikely Lead |  |  |  | No | Other |  | Will Inspect meter box at a later date | Unknown | Don't Know | Don't Know |  | Building | Unknown | Unknown | No |  |  | Unknown
396 | 1924 N ALTO DR, HOBBS NM |  | No | No | Unknown - Unlikely Lead | Don't Know |  |  |  | No | Other |  | Will Inspect meter box at a later date | Unknown - Unlikely Lead |  |  |  | No | Other |  | Will Inspect meter box at a later date | Unknown | Don't Know | Don't Know |  | Building | Unknown | Unknown | No |  |  | Unknown
2787 | 1014 W COPPER AVE, HOBBS NM |  | No | No | Unknown - Unlikely Lead | Don't Know |  |  |  | No | Other |  | Will Inspect meter box at a later date | Unknown - Unlikely Lead |  |  |  | No | Other |  | Will Inspect meter box at a later date | Unknown | Don't Know | Don't Know |  | Building | Unknown | Unknown | No |  |  | Unknown
14121 | 427 S WILLOW ST, HOBBS NM |  | No | No | Unknown - Unlikely Lead | Don't Know |  |  |  | No | Other |  | Will Inspect meter box at a later date | Unknown - Unlikely Lead |  |  |  | No | Other |  | Will Inspect meter box at a later date | Unknown | Don't Know | Don't Know |  | Building | Unknown | Unknown | No |  |  | Unknown
14368 | 1526 YESO PL, HOBBS NM |  | No | No | Unknown - Unlikely Lead | Don't Know |  |  |  | No | Other |  | Will Inspect meter box at a later date | Unknown - Unlikely Lead |  |  |  | No | Other |  | Will Inspect meter box at a later date | Unknown | Don't Know | Don't Know |  | Building | Unknown | Unknown | No |  |  | Unknown
295 | 2620 N ALBERTSON DR, HOBBS NM |  | No | No | Unknown - Unlikely Lead | Don't Know |  |  |  | No | Other |  | Will Inspect meter box at a later date | Unknown - Unlikely Lead |  |  |  | No | Other |  | Will Inspect meter box at a later date | Unknown | Don't Know | Don't Know |  | Building | Unknown | Unknown | No |  |  | Unknown
3654 | 1742 N CHAMA DR, HOBBS NM |  | No | No | Unknown - Unlikely Lead | Don't Know |  |  |  | No | Other |  | Will Inspect meter box at a later date | Unknown - Unlikely Lead |  |  |  | No | Other |  | Will Inspect meter box at a later date | Unknown | Don't Know | Don't Know |  | Building | Unknown | Unknown | No |  |  | Unknown
4722 | 1103 W DUNNAM ST, HOBBS NM |  | No | No | Unknown - Unlikely Lead | Don't Know |  |  |  | No | Other |  | Will Inspect meter box at a later date | Unknown - Unlikely Lead |  |  |  | No | Other |  | Will Inspect meter box at a later date | Unknown | Don't Know | Don't Know |  | Building | Unknown | Unknown | No |  |  | Unknown
4590 | 5315 W DARK HORSE RD, HOBBS NM |  | No | No | Non-Lead - Plastic | No | 2015 | 3/4 | Field inspection only with no records | Yes | Visual inspection at the meter pit | 05/26/2024 00:00:00 |  | Non-Lead - Plastic | 2015 | 3/4 | Installation date after lead ban | Yes | Visual inspection at the meter pit | 05/26/2024 00:00:00 |  | Non-Lead | No | No |  | Single Family Residence |  | No | No |  |  | Non-Lead
3468 | 413 N CECIL ST, HOBBS NM |  | No | No | Unknown - Unlikely Lead | Don't Know |  |  |  | No | Other |  | Will Inspect meter box at a later date | Unknown - Unlikely Lead |  |  |  | No | Other |  | Will Inspect meter box at a later date | Unknown | Don't Know | Don't Know |  | Building | Unknown | Unknown | No |  |  | Unknown
3886 | 4006 N CALLE GRANDE, HOBBS NM |  | No | No | Unknown - Unlikely Lead | Don't Know |  |  |  | No | Other |  | Will Inspect meter box at a later date | Unknown - Unlikely Lead |  |  |  | No | Other |  | Will Inspect meter box at a later date | Unknown | Don't Know | Don't Know |  | Building | Unknown | Unknown | No |  |  | Unknown
1882 | 513 E BROADWAY ST, HOBBS NM |  | No | No | Unknown - Unlikely Lead | Don't Know |  |  |  | No | Other |  | Will Inspect meter box at a later date | Unknown - Unlikely Lead |  |  |  | No | Other |  | Will Inspect meter box at a later date | Unknown | Don't Know | Don't Know |  | Building | Unknown | Unknown | No |  |  | Unknown
3623 | 800-B N COLEMAN ST, HOBBS NM |  | No | No | Unknown - Unlikely Lead | Don't Know |  |  |  | No | Other |  | Will Inspect meter box at a later date | Unknown - Unlikely Lead |  |  |  | No | Other |  | Will Inspect meter box at a later date | Unknown | Don't Know | Don't Know |  | Building | Unknown | Unknown | No |  |  | Unknown
1796 | 820 W BROADWAY ST, HOBBS NM |  | No | No | Unknown - Unlikely Lead | Don't Know |  |  |  | No | Other |  | Will Inspect meter box at a later date | Unknown - Unlikely Lead |  |  |  | No | Other |  | Will Inspect meter box at a later date | Unknown | Don't Know | Don't Know |  | Building | Unknown | Unknown | No |  |  | Unknown
1502 | 1745 N BRAZOS AVE, HOBBS NM |  | No | No | Unknown - Unlikely Lead | Don't Know |  |  |  | No | Other |  | Will Inspect meter box at a later date | Unknown - Unlikely Lead |  |  |  | No | Other |  | Will Inspect meter box at a later date | Unknown | Don't Know | Don't Know |  | Building | Unknown | Unknown | No |  |  | Unknown
14269 | 900 E YESO DR #10, HOBBS NM |  | No | No | Unknown - Unlikely Lead | Don't Know |  |  |  | No | Other |  | Will Inspect meter box at a later date | Unknown - Unlikely Lead |  |  |  | No | Other |  | Will Inspect meter box at a later date | Unknown | Don't Know | Don't Know |  | Building | Unknown | Unknown | No |  |  | Unknown
2983 | 3901 N CENTRAL C 104, HOBBS NM |  | No | No | Non-Lead - Plastic | No | 2009 | 3/4 | Field inspection only with no records | Yes | Visual inspection at the meter pit | 05/26/2024 00:00:00 |  | Non-Lead - Plastic | 2009 | 3/4 | Installation date after lead ban | Yes | Visual inspection at the meter pit | 05/26/2024 00:00:00 |  | Non-Lead | No | No |  | Single Family Residence |  | No | No |  |  | Non-Lead
3490 | 115 N CECIL ST, HOBBS NM |  | No | No | Non-Lead - Plastic | Don't Know |  | 3/4 | Field inspection only with no records | Yes | Visual inspection at the meter pit | 08/26/2024 00:00:00 |  | Non-Lead - Plastic |  | 3/4 | Field inspection only with no records | Yes | Visual inspection at the meter pit | 08/26/2024 00:00:00 |  | Non-Lead | No | Don't Know |  | Single Family Residence |  | No | No |  |  | Non-Lead
4334 | 1916 N DAL PASO ST, HOBBS NM |  | No | No | Unknown - Unlikely Lead | Don't Know |  |  |  | No | Other |  | Will Inspect meter box at a later date | Unknown - Unlikely Lead |  |  |  | No | Other |  | Will Inspect meter box at a later date | Unknown | Don't Know | Don't Know |  | Building | Unknown | Unknown | No |  |  | Unknown
13995 | 209 E WHITE ST, HOBBS NM |  | No | No | Unknown - Unlikely Lead | Don't Know |  |  |  | No | Other |  | Will Inspect meter box at a later date | Unknown - Unlikely Lead |  |  |  | No | Other |  | Will Inspect meter box at a later date | Unknown | Don't Know | Don't Know |  | Building | Unknown | Unknown | No |  |  | Unknown
1874 | 1107 E BROADWAY ST, HOBBS NM |  | No | No | Unknown - Unlikely Lead | Don't Know |  |  |  | No | Other |  | Will Inspect meter box at a later date | Unknown - Unlikely Lead |  |  |  | No | Other |  | Will Inspect meter box at a later date | Unknown | Don't Know | Don't Know |  | Building | Unknown | Unknown | No |  |  | Unknown
2884 | 426 W CLEARFORK CIR, HOBBS NM |  | No | No | Unknown - Unlikely Lead | Don't Know |  |  |  | No | Other |  | Will Inspect meter box at a later date | Unknown - Unlikely Lead |  |  |  | No | Other |  | Will Inspect meter box at a later date | Unknown | Don't Know | Don't Know |  | Building | Unknown | Unknown | No |  |  | Unknown
13712 | 521 W TAYLOR ST, HOBBS NM |  | No | No | Unknown - Unlikely Lead | Don't Know |  |  |  | No | Other |  | Will Inspect meter box at a later date | Unknown - Unlikely Lead |  |  |  | No | Other |  | Will Inspect meter box at a later date | Unknown | Don't Know | Don't Know |  | Building | Unknown | Unknown | No |  |  | Unknown
4256 | 3419 N DAL PASO BLD 8 A, HOBBS NM |  | No | No | Non-Lead - Plastic | No | 2020 | 3/4 | Field inspection only with no records | Yes | Visual inspection at the meter pit | 05/26/2024 00:00:00 |  | Non-Lead - Plastic |  | 3/4 | Installation date after lead ban | Yes | Visual inspection at the meter pit | 05/26/2024 00:00:00 |  | Non-Lead | No | No |  | Single Family Residence |  | No | No |  |  | Non-Lead
419 | 114 E ALTO DR, HOBBS NM |  | No | No | Unknown - Unlikely Lead | Don't Know |  |  |  | No | Other |  | Will Inspect meter box at a later date | Unknown - Unlikely Lead |  |  |  | No | Other |  | Will Inspect meter box at a later date | Unknown | Don't Know | Don't Know |  | Building | Unknown | Unknown | No |  |  | Unknown
4549 | 4809 W DARK HORSE RD, HOBBS NM |  | No | No | Non-Lead - Plastic | No | 2015 | 3/4 | Field inspection only with no records | Yes | Visual inspection at the meter pit | 05/26/2024 00:00:00 |  | Non-Lead - Plastic | 2015 | 3/4 | Installation date after lead ban | Yes | Visual inspection at the meter pit | 05/26/2024 00:00:00 |  | Non-Lead | No | No |  | Single Family Residence |  | No | No |  |  | Non-Lead
3695 | 3125 N CIBOLA AVE, HOBBS NM |  | No | No | Unknown - Unlikely Lead | Don't Know |  |  |  | No | Other |  | Will Inspect meter box at a later date | Unknown - Unlikely Lead |  |  |  | No | Other |  | Will Inspect meter box at a later date | Unknown | Don't Know | Don't Know |  | Building | Unknown | Unknown | No |  |  | Unknown
13732 | 1214 TERRY CT, HOBBS NM |  | No | No | Unknown - Unlikely Lead | Don't Know |  |  |  | No | Other |  | Will Inspect meter box at a later date | Unknown - Unlikely Lead |  |  |  | No | Other |  | Will Inspect meter box at a later date | Unknown | Don't Know | Don't Know |  | Building | Unknown | Unknown | No |  |  | Unknown
14307 | 1021 E YESO DR 209A, HOBBS NM |  | No | No | Unknown - Unlikely Lead | Don't Know |  |  |  | No | Other |  | Will Inspect meter box at a later date | Unknown - Unlikely Lead |  |  |  | No | Other |  | Will Inspect meter box at a later date | Unknown | Don't Know | Don't Know |  | Building | Unknown | Unknown | No |  |  | Unknown
13770 | 2400 N TRES AMIGO DR, HOBBS NM |  | No | No | Unknown - Unlikely Lead | Don't Know |  |  |  | No | Other |  | Will Inspect meter box at a later date | Unknown - Unlikely Lead |  |  |  | No | Other |  | Will Inspect meter box at a later date | Unknown | Don't Know | Don't Know |  | Building | Unknown | Unknown | No |  |  | Unknown
3613 | 503 N COLEMAN ST, HOBBS NM |  | No | No | Unknown - Unlikely Lead | Don't Know |  |  |  | No | Other |  | Will Inspect meter box at a later date | Unknown - Unlikely Lead |  |  |  | No | Other |  | Will Inspect meter box at a later date | Unknown | Don't Know | Don't Know |  | Building | Unknown | Unknown | No |  |  | Unknown
3393 | 826 W CAPROCK ST, HOBBS NM |  | No | No | Unknown - Unlikely Lead | Don't Know |  |  |  | No | Other |  | Will Inspect meter box at a later date | Unknown - Unlikely Lead |  |  |  | No | Other |  | Will Inspect meter box at a later date | Unknown | Don't Know | Don't Know |  | Building | Unknown | Unknown | No |  |  | Unknown
4163 | 1619 N CATHERINE DR, HOBBS NM |  | No | No | Unknown - Unlikely Lead | Don't Know |  |  |  | No | Other |  | Will Inspect meter box at a later date | Unknown - Unlikely Lead |  |  |  | No | Other |  | Will Inspect meter box at a later date | Unknown | Don't Know | Don't Know |  | Building | Unknown | Unknown | No |  |  | Unknown
14445 | 212 E YUCCA ST, HOBBS NM |  | No | No | Unknown - Unlikely Lead | Don't Know |  |  |  | No | Other |  | Will Inspect meter box at a later date | Unknown - Unlikely Lead |  |  |  | No | Other |  | Will Inspect meter box at a later date | Unknown | Don't Know | Don't Know |  | Building | Unknown | Unknown | No |  |  | Unknown
2566 | 316 N AVENUE C, HOBBS NM |  | No | No | Unknown - Unlikely Lead | Don't Know |  |  |  | No | Other |  | Will Inspect meter box at a later date | Unknown - Unlikely Lead |  |  |  | No | Other |  | Will Inspect meter box at a later date | Unknown | Don't Know | Don't Know |  | Building | Unknown | Unknown | No |  |  | Unknown
1899 | 1118 W BROADWAY PL, HOBBS NM |  | No | No | Unknown - Unlikely Lead | Don't Know |  |  |  | No | Other |  | Will Inspect meter box at a later date | Unknown - Unlikely Lead |  |  |  | No | Other |  | Will Inspect meter box at a later date | Unknown | Don't Know | Don't Know |  | Building | Unknown | Unknown | No |  |  | Unknown
4205 | 5107 N CARRIAGE RD, HOBBS NM |  | No | No | Unknown - Unlikely Lead | Don't Know |  |  |  | No | Other |  | Will Inspect meter box at a later date | Unknown - Unlikely Lead |  |  |  | No | Other |  | Will Inspect meter box at a later date | Unknown | Don't Know | Don't Know |  | Building | Unknown | Unknown | No |  |  | Unknown
13979 | 623 E WHITE ST, HOBBS NM |  | No | No | Unknown - Unlikely Lead | Don't Know |  |  |  | No | Other |  | Will Inspect meter box at a later date | Unknown - Unlikely Lead |  |  |  | No | Other |  | Will Inspect meter box at a later date | Unknown | Don't Know | Don't Know |  | Building | Unknown | Unknown | No |  |  | Unknown
1462 | 1509 N BRAZOS AVE, HOBBS NM |  | No | No | Unknown - Unlikely Lead | Don't Know |  |  |  | No | Other |  | Will Inspect meter box at a later date | Unknown - Unlikely Lead |  |  |  | No | Other |  | Will Inspect meter box at a later date | Unknown | Don't Know | Don't Know |  | Building | Unknown | Unknown | No |  |  | Unknown
4386 | 1302 N DAL PASO ST, HOBBS NM |  | No | No | Unknown - Unlikely Lead | Don't Know |  |  |  | No | Other |  | Will Inspect meter box at a later date | Unknown - Unlikely Lead |  |  |  | No | Other |  | Will Inspect meter box at a later date | Unknown | Don't Know | Don't Know |  | Building | Unknown | Unknown | No |  |  | Unknown
2796 | 418 W COPPER AVE, HOBBS NM |  | No | No | Unknown - Unlikely Lead | Don't Know |  |  |  | No | Other |  | Will Inspect meter box at a later date | Unknown - Unlikely Lead |  |  |  | No | Other |  | Will Inspect meter box at a later date | Unknown | Don't Know | Don't Know |  | Building | Unknown | Unknown | No |  |  | Unknown
3596 | 214 N COLEMAN ST, HOBBS NM |  | No | No | Unknown - Unlikely Lead | Don't Know |  |  |  | No | Other |  | Will Inspect meter box at a later date | Unknown - Unlikely Lead |  |  |  | No | Other |  | Will Inspect meter box at a later date | Unknown | Don't Know | Don't Know |  | Building | Unknown | Unknown | No |  |  | Unknown
1974 | 3010 N BENSING RD BLDG 3, HOBBS NM |  | No | No | Unknown - Unlikely Lead | Don't Know |  |  |  | No | Other |  | Will Inspect meter box at a later date | Unknown - Unlikely Lead |  |  |  | No | Other |  | Will Inspect meter box at a later date | Unknown | Don't Know | Don't Know |  | Building | Unknown | Unknown | No |  |  | Unknown
3016 | 3901 N CENTRAL C 306, HOBBS NM |  | No | No | Non-Lead - Plastic | No | 2009 | 3/4 | Field inspection only with no records | Yes | Visual inspection at the meter pit | 05/26/2024 00:00:00 |  | Non-Lead - Plastic | 2009 | 3/4 | Installation date after lead ban | Yes | Visual inspection at the meter pit | 05/26/2024 00:00:00 |  | Non-Lead | No | No |  | Single Family Residence |  | No | No |  |  | Non-Lead
3716 | 1204 E CIMARRON RD, HOBBS NM |  | No | No | Unknown - Unlikely Lead | Don't Know |  |  |  | No | Other |  | Will Inspect meter box at a later date | Unknown - Unlikely Lead |  |  |  | No | Other |  | Will Inspect meter box at a later date | Unknown | Don't Know | Don't Know |  | Building | Unknown | Unknown | No |  |  | Unknown
3752 | 1016 W COLLEGE LN, HOBBS NM |  | No | No | Unknown - Unlikely Lead | Don't Know |  |  |  | No | Other |  | Will Inspect meter box at a later date | Unknown - Unlikely Lead |  |  |  | No | Other |  | Will Inspect meter box at a later date | Unknown | Don't Know | Don't Know |  | Building | Unknown | Unknown | No |  |  | Unknown
1789 | 1210 W BROADWAY ST, HOBBS NM |  | No | No | Unknown - Unlikely Lead | Don't Know |  |  |  | No | Other |  | Will Inspect meter box at a later date | Unknown - Unlikely Lead |  |  |  | No | Other |  | Will Inspect meter box at a later date | Unknown | Don't Know | Don't Know |  | Building | Unknown | Unknown | No |  |  | Unknown
2612 | 2114 N CIELO DR, HOBBS NM |  | No | No | Unknown - Unlikely Lead | Don't Know |  |  |  | No | Other |  | Will Inspect meter box at a later date | Unknown - Unlikely Lead |  |  |  | No | Other |  | Will Inspect meter box at a later date | Unknown | Don't Know | Don't Know |  | Building | Unknown | Unknown | No |  |  | Unknown
3054 | 3901 N CENTRAL K 304, HOBBS NM |  | No | No | Non-Lead - Plastic | No | 2009 | 3/4 | Field inspection only with no records | Yes | Visual inspection at the meter pit | 05/26/2024 00:00:00 |  | Non-Lead - Plastic | 2009 | 3/4 | Installation date after lead ban | Yes | Visual inspection at the meter pit | 05/26/2024 00:00:00 |  | Non-Lead | No | No |  | Single Family Residence |  | No | No |  |  | Non-Lead
13794 | 1204 N UTE PL, HOBBS NM |  | No | No | Unknown - Unlikely Lead | Don't Know |  |  |  | No | Other |  | Will Inspect meter box at a later date | Unknown - Unlikely Lead |  |  |  | No | Other |  | Will Inspect meter box at a later date | Unknown | Don't Know | Don't Know |  | Building | Unknown | Unknown | No |  |  | Unknown
3820 | 1514 CORDOBA LN, HOBBS NM |  | No | No | Unknown - Unlikely Lead | Don't Know |  |  |  | No | Other |  | Will Inspect meter box at a later date | Unknown - Unlikely Lead |  |  |  | No | Other |  | Will Inspect meter box at a later date | Unknown | Don't Know | Don't Know |  | Building | Unknown | Unknown | No |  |  | Unknown
1980 | 4520 BUSINESS PARK BLVD, HOBBS NM |  | No | No | Unknown - Unlikely Lead | Don't Know |  |  |  | No | Other |  | Will Inspect meter box at a later date | Unknown - Unlikely Lead |  |  |  | No | Other |  | Will Inspect meter box at a later date | Unknown | Don't Know | Don't Know |  | Building | Unknown | Unknown | No |  |  | Unknown
2622 | 2307 N CIELO DR, HOBBS NM |  | No | No | Unknown - Unlikely Lead | Don't Know |  |  |  | No | Other |  | Will Inspect meter box at a later date | Unknown - Unlikely Lead |  |  |  | No | Other |  | Will Inspect meter box at a later date | Unknown | Don't Know | Don't Know |  | Building | Unknown | Unknown | No |  |  | Unknown
2267 | 307 N COCHRAN ST, HOBBS NM |  | No | No | Unknown - Unlikely Lead | Don't Know |  |  |  | No | Other |  | Will Inspect meter box at a later date | Unknown - Unlikely Lead |  |  |  | No | Other |  | Will Inspect meter box at a later date | Unknown | Don't Know | Don't Know |  | Building | Unknown | Unknown | No |  |  | Unknown
4213 | 2105 CATALPA, HOBBS NM |  | No | No | Unknown - Unlikely Lead | Don't Know |  |  |  | No | Other |  | Will Inspect meter box at a later date | Unknown - Unlikely Lead |  |  |  | No | Other |  | Will Inspect meter box at a later date | Unknown | Don't Know | Don't Know |  | Building | Unknown | Unknown | No |  |  | Unknown
3270 | 812 W COCHITI AVE, HOBBS NM |  | No | No | Unknown - Unlikely Lead | Don't Know |  |  |  | No | Other |  | Will Inspect meter box at a later date | Unknown - Unlikely Lead |  |  |  | No | Other |  | Will Inspect meter box at a later date | Unknown | Don't Know | Don't Know |  | Building | Unknown | Unknown | No |  |  | Unknown
1805 | 1101 W BROADWAY ST, HOBBS NM |  | No | No | Unknown - Unlikely Lead | Don't Know |  |  |  | No | Other |  | Will Inspect meter box at a later date | Unknown - Unlikely Lead |  |  |  | No | Other |  | Will Inspect meter box at a later date | Unknown | Don't Know | Don't Know |  | Building | Unknown | Unknown | No |  |  | Unknown
14448 | 203 E YUCCA ST, HOBBS NM |  | No | No | Unknown - Unlikely Lead | Don't Know |  |  |  | No | Other |  | Will Inspect meter box at a later date | Unknown - Unlikely Lead |  |  |  | No | Other |  | Will Inspect meter box at a later date | Unknown | Don't Know | Don't Know |  | Building | Unknown | Unknown | No |  |  | Unknown
13675 | 511 S THORP ST, HOBBS NM |  | No | No | Unknown - Unlikely Lead | Don't Know |  |  |  | No | Other |  | Will Inspect meter box at a later date | Unknown - Unlikely Lead |  |  |  | No | Other |  | Will Inspect meter box at a later date | Unknown | Don't Know | Don't Know |  | Building | Unknown | Unknown | No |  |  | Unknown
14013 | 509 W WHITE ST, HOBBS NM |  | No | No | Unknown - Unlikely Lead | Don't Know |  |  |  | No | Other |  | Will Inspect meter box at a later date | Unknown - Unlikely Lead |  |  |  | No | Other |  | Will Inspect meter box at a later date | Unknown | Don't Know | Don't Know |  | Building | Unknown | Unknown | No |  |  | Unknown
1774 | 1206 W BROADWAY ST, HOBBS NM |  | No | No | Unknown - Unlikely Lead | Don't Know |  |  |  | No | Other |  | Will Inspect meter box at a later date | Unknown - Unlikely Lead |  |  |  | No | Other |  | Will Inspect meter box at a later date | Unknown | Don't Know | Don't Know |  | Building | Unknown | Unknown | No |  |  | Unknown
1569 | 407 W BLANCO DR, HOBBS NM |  | No | No | Unknown - Unlikely Lead | Don't Know |  |  |  | No | Other |  | Will Inspect meter box at a later date | Unknown - Unlikely Lead |  |  |  | No | Other |  | Will Inspect meter box at a later date | Unknown | Don't Know | Don't Know |  | Building | Unknown | Unknown | No |  |  | Unknown
1998 | 308 E CORBETT ST, HOBBS NM |  | No | No | Unknown - Unlikely Lead | Don't Know |  |  |  | No | Other |  | Will Inspect meter box at a later date | Unknown - Unlikely Lead |  |  |  | No | Other |  | Will Inspect meter box at a later date | Unknown | Don't Know | Don't Know |  | Building | Unknown | Unknown | No |  |  | Unknown
3479 | 232 S CECIL ST, HOBBS NM |  | No | No | Unknown - Unlikely Lead | Don't Know |  |  |  | No | Other |  | Will Inspect meter box at a later date | Unknown - Unlikely Lead |  |  |  | No | Other |  | Will Inspect meter box at a later date | Unknown | Don't Know | Don't Know |  | Building | Unknown | Unknown | No |  |  | Unknown
2285 | 405 N COCHRAN ST, HOBBS NM |  | No | No | Unknown - Unlikely Lead | Don't Know |  |  |  | No | Other |  | Will Inspect meter box at a later date | Unknown - Unlikely Lead |  |  |  | No | Other |  | Will Inspect meter box at a later date | Unknown | Don't Know | Don't Know |  | Building | Unknown | Unknown | No |  |  | Unknown
3063 | 3901 N CENTRAL E 103, HOBBS NM |  | No | No | Non-Lead - Plastic | No | 2009 | 3/4 | Field inspection only with no records | Yes | Visual inspection at the meter pit | 05/26/2024 00:00:00 |  | Non-Lead - Plastic | 2009 | 3/4 | Installation date after lead ban | Yes | Visual inspection at the meter pit | 05/26/2024 00:00:00 |  | Non-Lead | No | No |  | Single Family Residence |  | No | No |  |  | Non-Lead
2926 | 3901 N CENTRAL D 201, HOBBS NM |  | No | No | Non-Lead - Plastic | No | 2009 | 3/4 | Field inspection only with no records | Yes | Visual inspection at the meter pit | 05/26/2024 00:00:00 |  | Non-Lead - Plastic | 2009 | 3/4 | Installation date after lead ban | Yes | Visual inspection at the meter pit | 05/26/2024 00:00:00 |  | Non-Lead | No | No |  | Single Family Residence |  | No | No |  |  | Non-Lead
3648 | 629 S CARLTON ST, HOBBS NM |  | No | No | Unknown - Unlikely Lead | Don't Know |  |  |  | No | Other |  | Will Inspect meter box at a later date | Unknown - Unlikely Lead |  |  |  | No | Other |  | Will Inspect meter box at a later date | Unknown | Don't Know | Don't Know |  | Building | Unknown | Unknown | No |  |  | Unknown
2676 | 722 W CIELO DR, HOBBS NM |  | No | No | Unknown - Unlikely Lead | Don't Know |  |  |  | No | Other |  | Will Inspect meter box at a later date | Unknown - Unlikely Lead |  |  |  | No | Other |  | Will Inspect meter box at a later date | Unknown | Don't Know | Don't Know |  | Building | Unknown | Unknown | No |  |  | Unknown
14156 | 3429 N WEST COUNTY RD, HOBBS NM |  | No | No | Unknown - Unlikely Lead | Don't Know |  |  |  | No | Other |  | Will Inspect meter box at a later date | Unknown - Unlikely Lead |  |  |  | No | Other |  | Will Inspect meter box at a later date | Unknown | Don't Know | Don't Know |  | Building | Unknown | Unknown | No |  |  | Unknown
4585 | 4813 W DARK HORSE RD, HOBBS NM |  | No | No | Non-Lead - Plastic | No | 2015 | 3/4 | Field inspection only with no records | Yes | Visual inspection at the meter pit | 05/26/2024 00:00:00 |  | Non-Lead - Plastic | 2015 | 3/4 | Installation date after lead ban | Yes | Visual inspection at the meter pit | 05/26/2024 00:00:00 |  | Non-Lead | No | No |  | Single Family Residence |  | No | No |  |  | Non-Lead
3895 | 4102 N CALLE GRANDE, HOBBS NM |  | No | No | Unknown - Unlikely Lead | Don't Know |  |  |  | No | Other |  | Will Inspect meter box at a later date | Unknown - Unlikely Lead |  |  |  | No | Other |  | Will Inspect meter box at a later date | Unknown | Don't Know | Don't Know |  | Building | Unknown | Unknown | No |  |  | Unknown
1416 | 310 W BYERS ST, HOBBS NM |  | No | No | Unknown - Unlikely Lead | Don't Know |  |  |  | No | Other |  | Will Inspect meter box at a later date | Unknown - Unlikely Lead |  |  |  | No | Other |  | Will Inspect meter box at a later date | Unknown | Don't Know | Don't Know |  | Building | Unknown | Unknown | No |  |  | Unknown
1970 | 237 N BOND ST, HOBBS NM |  | No | No | Unknown - Unlikely Lead | Don't Know |  |  |  | No | Other |  | Will Inspect meter box at a later date | Unknown - Unlikely Lead |  |  |  | No | Other |  | Will Inspect meter box at a later date | Unknown | Don't Know | Don't Know |  | Building | Unknown | Unknown | No |  |  | Unknown
1773 | 1200 W BROADWAY ST, HOBBS NM |  | No | No | Unknown - Unlikely Lead | Don't Know |  |  |  | No | Other |  | Will Inspect meter box at a later date | Unknown - Unlikely Lead |  |  |  | No | Other |  | Will Inspect meter box at a later date | Unknown | Don't Know | Don't Know |  | Building | Unknown | Unknown | No |  |  | Unknown
14318 | 1021 E YESO DR 209B, HOBBS NM |  | No | No | Unknown - Unlikely Lead | Don't Know |  |  |  | No | Other |  | Will Inspect meter box at a later date | Unknown - Unlikely Lead |  |  |  | No | Other |  | Will Inspect meter box at a later date | Unknown | Don't Know | Don't Know |  | Building | Unknown | Unknown | No |  |  | Unknown
349 | 304 E ALSTON ST, HOBBS NM |  | No | No | Unknown - Unlikely Lead | Don't Know |  |  |  | No | Other |  | Will Inspect meter box at a later date | Unknown - Unlikely Lead |  |  |  | No | Other |  | Will Inspect meter box at a later date | Unknown | Don't Know | Don't Know |  | Building | Unknown | Unknown | No |  |  | Unknown
2203 | 321 W CASTLE AVE, HOBBS NM |  | No | No | Unknown - Unlikely Lead | Don't Know |  |  |  | No | Other |  | Will Inspect meter box at a later date | Unknown - Unlikely Lead |  |  |  | No | Other |  | Will Inspect meter box at a later date | Unknown | Don't Know | Don't Know |  | Building | Unknown | Unknown | No |  |  | Unknown
3462 | 403 N CECIL ST, HOBBS NM |  | No | No | Unknown - Unlikely Lead | Don't Know |  |  |  | No | Other |  | Will Inspect meter box at a later date | Unknown - Unlikely Lead |  |  |  | No | Other |  | Will Inspect meter box at a later date | Unknown | Don't Know | Don't Know |  | Building | Unknown | Unknown | No |  |  | Unknown
4495 | 1505 S DAL PASO ST, HOBBS NM |  | No | No | Unknown - Unlikely Lead | Don't Know |  |  |  | No | Other |  | Will Inspect meter box at a later date | Unknown - Unlikely Lead |  |  |  | No | Other |  | Will Inspect meter box at a later date | Unknown | Don't Know | Don't Know |  | Building | Unknown | Unknown | No |  |  | Unknown
4606 | 316 S DALMONT ST, HOBBS NM |  | No | No | Unknown - Unlikely Lead | Don't Know |  |  |  | No | Other |  | Will Inspect meter box at a later date | Unknown - Unlikely Lead |  |  |  | No | Other |  | Will Inspect meter box at a later date | Unknown | Don't Know | Don't Know |  | Building | Unknown | Unknown | No |  |  | Unknown
3190 | 3901 N CENTRAL C 203, HOBBS NM |  | No | No | Non-Lead - Plastic | No | 2009 | 3/4 | Field inspection only with no records | Yes | Visual inspection at the meter pit | 05/26/2024 00:00:00 |  | Non-Lead - Plastic | 2009 | 3/4 | Installation date after lead ban | Yes | Visual inspection at the meter pit | 05/26/2024 00:00:00 |  | Non-Lead | No | No |  | Single Family Residence |  | No | No |  |  | Non-Lead
2234 | 1501 S COCHRAN ST, HOBBS NM |  | No | No | Unknown - Unlikely Lead | Don't Know |  |  |  | No | Other |  | Will Inspect meter box at a later date | Unknown - Unlikely Lead |  |  |  | No | Other |  | Will Inspect meter box at a later date | Unknown | Don't Know | Don't Know |  | Building | Unknown | Unknown | No |  |  | Unknown
3007 | 3901 N CENTRAL N 105, HOBBS NM |  | No | No | Non-Lead - Plastic | No | 2009 | 3/4 | Field inspection only with no records | Yes | Visual inspection at the meter pit | 05/26/2024 00:00:00 |  | Non-Lead - Plastic | 2009 | 3/4 | Installation date after lead ban | Yes | Visual inspection at the meter pit | 05/26/2024 00:00:00 |  | Non-Lead | No | No |  | Single Family Residence |  | No | No |  |  | Non-Lead
3291 | 927 W COCHITI AVE, HOBBS NM |  | No | No | Unknown - Unlikely Lead | Don't Know |  |  |  | No | Other |  | Will Inspect meter box at a later date | Unknown - Unlikely Lead |  |  |  | No | Other |  | Will Inspect meter box at a later date | Unknown | Don't Know | Don't Know |  | Building | Unknown | Unknown | No |  |  | Unknown
4063 | 2330 CHARLCIA BLVD, HOBBS NM |  | No | No | Unknown - Unlikely Lead | Don't Know |  |  |  | No | Other |  | Will Inspect meter box at a later date | Unknown - Unlikely Lead |  |  |  | No | Other |  | Will Inspect meter box at a later date | Unknown | Don't Know | Don't Know |  | Building | Unknown | Unknown | No |  |  | Unknown
13960 | 503 E WHITE ST, HOBBS NM |  | No | No | Unknown - Unlikely Lead | Don't Know |  |  |  | No | Other |  | Will Inspect meter box at a later date | Unknown - Unlikely Lead |  |  |  | No | Other |  | Will Inspect meter box at a later date | Unknown | Don't Know | Don't Know |  | Building | Unknown | Unknown | No |  |  | Unknown
14348 | 109 W YESO DR, HOBBS NM |  | No | No | Unknown - Unlikely Lead | Don't Know |  |  |  | No | Other |  | Will Inspect meter box at a later date | Unknown - Unlikely Lead |  |  |  | No | Other |  | Will Inspect meter box at a later date | Unknown | Don't Know | Don't Know |  | Building | Unknown | Unknown | No |  |  | Unknown
14157 | 2112 N WEST COUNTY RD, HOBBS NM |  | No | No | Unknown - Unlikely Lead | Don't Know |  |  |  | No | Other |  | Will Inspect meter box at a later date | Unknown - Unlikely Lead |  |  |  | No | Other |  | Will Inspect meter box at a later date | Unknown | Don't Know | Don't Know |  | Building | Unknown | Unknown | No |  |  | Unknown
2201 | 507 W CASTLE AVE, HOBBS NM |  | No | No | Unknown - Unlikely Lead | Don't Know |  |  |  | No | Other |  | Will Inspect meter box at a later date | Unknown - Unlikely Lead |  |  |  | No | Other |  | Will Inspect meter box at a later date | Unknown | Don't Know | Don't Know |  | Building | Unknown | Unknown | No |  |  | Unknown
4194 | 2933 N CARINO DR, HOBBS NM |  | No | No | Non-Lead - Plastic | Don't Know | 2019 | 1 | Field inspection only with no records | Yes | Visual inspection at the meter pit | 08/19/2024 00:00:00 |  | Non-Lead - Plastic | 2019 | 1 | Field inspection only with no records | Yes | Visual inspection at the meter pit | 08/19/2024 00:00:00 |  | Non-Lead | No | Don't Know |  | Single Family Residence |  | No | No |  |  | Non-Lead
3745 | 1040 E CIMARRON CT, HOBBS NM |  | No | No | Unknown - Unlikely Lead | Don't Know |  |  |  | No | Other |  | Will Inspect meter box at a later date | Unknown - Unlikely Lead |  |  |  | No | Other |  | Will Inspect meter box at a later date | Unknown | Don't Know | Don't Know |  | Building | Unknown | Unknown | No |  |  | Unknown
4659 | 1920 E DUNNAM ST, HOBBS NM |  | No | No | Unknown - Unlikely Lead | Don't Know |  |  |  | No | Other |  | Will Inspect meter box at a later date | Unknown - Unlikely Lead |  |  |  | No | Other |  | Will Inspect meter box at a later date | Unknown | Don't Know | Don't Know |  | Building | Unknown | Unknown | No |  |  | Unknown
2083 | 200 E CLINTON ST, HOBBS NM |  | No | No | Unknown - Unlikely Lead | Don't Know |  |  |  | No | Other |  | Will Inspect meter box at a later date | Unknown - Unlikely Lead |  |  |  | No | Other |  | Will Inspect meter box at a later date | Unknown | Don't Know | Don't Know |  | Building | Unknown | Unknown | No |  |  | Unknown
4708 | 506 E DUNNAM ST, HOBBS NM |  | No | No | Unknown - Unlikely Lead | Don't Know |  |  |  | No | Other |  | Will Inspect meter box at a later date | Unknown - Unlikely Lead |  |  |  | No | Other |  | Will Inspect meter box at a later date | Unknown | Don't Know | Don't Know |  | Building | Unknown | Unknown | No |  |  | Unknown
2186 | 317 W CASTLE AVE, HOBBS NM |  | No | No | Unknown - Unlikely Lead | Don't Know |  |  |  | No | Other |  | Will Inspect meter box at a later date | Unknown - Unlikely Lead |  |  |  | No | Other |  | Will Inspect meter box at a later date | Unknown | Don't Know | Don't Know |  | Building | Unknown | Unknown | No |  |  | Unknown
332 | 116 E ALSTON ST, HOBBS NM |  | No | No | Unknown - Unlikely Lead | Don't Know |  |  |  | No | Other |  | Will Inspect meter box at a later date | Unknown - Unlikely Lead |  |  |  | No | Other |  | Will Inspect meter box at a later date | Unknown | Don't Know | Don't Know |  | Building | Unknown | Unknown | No |  |  | Unknown
1675 | 1816 N BRECKON DR, HOBBS NM |  | No | No | Unknown - Unlikely Lead | Don't Know |  |  |  | No | Other |  | Will Inspect meter box at a later date | Unknown - Unlikely Lead |  |  |  | No | Other |  | Will Inspect meter box at a later date | Unknown | Don't Know | Don't Know |  | Building | Unknown | Unknown | No |  |  | Unknown
3577 | 917 N COLEMAN ST, HOBBS NM |  | No | No | Unknown - Unlikely Lead | Don't Know |  |  |  | No | Other |  | Will Inspect meter box at a later date | Unknown - Unlikely Lead |  |  |  | No | Other |  | Will Inspect meter box at a later date | Unknown | Don't Know | Don't Know |  | Building | Unknown | Unknown | No |  |  | Unknown
4379 | 1516 N DAL PASO ST, HOBBS NM |  | No | No | Unknown - Unlikely Lead | Don't Know |  |  |  | No | Other |  | Will Inspect meter box at a later date | Unknown - Unlikely Lead |  |  |  | No | Other |  | Will Inspect meter box at a later date | Unknown | Don't Know | Don't Know |  | Building | Unknown | Unknown | No |  |  | Unknown
1497 | 2424 N BRAZOS AVE, HOBBS NM |  | No | No | Unknown - Unlikely Lead | Don't Know |  |  |  | No | Other |  | Will Inspect meter box at a later date | Unknown - Unlikely Lead |  |  |  | No | Other |  | Will Inspect meter box at a later date | Unknown | Don't Know | Don't Know |  | Building | Unknown | Unknown | No |  |  | Unknown
3829 | 3613 CORDOBA LN, HOBBS NM |  | No | No | Unknown - Unlikely Lead | Don't Know |  |  |  | No | Other |  | Will Inspect meter box at a later date | Unknown - Unlikely Lead |  |  |  | No | Other |  | Will Inspect meter box at a later date | Unknown | Don't Know | Don't Know |  | Building | Unknown | Unknown | No |  |  | Unknown
3750 | 1111 W COLLEGE LN, HOBBS NM |  | No | No | Unknown - Unlikely Lead | Don't Know |  |  |  | No | Other |  | Will Inspect meter box at a later date | Unknown - Unlikely Lead |  |  |  | No | Other |  | Will Inspect meter box at a later date | Unknown | Don't Know | Don't Know |  | Building | Unknown | Unknown | No |  |  | Unknown
13911 | 223 W VEGA DR, HOBBS NM |  | No | No | Unknown - Unlikely Lead | Don't Know |  |  |  | No | Other |  | Will Inspect meter box at a later date | Unknown - Unlikely Lead |  |  |  | No | Other |  | Will Inspect meter box at a later date | Unknown | Don't Know | Don't Know |  | Building | Unknown | Unknown | No |  |  | Unknown
1507 | 1627 N BRAZOS AVE, HOBBS NM |  | No | No | Unknown - Unlikely Lead | Don't Know |  |  |  | No | Other |  | Will Inspect meter box at a later date | Unknown - Unlikely Lead |  |  |  | No | Other |  | Will Inspect meter box at a later date | Unknown | Don't Know | Don't Know |  | Building | Unknown | Unknown | No |  |  | Unknown
247 | 510 E ALBERTSON CIR, HOBBS NM |  | No | No | Unknown - Unlikely Lead | Don't Know |  |  |  | No | Other |  | Will Inspect meter box at a later date | Unknown - Unlikely Lead |  |  |  | No | Other |  | Will Inspect meter box at a later date | Unknown | Don't Know | Don't Know |  | Building | Unknown | Unknown | No |  |  | Unknown
4648 | 509 E DUNNAM ST, HOBBS NM |  | No | No | Unknown - Unlikely Lead | Don't Know |  |  |  | No | Other |  | Will Inspect meter box at a later date | Unknown - Unlikely Lead |  |  |  | No | Other |  | Will Inspect meter box at a later date | Unknown | Don't Know | Don't Know |  | Building | Unknown | Unknown | No |  |  | Unknown
325 | 1301 E ALSTON ST, HOBBS NM |  | No | No | Unknown - Unlikely Lead | Don't Know |  |  |  | No | Other |  | Will Inspect meter box at a later date | Unknown - Unlikely Lead |  |  |  | No | Other |  | Will Inspect meter box at a later date | Unknown | Don't Know | Don't Know |  | Building | Unknown | Unknown | No |  |  | Unknown
13754 | 1508 W TURTLEBACK CT, HOBBS NM |  | No | No | Non-Lead - Plastic | No | 2019 | 1 | Installation date after lead ban | No | Other |  | GIS verfied because of being built after ban | Non-Lead - Plastic | 2019 | 1 | Installation date after lead ban | No | Other |  | Newer Construction, verified by GIS Mapping |  | No | No |  | Single Family Residence | Unknown | No | No |  |  | Non-Lead
14225 | 1021 E YESO DR 406A, HOBBS NM |  | No | No | Unknown - Unlikely Lead | Don't Know |  |  |  | No | Other |  | Will Inspect meter box at a later date | Unknown - Unlikely Lead |  |  |  | No | Other |  | Will Inspect meter box at a later date | Unknown | Don't Know | Don't Know |  | Building | Unknown | Unknown | No |  |  | Unknown
1988 | 400 E CORBETT ST, HOBBS NM |  | No | No | Unknown - Unlikely Lead | Don't Know |  |  |  | No | Other |  | Will Inspect meter box at a later date | Unknown - Unlikely Lead |  |  |  | No | Other |  | Will Inspect meter box at a later date | Unknown | Don't Know | Don't Know |  | Building | Unknown | Unknown | No |  |  | Unknown
2833 | 529 E COPPER AVE, HOBBS NM |  | No | No | Unknown - Unlikely Lead | Don't Know |  |  |  | No | Other |  | Will Inspect meter box at a later date | Unknown - Unlikely Lead |  |  |  | No | Other |  | Will Inspect meter box at a later date | Unknown | Don't Know | Don't Know |  | Building | Unknown | Unknown | No |  |  | Unknown
3215 | 3419 N CENTRAL DR, HOBBS NM |  | No | No | Unknown - Unlikely Lead | Don't Know |  |  |  | No | Other |  | Will Inspect meter box at a later date | Unknown - Unlikely Lead |  |  |  | No | Other |  | Will Inspect meter box at a later date | Unknown | Don't Know | Don't Know |  | Building | Unknown | Unknown | No |  |  | Unknown
14430 | 628 E YUCCA ST, HOBBS NM |  | No | No | Unknown - Unlikely Lead | Don't Know |  |  |  | No | Other |  | Will Inspect meter box at a later date | Unknown - Unlikely Lead |  |  |  | No | Other |  | Will Inspect meter box at a later date | Unknown | Don't Know | Don't Know |  | Building | Unknown | Unknown | No |  |  | Unknown
4421 | 3419 N DAL PASO BLD 8 B, HOBBS NM |  | No | No | Non-Lead - Plastic | No | 2020 | 3/4 | Field inspection only with no records | Yes | Visual inspection at the meter pit | 05/26/2024 00:00:00 |  | Non-Lead - Plastic |  | 3/4 | Installation date after lead ban | Yes | Visual inspection at the meter pit | 05/26/2024 00:00:00 |  | Non-Lead | No | No |  | Single Family Residence |  | No | No |  |  | Non-Lead
14153 | 3000 N WEST COUNTY RD, HOBBS NM |  | No | No | Unknown - Unlikely Lead | Don't Know |  |  |  | No | Other |  | Will Inspect meter box at a later date | Unknown - Unlikely Lead |  |  |  | No | Other |  | Will Inspect meter box at a later date | Unknown | Don't Know | Don't Know |  | Building | Unknown | Unknown | No |  |  | Unknown
3565 | 510 N COLEMAN ST, HOBBS NM |  | No | No | Unknown - Unlikely Lead | Don't Know |  |  |  | No | Other |  | Will Inspect meter box at a later date | Unknown - Unlikely Lead |  |  |  | No | Other |  | Will Inspect meter box at a later date | Unknown | Don't Know | Don't Know |  | Building | Unknown | Unknown | No |  |  | Unknown
1465 | 1607 N BRAZOS AVE, HOBBS NM |  | No | No | Unknown - Unlikely Lead | Don't Know |  |  |  | No | Other |  | Will Inspect meter box at a later date | Unknown - Unlikely Lead |  |  |  | No | Other |  | Will Inspect meter box at a later date | Unknown | Don't Know | Don't Know |  | Building | Unknown | Unknown | No |  |  | Unknown
3187 | 3901 N CENTRAL B 106, HOBBS NM |  | No | No | Non-Lead - Plastic | No | 2009 | 3/4 | Field inspection only with no records | Yes | Visual inspection at the meter pit | 05/26/2024 00:00:00 |  | Non-Lead - Plastic | 2009 | 3/4 | Installation date after lead ban | Yes | Visual inspection at the meter pit | 05/26/2024 00:00:00 |  | Non-Lead | No | No |  | Single Family Residence |  | No | No |  |  | Non-Lead
4349 | 3419 N DAL PASO BLD 9 B, HOBBS NM |  | No | No | Non-Lead - Plastic | No | 2020 | 3/4 | Field inspection only with no records | Yes | Visual inspection at the meter pit | 05/26/2024 00:00:00 |  | Non-Lead - Plastic |  | 3/4 | Installation date after lead ban | Yes | Visual inspection at the meter pit | 05/26/2024 00:00:00 |  | Non-Lead | No | No |  | Single Family Residence |  | No | No |  |  | Non-Lead
13963 | 504 E WHITE ST, HOBBS NM |  | No | No | Unknown - Unlikely Lead | Don't Know |  |  |  | No | Other |  | Will Inspect meter box at a later date | Unknown - Unlikely Lead |  |  |  | No | Other |  | Will Inspect meter box at a later date | Unknown | Don't Know | Don't Know |  | Building | Unknown | Unknown | No |  |  | Unknown
2372 | 1514 S COCHRAN ST, HOBBS NM |  | No | No | Unknown - Unlikely Lead | Don't Know |  |  |  | No | Other |  | Will Inspect meter box at a later date | Unknown - Unlikely Lead |  |  |  | No | Other |  | Will Inspect meter box at a later date | Unknown | Don't Know | Don't Know |  | Building | Unknown | Unknown | No |  |  | Unknown
3156 | 3901 N CENTRAL D 103, HOBBS NM |  | No | No | Non-Lead - Plastic | No | 2009 | 3/4 | Field inspection only with no records | Yes | Visual inspection at the meter pit | 05/26/2024 00:00:00 |  | Non-Lead - Plastic | 2009 | 3/4 | Installation date after lead ban | Yes | Visual inspection at the meter pit | 05/26/2024 00:00:00 |  | Non-Lead | No | No |  | Single Family Residence |  | No | No |  |  | Non-Lead
2581 | 114 N AVENUE C, HOBBS NM |  | No | No | Unknown - Unlikely Lead | Don't Know |  |  |  | No | Other |  | Will Inspect meter box at a later date | Unknown - Unlikely Lead |  |  |  | No | Other |  | Will Inspect meter box at a later date | Unknown | Don't Know | Don't Know |  | Building | Unknown | Unknown | No |  |  | Unknown
1671 | 1119 N BRECKON DR, HOBBS NM |  | No | No | Unknown - Unlikely Lead | Don't Know |  |  |  | No | Other |  | Will Inspect meter box at a later date | Unknown - Unlikely Lead |  |  |  | No | Other |  | Will Inspect meter box at a later date | Unknown | Don't Know | Don't Know |  | Building | Unknown | Unknown | No |  |  | Unknown
3182 | 3901 N CENTRAL K 106, HOBBS NM |  | No | No | Non-Lead - Plastic | No | 2009 | 3/4 | Field inspection only with no records | Yes | Visual inspection at the meter pit | 05/26/2024 00:00:00 |  | Non-Lead - Plastic | 2009 | 3/4 | Installation date after lead ban | Yes | Visual inspection at the meter pit | 05/26/2024 00:00:00 |  | Non-Lead | No | No |  | Single Family Residence |  | No | No |  |  | Non-Lead
4358 | 3419 N DAL PASO BLD 6 A, HOBBS NM |  | No | No | Non-Lead - Plastic | No | 2020 | 3/4 | Field inspection only with no records | Yes | Visual inspection at the meter pit | 05/26/2024 00:00:00 |  | Non-Lead - Plastic |  | 3/4 | Installation date after lead ban | Yes | Visual inspection at the meter pit | 05/26/2024 00:00:00 |  | Non-Lead | No | No |  | Single Family Residence |  | No | No |  |  | Non-Lead
4519 | 4911 W DARK HORSE RD, HOBBS NM |  | No | No | Non-Lead - Plastic | No | 2015 | 3/4 | Field inspection only with no records | Yes | Visual inspection at the meter pit | 05/26/2024 00:00:00 |  | Non-Lead - Plastic | 2015 | 3/4 | Installation date after lead ban | Yes | Visual inspection at the meter pit | 05/26/2024 00:00:00 |  | Non-Lead | No | No |  | Single Family Residence |  | No | No |  |  | Non-Lead
2905 | 3901 N CENTRAL N 204, HOBBS NM |  | No | No | Non-Lead - Plastic | No | 2009 | 3/4 | Field inspection only with no records | Yes | Visual inspection at the meter pit | 05/26/2024 00:00:00 |  | Non-Lead - Plastic | 2009 | 3/4 | Installation date after lead ban | Yes | Visual inspection at the meter pit | 05/26/2024 00:00:00 |  | Non-Lead | No | No |  | Single Family Residence |  | No | No |  |  | Non-Lead
4445 | 2521 N DAL PASO ST, HOBBS NM |  | No | No | Unknown - Unlikely Lead | Don't Know |  |  |  | No | Other |  | Will Inspect meter box at a later date | Unknown - Unlikely Lead |  |  |  | No | Other |  | Will Inspect meter box at a later date | Unknown | Don't Know | Don't Know |  | Building | Unknown | Unknown | No |  |  | Unknown
13710 | 200 W TAYLOR ST, HOBBS NM |  | No | No | Unknown - Unlikely Lead | Don't Know |  |  |  | No | Other |  | Will Inspect meter box at a later date | Unknown - Unlikely Lead |  |  |  | No | Other |  | Will Inspect meter box at a later date | Unknown | Don't Know | Don't Know |  | Building | Unknown | Unknown | No |  |  | Unknown
451 | 115 W ALTO DR, HOBBS NM |  | No | No | Unknown - Unlikely Lead | Don't Know |  |  |  | No | Other |  | Will Inspect meter box at a later date | Unknown - Unlikely Lead |  |  |  | No | Other |  | Will Inspect meter box at a later date | Unknown | Don't Know | Don't Know |  | Building | Unknown | Unknown | No |  |  | Unknown
3078 | 3901 N CENTRAL M 106, HOBBS NM |  | No | No | Non-Lead - Plastic | No | 2009 | 3/4 | Field inspection only with no records | Yes | Visual inspection at the meter pit | 05/26/2024 00:00:00 |  | Non-Lead - Plastic | 2009 | 3/4 | Installation date after lead ban | Yes | Visual inspection at the meter pit | 05/26/2024 00:00:00 |  | Non-Lead | No | No |  | Single Family Residence |  | No | No |  |  | Non-Lead
2077 | 602 E CLINTON ST, HOBBS NM |  | No | No | Unknown - Unlikely Lead | Don't Know |  |  |  | No | Other |  | Will Inspect meter box at a later date | Unknown - Unlikely Lead |  |  |  | No | Other |  | Will Inspect meter box at a later date | Unknown | Don't Know | Don't Know |  | Building | Unknown | Unknown | No |  |  | Unknown
1887 | 108 E BROADWAY ST, HOBBS NM |  | No | No | Unknown - Unlikely Lead | Don't Know |  |  |  | No | Other |  | Will Inspect meter box at a later date | Unknown - Unlikely Lead |  |  |  | No | Other |  | Will Inspect meter box at a later date | Unknown | Don't Know | Don't Know |  | Building | Unknown | Unknown | No |  |  | Unknown
2318 | 303 N COCHRAN ST, HOBBS NM |  | No | No | Unknown - Unlikely Lead | Don't Know |  |  |  | No | Other |  | Will Inspect meter box at a later date | Unknown - Unlikely Lead |  |  |  | No | Other |  | Will Inspect meter box at a later date | Unknown | Don't Know | Don't Know |  | Building | Unknown | Unknown | No |  |  | Unknown
2197 | 301 W CASTLE AVE, HOBBS NM |  | No | No | Unknown - Unlikely Lead | Don't Know |  |  |  | No | Other |  | Will Inspect meter box at a later date | Unknown - Unlikely Lead |  |  |  | No | Other |  | Will Inspect meter box at a later date | Unknown | Don't Know | Don't Know |  | Building | Unknown | Unknown | No |  |  | Unknown
14117 | 300 S WILLOW ST, HOBBS NM |  | No | No | Unknown - Unlikely Lead | Don't Know |  |  |  | No | Other |  | Will Inspect meter box at a later date | Unknown - Unlikely Lead |  |  |  | No | Other |  | Will Inspect meter box at a later date | Unknown | Don't Know | Don't Know |  | Building | Unknown | Unknown | No |  |  | Unknown
2529 | 719 E CAIN ST, HOBBS NM |  | No | No | Unknown - Unlikely Lead | Don't Know |  |  |  | No | Other |  | Will Inspect meter box at a later date | Unknown - Unlikely Lead |  |  |  | No | Other |  | Will Inspect meter box at a later date | Unknown | Don't Know | Don't Know |  | Building | Unknown | Unknown | No |  |  | Unknown
205 | 211 E ALBERTSON CIR, HOBBS NM |  | No | No | Unknown - Unlikely Lead | Don't Know |  |  |  | No | Other |  | Will Inspect meter box at a later date | Unknown - Unlikely Lead |  |  |  | No | Other |  | Will Inspect meter box at a later date | Unknown | Don't Know | Don't Know |  | Building | Unknown | Unknown | No |  |  | Unknown
14277 | 1021 E YESO DR 404A, HOBBS NM |  | No | No | Unknown - Unlikely Lead | Don't Know |  |  |  | No | Other |  | Will Inspect meter box at a later date | Unknown - Unlikely Lead |  |  |  | No | Other |  | Will Inspect meter box at a later date | Unknown | Don't Know | Don't Know |  | Building | Unknown | Unknown | No |  |  | Unknown
2810 | 437 E COPPER AVE, HOBBS NM |  | No | No | Unknown - Unlikely Lead | Don't Know |  |  |  | No | Other |  | Will Inspect meter box at a later date | Unknown - Unlikely Lead |  |  |  | No | Other |  | Will Inspect meter box at a later date | Unknown | Don't Know | Don't Know |  | Building | Unknown | Unknown | No |  |  | Unknown
14131 | 205 N WILLOW ST, HOBBS NM |  | No | No | Unknown - Unlikely Lead | Don't Know |  |  |  | No | Other |  | Will Inspect meter box at a later date | Unknown - Unlikely Lead |  |  |  | No | Other |  | Will Inspect meter box at a later date | Unknown | Don't Know | Don't Know |  | Building | Unknown | Unknown | No |  |  | Unknown
1652 | 1223 N BRECKON DR, HOBBS NM |  | No | No | Unknown - Unlikely Lead | Don't Know |  |  |  | No | Other |  | Will Inspect meter box at a later date | Unknown - Unlikely Lead |  |  |  | No | Other |  | Will Inspect meter box at a later date | Unknown | Don't Know | Don't Know |  | Building | Unknown | Unknown | No |  |  | Unknown
1683 | 1218 N BRECKON DR, HOBBS NM |  | No | No | Unknown - Unlikely Lead | Don't Know |  |  |  | No | Other |  | Will Inspect meter box at a later date | Unknown - Unlikely Lead |  |  |  | No | Other |  | Will Inspect meter box at a later date | Unknown | Don't Know | Don't Know |  | Building | Unknown | Unknown | No |  |  | Unknown
4759 | 2933 N DEL SOL CIRCLE, HOBBS NM |  | No | No | Non-Lead - Plastic | Don't Know | 2019 | 1 | Field inspection only with no records | Yes | Visual inspection at the meter pit | 08/19/2024 00:00:00 |  | Non-Lead - Plastic | 2019 | 1 | Field inspection only with no records | Yes | Visual inspection at the meter pit | 08/19/2024 00:00:00 |  | Non-Lead | No | Don't Know |  | Single Family Residence |  | No | No |  |  | Non-Lead
2369 | 1509 S COCHRAN ST, HOBBS NM |  | No | No | Unknown - Unlikely Lead | Don't Know |  |  |  | No | Other |  | Will Inspect meter box at a later date | Unknown - Unlikely Lead |  |  |  | No | Other |  | Will Inspect meter box at a later date | Unknown | Don't Know | Don't Know |  | Building | Unknown | Unknown | No |  |  | Unknown
14449 | 118 E YUCCA ST, HOBBS NM |  | No | No | Unknown - Unlikely Lead | Don't Know |  |  |  | No | Other |  | Will Inspect meter box at a later date | Unknown - Unlikely Lead |  |  |  | No | Other |  | Will Inspect meter box at a later date | Unknown | Don't Know | Don't Know |  | Building | Unknown | Unknown | No |  |  | Unknown
14431 | 523 E YUCCA ST, HOBBS NM |  | No | No | Unknown - Unlikely Lead | Don't Know |  |  |  | No | Other |  | Will Inspect meter box at a later date | Unknown - Unlikely Lead |  |  |  | No | Other |  | Will Inspect meter box at a later date | Unknown | Don't Know | Don't Know |  | Building | Unknown | Unknown | No |  |  | Unknown
2919 | 3901 N CENTRAL H 207, HOBBS NM |  | No | No | Non-Lead - Plastic | No | 2009 | 3/4 | Field inspection only with no records | Yes | Visual inspection at the meter pit | 05/26/2024 00:00:00 |  | Non-Lead - Plastic | 2009 | 3/4 | Installation date after lead ban | Yes | Visual inspection at the meter pit | 05/26/2024 00:00:00 |  | Non-Lead | No | No |  | Single Family Residence |  | No | No |  |  | Non-Lead
1648 | 1212 N BRECKON DR, HOBBS NM |  | No | No | Unknown - Unlikely Lead | Don't Know |  |  |  | No | Other |  | Will Inspect meter box at a later date | Unknown - Unlikely Lead |  |  |  | No | Other |  | Will Inspect meter box at a later date | Unknown | Don't Know | Don't Know |  | Building | Unknown | Unknown | No |  |  | Unknown
3324 | 1506 W CAPROCK ST, HOBBS NM |  | No | No | Unknown - Unlikely Lead | Don't Know |  |  |  | No | Other |  | Will Inspect meter box at a later date | Unknown - Unlikely Lead |  |  |  | No | Other |  | Will Inspect meter box at a later date | Unknown | Don't Know | Don't Know |  | Building | Unknown | Unknown | No |  |  | Unknown
2040 | 510 E CLINTON ST, HOBBS NM |  | No | No | Unknown - Unlikely Lead | Don't Know |  |  |  | No | Other |  | Will Inspect meter box at a later date | Unknown - Unlikely Lead |  |  |  | No | Other |  | Will Inspect meter box at a later date | Unknown | Don't Know | Don't Know |  | Building | Unknown | Unknown | No |  |  | Unknown
14016 | 506 W WHITE ST, HOBBS NM |  | No | No | Unknown - Unlikely Lead | Don't Know |  |  |  | No | Other |  | Will Inspect meter box at a later date | Unknown - Unlikely Lead |  |  |  | No | Other |  | Will Inspect meter box at a later date | Unknown | Don't Know | Don't Know |  | Building | Unknown | Unknown | No |  |  | Unknown
14253 | 1021 E YESO DR 408A, HOBBS NM |  | No | No | Unknown - Unlikely Lead | Don't Know |  |  |  | No | Other |  | Will Inspect meter box at a later date | Unknown - Unlikely Lead |  |  |  | No | Other |  | Will Inspect meter box at a later date | Unknown | Don't Know | Don't Know |  | Building | Unknown | Unknown | No |  |  | Unknown
14198 | 720 E YESO DR, HOBBS NM |  | No | No | Unknown - Unlikely Lead | Don't Know |  |  |  | No | Other |  | Will Inspect meter box at a later date | Unknown - Unlikely Lead |  |  |  | No | Other |  | Will Inspect meter box at a later date | Unknown | Don't Know | Don't Know |  | Building | Unknown | Unknown | No |  |  | Unknown
4271 | 3419 N DAL PASO BLD 20 D, HOBBS NM |  | No | No | Non-Lead - Plastic | No | 2020 | 3/4 | Field inspection only with no records | Yes | Visual inspection at the meter pit | 05/26/2024 00:00:00 |  | Non-Lead - Plastic |  | 3/4 | Installation date after lead ban | Yes | Visual inspection at the meter pit | 05/26/2024 00:00:00 |  | Non-Lead | No | No |  | Single Family Residence |  | No | No |  |  | Non-Lead
1879 | 500 E BROADWAY ST, HOBBS NM |  | No | No | Unknown - Unlikely Lead | Don't Know |  |  |  | No | Other |  | Will Inspect meter box at a later date | Unknown - Unlikely Lead |  |  |  | No | Other |  | Will Inspect meter box at a later date | Unknown | Don't Know | Don't Know |  | Building | Unknown | Unknown | No |  |  | Unknown
4333 | 3419 N DAL PASO BLD 17 C, HOBBS NM |  | No | No | Non-Lead - Plastic | No | 2020 | 3/4 | Field inspection only with no records | Yes | Visual inspection at the meter pit | 05/26/2024 00:00:00 |  | Non-Lead - Plastic |  | 3/4 | Installation date after lead ban | Yes | Visual inspection at the meter pit | 05/26/2024 00:00:00 |  | Non-Lead | No | No |  | Single Family Residence |  | No | No |  |  | Non-Lead
13981 | 1506 E WHITE ST, HOBBS NM |  | No | No | Unknown - Unlikely Lead | Don't Know |  |  |  | No | Other |  | Will Inspect meter box at a later date | Unknown - Unlikely Lead |  |  |  | No | Other |  | Will Inspect meter box at a later date | Unknown | Don't Know | Don't Know |  | Building | Unknown | Unknown | No |  |  | Unknown
3431 | 1109 N CECIL ST, HOBBS NM |  | No | No | Unknown - Unlikely Lead | Don't Know |  |  |  | No | Other |  | Will Inspect meter box at a later date | Unknown - Unlikely Lead |  |  |  | No | Other |  | Will Inspect meter box at a later date | Unknown | Don't Know | Don't Know |  | Building | Unknown | Unknown | No |  |  | Unknown
3277 | 1316 W COCHITI AVE, HOBBS NM |  | No | No | Unknown - Unlikely Lead | Don't Know |  |  |  | No | Other |  | Will Inspect meter box at a later date | Unknown - Unlikely Lead |  |  |  | No | Other |  | Will Inspect meter box at a later date | Unknown | Don't Know | Don't Know |  | Building | Unknown | Unknown | No |  |  | Unknown
40 | 810 S 8TH ST, HOBBS NM |  | No | No | Unknown - Unlikely Lead | Don't Know |  |  |  | No | Other |  | Will Inspect meter box at a later date | Unknown - Unlikely Lead |  |  |  | No | Other |  | Will Inspect meter box at a later date | Unknown | Don't Know | Don't Know |  | Building | Unknown | Unknown | No |  |  | Unknown
4223 | 3800 W CARLSBAD HWY, HOBBS NM |  | No | No | Unknown - Unlikely Lead | Don't Know |  |  |  | No | Other |  | Will Inspect meter box at a later date | Unknown - Unlikely Lead |  |  |  | No | Other |  | Will Inspect meter box at a later date | Unknown | Don't Know | Don't Know |  | Building | Unknown | Unknown | No |  |  | Unknown
14291 | 1204 E YESO DR, HOBBS NM |  | No | No | Unknown - Unlikely Lead | Don't Know |  |  |  | No | Other |  | Will Inspect meter box at a later date | Unknown - Unlikely Lead |  |  |  | No | Other |  | Will Inspect meter box at a later date | Unknown | Don't Know | Don't Know |  | Building | Unknown | Unknown | No |  |  | Unknown
1959 | 2212 E BOND ST, HOBBS NM |  | No | No | Unknown - Unlikely Lead | Don't Know |  |  |  | No | Other |  | Will Inspect meter box at a later date | Unknown - Unlikely Lead |  |  |  | No | Other |  | Will Inspect meter box at a later date | Unknown | Don't Know | Don't Know |  | Building | Unknown | Unknown | No |  |  | Unknown
3935 | 1402 W CALLE SUR ST, HOBBS NM |  | No | No | Unknown - Unlikely Lead | Don't Know |  |  |  | No | Other |  | Will Inspect meter box at a later date | Unknown - Unlikely Lead |  |  |  | No | Other |  | Will Inspect meter box at a later date | Unknown | Don't Know | Don't Know |  | Building | Unknown | Unknown | No |  |  | Unknown
345 | 604 E ALSTON ST, HOBBS NM |  | No | No | Unknown - Unlikely Lead | Don't Know |  |  |  | No | Other |  | Will Inspect meter box at a later date | Unknown - Unlikely Lead |  |  |  | No | Other |  | Will Inspect meter box at a later date | Unknown | Don't Know | Don't Know |  | Building | Unknown | Unknown | No |  |  | Unknown
2245 | 1223 S COCHRAN ST, HOBBS NM |  | No | No | Unknown - Unlikely Lead | Don't Know |  |  |  | No | Other |  | Will Inspect meter box at a later date | Unknown - Unlikely Lead |  |  |  | No | Other |  | Will Inspect meter box at a later date | Unknown | Don't Know | Don't Know |  | Building | Unknown | Unknown | No |  |  | Unknown
457 | 100 W ALTO DR, HOBBS NM |  | No | No | Unknown - Unlikely Lead | Don't Know |  |  |  | No | Other |  | Will Inspect meter box at a later date | Unknown - Unlikely Lead |  |  |  | No | Other |  | Will Inspect meter box at a later date | Unknown | Don't Know | Don't Know |  | Building | Unknown | Unknown | No |  |  | Unknown
1797 | 101 W BROADWAY ST, HOBBS NM |  | No | No | Unknown - Unlikely Lead | Don't Know |  |  |  | No | Other |  | Will Inspect meter box at a later date | Unknown - Unlikely Lead |  |  |  | No | Other |  | Will Inspect meter box at a later date | Unknown | Don't Know | Don't Know |  | Building | Unknown | Unknown | No |  |  | Unknown
14329 | 1021 E YESO DR 304A, HOBBS NM |  | No | No | Unknown - Unlikely Lead | Don't Know |  |  |  | No | Other |  | Will Inspect meter box at a later date | Unknown - Unlikely Lead |  |  |  | No | Other |  | Will Inspect meter box at a later date | Unknown | Don't Know | Don't Know |  | Building | Unknown | Unknown | No |  |  | Unknown
2799 | 1015 W COPPER AVE, HOBBS NM |  | No | No | Unknown - Unlikely Lead | Don't Know |  |  |  | No | Other |  | Will Inspect meter box at a later date | Unknown - Unlikely Lead |  |  |  | No | Other |  | Will Inspect meter box at a later date | Unknown | Don't Know | Don't Know |  | Building | Unknown | Unknown | No |  |  | Unknown
3102 | 3901 N CENTRAL K 206, HOBBS NM |  | No | No | Non-Lead - Plastic | No | 2009 | 3/4 | Field inspection only with no records | Yes | Visual inspection at the meter pit | 05/26/2024 00:00:00 |  | Non-Lead - Plastic | 2009 | 3/4 | Installation date after lead ban | Yes | Visual inspection at the meter pit | 05/26/2024 00:00:00 |  | Non-Lead | No | No |  | Single Family Residence |  | No | No |  |  | Non-Lead
1564 | 201 W BLANCO DR, HOBBS NM |  | No | No | Unknown - Unlikely Lead | Don't Know |  |  |  | No | Other |  | Will Inspect meter box at a later date | Unknown - Unlikely Lead |  |  |  | No | Other |  | Will Inspect meter box at a later date | Unknown | Don't Know | Don't Know |  | Building | Unknown | Unknown | No |  |  | Unknown
4482 | 1013 1/2 S DAL PASO ST, HOBBS NM |  | No | No | Non-Lead - Plastic | No | 1930 | 3/4 | Field inspection only with no records | Yes | Visual inspection at the meter pit | 05/26/2024 00:00:00 |  | Non-Lead - Plastic |  | 3/4 | Installation date after lead ban | Yes | Visual inspection at the meter pit | 05/26/2024 00:00:00 |  | Non-Lead | Don't Know | Don't Know |  | Single Family Residence |  | Unknown | No |  |  | Non-Lead
14462 | 207 E YUCCA ST, HOBBS NM |  | No | No | Unknown - Unlikely Lead | Don't Know |  |  |  | No | Other |  | Will Inspect meter box at a later date | Unknown - Unlikely Lead |  |  |  | No | Other |  | Will Inspect meter box at a later date | Unknown | Don't Know | Don't Know |  | Building | Unknown | Unknown | No |  |  | Unknown
1933 | 1612 E BOND ST, HOBBS NM |  | No | No | Unknown - Unlikely Lead | Don't Know |  |  |  | No | Other |  | Will Inspect meter box at a later date | Unknown - Unlikely Lead |  |  |  | No | Other |  | Will Inspect meter box at a later date | Unknown | Don't Know | Don't Know |  | Building | Unknown | Unknown | No |  |  | Unknown
2510 | 1021 W COAL AVE, HOBBS NM |  | No | No | Unknown - Unlikely Lead | Don't Know |  |  |  | No | Other |  | Will Inspect meter box at a later date | Unknown - Unlikely Lead |  |  |  | No | Other |  | Will Inspect meter box at a later date | Unknown | Don't Know | Don't Know |  | Building | Unknown | Unknown | No |  |  | Unknown
1405 | 1209 W BYERS ST, HOBBS NM |  | No | No | Unknown - Unlikely Lead | Don't Know |  |  |  | No | Other |  | Will Inspect meter box at a later date | Unknown - Unlikely Lead |  |  |  | No | Other |  | Will Inspect meter box at a later date | Unknown | Don't Know | Don't Know |  | Building | Unknown | Unknown | No |  |  | Unknown
13965 | 1401 E WHITE ST, HOBBS NM |  | No | No | Unknown - Unlikely Lead | Don't Know |  |  |  | No | Other |  | Will Inspect meter box at a later date | Unknown - Unlikely Lead |  |  |  | No | Other |  | Will Inspect meter box at a later date | Unknown | Don't Know | Don't Know |  | Building | Unknown | Unknown | No |  |  | Unknown
2900 | 3901 N CENTRAL F 102, HOBBS NM |  | No | No | Non-Lead - Plastic | No | 2009 | 3/4 | Field inspection only with no records | Yes | Visual inspection at the meter pit | 05/26/2024 00:00:00 |  | Non-Lead - Plastic | 2009 | 3/4 | Installation date after lead ban | Yes | Visual inspection at the meter pit | 05/26/2024 00:00:00 |  | Non-Lead | No | No |  | Single Family Residence |  | No | No |  |  | Non-Lead
1381 | 519 E BYERS ST, HOBBS NM |  | No | No | Unknown - Unlikely Lead | Don't Know |  |  |  | No | Other |  | Will Inspect meter box at a later date | Unknown - Unlikely Lead |  |  |  | No | Other |  | Will Inspect meter box at a later date | Unknown | Don't Know | Don't Know |  | Building | Unknown | Unknown | No |  |  | Unknown
29 | 1010 S 4TH ST, HOBBS NM |  | No | No | Unknown - Unlikely Lead | Don't Know |  |  |  | No | Other |  | Will Inspect meter box at a later date | Unknown - Unlikely Lead |  |  |  | No | Other |  | Will Inspect meter box at a later date | Unknown | Don't Know | Don't Know |  | Building | Unknown | Unknown | No |  |  | Unknown
3515 | 1133 S CECIL ST, HOBBS NM |  | No | No | Unknown - Unlikely Lead | Don't Know |  |  |  | No | Other |  | Will Inspect meter box at a later date | Unknown - Unlikely Lead |  |  |  | No | Other |  | Will Inspect meter box at a later date | Unknown | Don't Know | Don't Know |  | Building | Unknown | Unknown | No |  |  | Unknown
13803 | 402 W UTE ST, HOBBS NM |  | No | No | Unknown - Unlikely Lead | Don't Know |  |  |  | No | Other |  | Will Inspect meter box at a later date | Unknown - Unlikely Lead |  |  |  | No | Other |  | Will Inspect meter box at a later date | Unknown | Don't Know | Don't Know |  | Building | Unknown | Unknown | No |  |  | Unknown
1986 | 412 E CORBETT ST, HOBBS NM |  | No | No | Non-Lead - Plastic | No |  | 3/4 | Field inspection only with no records | No | Visual inspection at the meter pit | 09/03/2024 00:00:00 |  | Non-Lead - Plastic |  | 3/4 | Installation date after lead ban | Yes | Visual inspection at the meter pit | 09/03/2024 00:00:00 |  | Non-Lead | No | No |  | Single Family Residence |  | No | No |  |  | Non-Lead
2241 | 1813 S COCHRAN ST, HOBBS NM |  | No | No | Unknown - Unlikely Lead | Don't Know |  |  |  | No | Other |  | Will Inspect meter box at a later date | Unknown - Unlikely Lead |  |  |  | No | Other |  | Will Inspect meter box at a later date | Unknown | Don't Know | Don't Know |  | Building | Unknown | Unknown | No |  |  | Unknown
2148 | 401 E CASTLE AVE, HOBBS NM |  | No | No | Unknown - Unlikely Lead | Don't Know |  |  |  | No | Other |  | Will Inspect meter box at a later date | Unknown - Unlikely Lead |  |  |  | No | Other |  | Will Inspect meter box at a later date | Unknown | Don't Know | Don't Know |  | Building | Unknown | Unknown | No |  |  | Unknown
3962 | 1200 W CALLE SUR ST, HOBBS NM |  | No | No | Unknown - Unlikely Lead | Don't Know |  |  |  | No | Other |  | Will Inspect meter box at a later date | Unknown - Unlikely Lead |  |  |  | No | Other |  | Will Inspect meter box at a later date | Unknown | Don't Know | Don't Know |  | Building | Unknown | Unknown | No |  |  | Unknown
13752 | 1516 W TURTLEBACK CT, HOBBS NM |  | No | No | Non-Lead - Plastic | No | 2019 | 1 | Installation date after lead ban | No | Other |  | GIS verfied because of being built after ban | Non-Lead - Plastic | 2019 | 1 | Installation date after lead ban | No | Other |  | Newer Construction, verified by GIS Mapping |  | No | No |  | Single Family Residence | Unknown | No | No |  |  | Non-Lead
3072 | 3901 N CENTRAL A 103, HOBBS NM |  | No | No | Non-Lead - Plastic | No | 2009 | 3/4 | Field inspection only with no records | Yes | Visual inspection at the meter pit | 05/26/2024 00:00:00 |  | Non-Lead - Plastic | 2009 | 3/4 | Installation date after lead ban | Yes | Visual inspection at the meter pit | 05/26/2024 00:00:00 |  | Non-Lead | No | No |  | Single Family Residence |  | No | No |  |  | Non-Lead
1722 | 1812 N BRECKON DR, HOBBS NM |  | No | No | Unknown - Unlikely Lead | Don't Know |  |  |  | No | Other |  | Will Inspect meter box at a later date | Unknown - Unlikely Lead |  |  |  | No | Other |  | Will Inspect meter box at a later date | Unknown | Don't Know | Don't Know |  | Building | Unknown | Unknown | No |  |  | Unknown
4152 | 1625 N CATHERINE DR, HOBBS NM |  | No | No | Unknown - Unlikely Lead | Don't Know |  |  |  | No | Other |  | Will Inspect meter box at a later date | Unknown - Unlikely Lead |  |  |  | No | Other |  | Will Inspect meter box at a later date | Unknown | Don't Know | Don't Know |  | Building | Unknown | Unknown | No |  |  | Unknown
14453 | 414 E YUCCA ST, HOBBS NM |  | No | No | Unknown - Unlikely Lead | Don't Know |  |  |  | No | Other |  | Will Inspect meter box at a later date | Unknown - Unlikely Lead |  |  |  | No | Other |  | Will Inspect meter box at a later date | Unknown | Don't Know | Don't Know |  | Building | Unknown | Unknown | No |  |  | Unknown
2527 | 415 E CAIN ST, HOBBS NM |  | No | No | Unknown - Unlikely Lead | Don't Know |  |  |  | No | Other |  | Will Inspect meter box at a later date | Unknown - Unlikely Lead |  |  |  | No | Other |  | Will Inspect meter box at a later date | Unknown | Don't Know | Don't Know |  | Building | Unknown | Unknown | No |  |  | Unknown
455 | 224 W ALTO DR, HOBBS NM |  | No | No | Unknown - Unlikely Lead | Don't Know |  |  |  | No | Other |  | Will Inspect meter box at a later date | Unknown - Unlikely Lead |  |  |  | No | Other |  | Will Inspect meter box at a later date | Unknown | Don't Know | Don't Know |  | Building | Unknown | Unknown | No |  |  | Unknown
3114 | 3901 N CENTRAL M 302, HOBBS NM |  | No | No | Non-Lead - Plastic | No | 2009 | 3/4 | Field inspection only with no records | Yes | Visual inspection at the meter pit | 05/26/2024 00:00:00 |  | Non-Lead - Plastic | 2009 | 3/4 | Installation date after lead ban | Yes | Visual inspection at the meter pit | 05/26/2024 00:00:00 |  | Non-Lead | No | No |  | Single Family Residence |  | No | No |  |  | Non-Lead
1744 | 6 BROADMOOR PARK, HOBBS NM |  | No | No | Non-Lead - Plastic | No | 2003 | 3/4 | Field inspection only with no records | Yes | Visual inspection at the meter pit | 05/26/2024 00:00:00 |  | Non-Lead - Plastic | 2003 | 3/4 | Installation date after lead ban | Yes | Visual inspection at the meter pit | 05/26/2024 00:00:00 |  | Non-Lead | No | No |  | Single Family Residence |  | No | No |  |  | Non-Lead
271 | 516 E ALBERTSON CIR, HOBBS NM |  | No | No | Unknown - Unlikely Lead | Don't Know |  |  |  | No | Other |  | Will Inspect meter box at a later date | Unknown - Unlikely Lead |  |  |  | No | Other |  | Will Inspect meter box at a later date | Unknown | Don't Know | Don't Know |  | Building | Unknown | Unknown | No |  |  | Unknown
2461 | 418 W COAL AVE, HOBBS NM |  | No | No | Unknown - Unlikely Lead | Don't Know |  |  |  | No | Other |  | Will Inspect meter box at a later date | Unknown - Unlikely Lead |  |  |  | No | Other |  | Will Inspect meter box at a later date | Unknown | Don't Know | Don't Know |  | Building | Unknown | Unknown | No |  |  | Unknown
3224 | 3509 N CENTRAL DR, HOBBS NM |  | No | No | Unknown - Unlikely Lead | Don't Know |  |  |  | No | Other |  | Will Inspect meter box at a later date | Unknown - Unlikely Lead |  |  |  | No | Other |  | Will Inspect meter box at a later date | Unknown | Don't Know | Don't Know |  | Building | Unknown | Unknown | No |  |  | Unknown
2892 | 3901 N CENTRAL C 305, HOBBS NM |  | No | No | Non-Lead - Plastic | No | 2009 | 3/4 | Field inspection only with no records | Yes | Visual inspection at the meter pit | 05/26/2024 00:00:00 |  | Non-Lead - Plastic | 2009 | 3/4 | Installation date after lead ban | Yes | Visual inspection at the meter pit | 05/26/2024 00:00:00 |  | Non-Lead | No | No |  | Single Family Residence |  | No | No |  |  | Non-Lead
14487 | 407 E ZIA DR, HOBBS NM |  | No | No | Unknown - Unlikely Lead | Don't Know |  |  |  | No | Other |  | Will Inspect meter box at a later date | Unknown - Unlikely Lead |  |  |  | No | Other |  | Will Inspect meter box at a later date | Unknown | Don't Know | Don't Know |  | Building | Unknown | Unknown | No |  |  | Unknown
264 | 410 E ALBERTSON DR, HOBBS NM |  | No | No | Unknown - Unlikely Lead | Don't Know |  |  |  | No | Other |  | Will Inspect meter box at a later date | Unknown - Unlikely Lead |  |  |  | No | Other |  | Will Inspect meter box at a later date | Unknown | Don't Know | Don't Know |  | Building | Unknown | Unknown | No |  |  | Unknown
14301 | 1021 E YESO DR 307A, HOBBS NM |  | No | No | Unknown - Unlikely Lead | Don't Know |  |  |  | No | Other |  | Will Inspect meter box at a later date | Unknown - Unlikely Lead |  |  |  | No | Other |  | Will Inspect meter box at a later date | Unknown | Don't Know | Don't Know |  | Building | Unknown | Unknown | No |  |  | Unknown
3069 | 3901 N CENTRAL K 306, HOBBS NM |  | No | No | Non-Lead - Plastic | No | 2009 | 3/4 | Field inspection only with no records | Yes | Visual inspection at the meter pit | 05/26/2024 00:00:00 |  | Non-Lead - Plastic | 2009 | 3/4 | Installation date after lead ban | Yes | Visual inspection at the meter pit | 05/26/2024 00:00:00 |  | Non-Lead | No | No |  | Single Family Residence |  | No | No |  |  | Non-Lead
13676 | 709 E TAYLOR ST, HOBBS NM |  | No | No | Unknown - Unlikely Lead | Don't Know |  |  |  | No | Other |  | Will Inspect meter box at a later date | Unknown - Unlikely Lead |  |  |  | No | Other |  | Will Inspect meter box at a later date | Unknown | Don't Know | Don't Know |  | Building | Unknown | Unknown | No |  |  | Unknown
13884 | 115 E VEGA DR, HOBBS NM |  | No | No | Unknown - Unlikely Lead | Don't Know |  |  |  | No | Other |  | Will Inspect meter box at a later date | Unknown - Unlikely Lead |  |  |  | No | Other |  | Will Inspect meter box at a later date | Unknown | Don't Know | Don't Know |  | Building | Unknown | Unknown | No |  |  | Unknown
3968 | 1502-C W CALLE SUR ST, HOBBS NM |  | No | No | Unknown - Unlikely Lead | Don't Know |  |  |  | No | Other |  | Will Inspect meter box at a later date | Unknown - Unlikely Lead |  |  |  | No | Other |  | Will Inspect meter box at a later date | Unknown | Don't Know | Don't Know |  | Building | Unknown | Unknown | No |  |  | Unknown
1530 | 1827 N BRAZOS AVE, HOBBS NM |  | No | No | Unknown - Unlikely Lead | Don't Know |  |  |  | No | Other |  | Will Inspect meter box at a later date | Unknown - Unlikely Lead |  |  |  | No | Other |  | Will Inspect meter box at a later date | Unknown | Don't Know | Don't Know |  | Building | Unknown | Unknown | No |  |  | Unknown
387 | 710 E ALSTON ST, HOBBS NM |  | No | No | Unknown - Unlikely Lead | Don't Know |  |  |  | No | Other |  | Will Inspect meter box at a later date | Unknown - Unlikely Lead |  |  |  | No | Other |  | Will Inspect meter box at a later date | Unknown | Don't Know | Don't Know |  | Building | Unknown | Unknown | No |  |  | Unknown
2690 | 717 W CIELO DR, HOBBS NM |  | No | No | Unknown - Unlikely Lead | Don't Know |  |  |  | No | Other |  | Will Inspect meter box at a later date | Unknown - Unlikely Lead |  |  |  | No | Other |  | Will Inspect meter box at a later date | Unknown | Don't Know | Don't Know |  | Building | Unknown | Unknown | No |  |  | Unknown
2972 | 3901 N CENTRAL G 308, HOBBS NM |  | No | No | Non-Lead - Plastic | No | 2009 | 3/4 | Field inspection only with no records | Yes | Visual inspection at the meter pit | 05/26/2024 00:00:00 |  | Non-Lead - Plastic | 2009 | 3/4 | Installation date after lead ban | Yes | Visual inspection at the meter pit | 05/26/2024 00:00:00 |  | Non-Lead | No | No |  | Single Family Residence |  | No | No |  |  | Non-Lead
14039 | 1017 E WALKER DR, HOBBS NM |  | No | No | Unknown - Unlikely Lead | Don't Know |  |  |  | No | Other |  | Will Inspect meter box at a later date | Unknown - Unlikely Lead |  |  |  | No | Other |  | Will Inspect meter box at a later date | Unknown | Don't Know | Don't Know |  | Building | Unknown | Unknown | No |  |  | Unknown
14267 | 1021 E YESO DR 204A, HOBBS NM |  | No | No | Unknown - Unlikely Lead | Don't Know |  |  |  | No | Other |  | Will Inspect meter box at a later date | Unknown - Unlikely Lead |  |  |  | No | Other |  | Will Inspect meter box at a later date | Unknown | Don't Know | Don't Know |  | Building | Unknown | Unknown | No |  |  | Unknown
1538 | 1917 N BLANCO DR, HOBBS NM |  | No | No | Unknown - Unlikely Lead | Don't Know |  |  |  | No | Other |  | Will Inspect meter box at a later date | Unknown - Unlikely Lead |  |  |  | No | Other |  | Will Inspect meter box at a later date | Unknown | Don't Know | Don't Know |  | Building | Unknown | Unknown | No |  |  | Unknown
4529 | 4800 W DARK HORSE RD, HOBBS NM |  | No | No | Non-Lead - Plastic | No | 2015 | 3/4 | Field inspection only with no records | Yes | Visual inspection at the meter pit | 05/26/2024 00:00:00 |  | Non-Lead - Plastic | 2015 | 3/4 | Installation date after lead ban | Yes | Visual inspection at the meter pit | 05/26/2024 00:00:00 |  | Non-Lead | No | No |  | Single Family Residence |  | No | No |  |  | Non-Lead
1905 | 1500 W BROADWAY PL, HOBBS NM |  | No | No | Unknown - Unlikely Lead | Don't Know |  |  |  | No | Other |  | Will Inspect meter box at a later date | Unknown - Unlikely Lead |  |  |  | No | Other |  | Will Inspect meter box at a later date | Unknown | Don't Know | Don't Know |  | Building | Unknown | Unknown | No |  |  | Unknown
3481 | 400 1/2 N CECIL ST, HOBBS NM |  | No | No | Unknown - Unlikely Lead | Don't Know |  |  |  | No | Other |  | Will Inspect meter box at a later date | Unknown - Unlikely Lead |  |  |  | No | Other |  | Will Inspect meter box at a later date | Unknown | Don't Know | Don't Know |  | Building | Unknown | Unknown | No |  |  | Unknown
1734 | 2522 N BRECKON DR, HOBBS NM |  | No | No | Unknown - Unlikely Lead | Don't Know |  |  |  | No | Other |  | Will Inspect meter box at a later date | Unknown - Unlikely Lead |  |  |  | No | Other |  | Will Inspect meter box at a later date | Unknown | Don't Know | Don't Know |  | Building | Unknown | Unknown | No |  |  | Unknown
2603 | 409 S AVENUE C, HOBBS NM |  | No | No | Unknown - Unlikely Lead | Don't Know |  |  |  | No | Other |  | Will Inspect meter box at a later date | Unknown - Unlikely Lead |  |  |  | No | Other |  | Will Inspect meter box at a later date | Unknown | Don't Know | Don't Know |  | Building | Unknown | Unknown | No |  |  | Unknown
2684 | 501 W CIELO DR, HOBBS NM |  | No | No | Unknown - Unlikely Lead | Don't Know |  |  |  | No | Other |  | Will Inspect meter box at a later date | Unknown - Unlikely Lead |  |  |  | No | Other |  | Will Inspect meter box at a later date | Unknown | Don't Know | Don't Know |  | Building | Unknown | Unknown | No |  |  | Unknown
14128 | 421 S WILLOW ST, HOBBS NM |  | No | No | Unknown - Unlikely Lead | Don't Know |  |  |  | No | Other |  | Will Inspect meter box at a later date | Unknown - Unlikely Lead |  |  |  | No | Other |  | Will Inspect meter box at a later date | Unknown | Don't Know | Don't Know |  | Building | Unknown | Unknown | No |  |  | Unknown
3305 | 512 W COCHITI AVE, HOBBS NM |  | No | No | Unknown - Unlikely Lead | Don't Know |  |  |  | No | Other |  | Will Inspect meter box at a later date | Unknown - Unlikely Lead |  |  |  | No | Other |  | Will Inspect meter box at a later date | Unknown | Don't Know | Don't Know |  | Building | Unknown | Unknown | No |  |  | Unknown
13820 | 2814 N VISTA DR, HOBBS NM |  | No | No | Unknown - Unlikely Lead | Don't Know |  |  |  | No | Other |  | Will Inspect meter box at a later date | Unknown - Unlikely Lead |  |  |  | No | Other |  | Will Inspect meter box at a later date | Unknown | Don't Know | Don't Know |  | Building | Unknown | Unknown | No |  |  | Unknown
4117 | 721 W COMMANCHE DR, HOBBS NM |  | No | No | Unknown - Unlikely Lead | Don't Know |  |  |  | No | Other |  | Will Inspect meter box at a later date | Unknown - Unlikely Lead |  |  |  | No | Other |  | Will Inspect meter box at a later date | Unknown | Don't Know | Don't Know |  | Building | Unknown | Unknown | No |  |  | Unknown
1439 | 4926 N BREANNA, HOBBS NM |  | No | No | Non-Lead - Plastic |  | 2008 | 1 | Installation date after lead ban | No | Other |  | Newer Construction, verified by GIS Mapping | Non-Lead - Plastic | 2008 | 1 | Installation date after lead ban | No | Other |  | Newer Construction, verified by GIS Mapping | Non-Lead | No | No |  | Single Family Residence |  | Unknown | No |  |  | Non-Lead
2397 | 915 S COCHRAN ST, HOBBS NM |  | No | No | Unknown - Unlikely Lead | Don't Know |  |  |  | No | Other |  | Will Inspect meter box at a later date | Unknown - Unlikely Lead |  |  |  | No | Other |  | Will Inspect meter box at a later date | Unknown | Don't Know | Don't Know |  | Building | Unknown | Unknown | No |  |  | Unknown
263 | 1723 E ALBERTSON DR, HOBBS NM |  | No | No | Unknown - Unlikely Lead | Don't Know |  |  |  | No | Other |  | Will Inspect meter box at a later date | Unknown - Unlikely Lead |  |  |  | No | Other |  | Will Inspect meter box at a later date | Unknown | Don't Know | Don't Know |  | Building | Unknown | Unknown | No |  |  | Unknown
1695 | 1507 N BRECKON DR, HOBBS NM |  | No | No | Unknown - Unlikely Lead | Don't Know |  |  |  | No | Other |  | Will Inspect meter box at a later date | Unknown - Unlikely Lead |  |  |  | No | Other |  | Will Inspect meter box at a later date | Unknown | Don't Know | Don't Know |  | Building | Unknown | Unknown | No |  |  | Unknown
2335 | 1227 S COCHRAN ST, HOBBS NM |  | No | No | Unknown - Unlikely Lead | Don't Know |  |  |  | No | Other |  | Will Inspect meter box at a later date | Unknown - Unlikely Lead |  |  |  | No | Other |  | Will Inspect meter box at a later date | Unknown | Don't Know | Don't Know |  | Building | Unknown | Unknown | No |  |  | Unknown
1466 | 1617 N BRAZOS AVE, HOBBS NM |  | No | No | Unknown - Unlikely Lead | Don't Know |  |  |  | No | Other |  | Will Inspect meter box at a later date | Unknown - Unlikely Lead |  |  |  | No | Other |  | Will Inspect meter box at a later date | Unknown | Don't Know | Don't Know |  | Building | Unknown | Unknown | No |  |  | Unknown
2710 | 702 W COPPER AVE, HOBBS NM |  | No | No | Unknown - Unlikely Lead | Don't Know |  |  |  | No | Other |  | Will Inspect meter box at a later date | Unknown - Unlikely Lead |  |  |  | No | Other |  | Will Inspect meter box at a later date | Unknown | Don't Know | Don't Know |  | Building | Unknown | Unknown | No |  |  | Unknown
14327 | 1021 E YESO DR 103A, HOBBS NM |  | No | No | Unknown - Unlikely Lead | Don't Know |  |  |  | No | Other |  | Will Inspect meter box at a later date | Unknown - Unlikely Lead |  |  |  | No | Other |  | Will Inspect meter box at a later date | Unknown | Don't Know | Don't Know |  | Building | Unknown | Unknown | No |  |  | Unknown
4396 | 701 N DAL PASO ST, HOBBS NM |  | No | No | Unknown - Unlikely Lead | Don't Know |  |  |  | No | Other |  | Will Inspect meter box at a later date | Unknown - Unlikely Lead |  |  |  | No | Other |  | Will Inspect meter box at a later date | Unknown | Don't Know | Don't Know |  | Building | Unknown | Unknown | No |  |  | Unknown
2082 | 315 E CLINTON ST, HOBBS NM |  | No | No | Unknown - Unlikely Lead | Don't Know |  |  |  | No | Other |  | Will Inspect meter box at a later date | Unknown - Unlikely Lead |  |  |  | No | Other |  | Will Inspect meter box at a later date | Unknown | Don't Know | Don't Know |  | Building | Unknown | Unknown | No |  |  | Unknown
2228 | 1018 S COCHRAN ST, HOBBS NM |  | No | No | Unknown - Unlikely Lead | Don't Know |  |  |  | No | Other |  | Will Inspect meter box at a later date | Unknown - Unlikely Lead |  |  |  | No | Other |  | Will Inspect meter box at a later date | Unknown | Don't Know | Don't Know |  | Building | Unknown | Unknown | No |  |  | Unknown
1739 | 54 BROADMOOR PARK, HOBBS NM |  | No | No | Non-Lead - Plastic | No | 2003 | 3/4 | Field inspection only with no records | Yes | Visual inspection at the meter pit | 05/26/2024 00:00:00 |  | Non-Lead - Plastic | 2003 | 3/4 | Installation date after lead ban | Yes | Visual inspection at the meter pit | 05/26/2024 00:00:00 |  | Non-Lead | No | No |  | Single Family Residence |  | No | No |  |  | Non-Lead
14283 | 303 E YESO DR, HOBBS NM |  | No | No | Unknown - Unlikely Lead | Don't Know |  |  |  | No | Other |  | Will Inspect meter box at a later date | Unknown - Unlikely Lead |  |  |  | No | Other |  | Will Inspect meter box at a later date | Unknown | Don't Know | Don't Know |  | Building | Unknown | Unknown | No |  |  | Unknown
2457 | 400 W COAL AVE, HOBBS NM |  | No | No | Unknown - Unlikely Lead | Don't Know |  |  |  | No | Other |  | Will Inspect meter box at a later date | Unknown - Unlikely Lead |  |  |  | No | Other |  | Will Inspect meter box at a later date | Unknown | Don't Know | Don't Know |  | Building | Unknown | Unknown | No |  |  | Unknown
4459 | 521 N DAL PASO ST, HOBBS NM |  | No | No | Unknown - Unlikely Lead | Don't Know |  |  |  | No | Other |  | Will Inspect meter box at a later date | Unknown - Unlikely Lead |  |  |  | No | Other |  | Will Inspect meter box at a later date | Unknown | Don't Know | Don't Know |  | Building | Unknown | Unknown | No |  |  | Unknown
2678 | 701 W CIELO DR, HOBBS NM |  | No | No | Unknown - Unlikely Lead | Don't Know |  |  |  | No | Other |  | Will Inspect meter box at a later date | Unknown - Unlikely Lead |  |  |  | No | Other |  | Will Inspect meter box at a later date | Unknown | Don't Know | Don't Know |  | Building | Unknown | Unknown | No |  |  | Unknown
2939 | 3901 N CENTRAL A 101, HOBBS NM |  | No | No | Non-Lead - Plastic | No | 2009 | 3/4 | Field inspection only with no records | Yes | Visual inspection at the meter pit | 05/26/2024 00:00:00 |  | Non-Lead - Plastic | 2009 | 3/4 | Installation date after lead ban | Yes | Visual inspection at the meter pit | 05/26/2024 00:00:00 |  | Non-Lead | No | No |  | Single Family Residence |  | No | No |  |  | Non-Lead
3780 | 1613 W CAMINO DEL ARCO, HOBBS NM |  | No | No | Unknown - Unlikely Lead | Don't Know |  |  |  | No | Other |  | Will Inspect meter box at a later date | Unknown - Unlikely Lead |  |  |  | No | Other |  | Will Inspect meter box at a later date | Unknown | Don't Know | Don't Know |  | Building | Unknown | Unknown | No |  |  | Unknown
3166 | 3901 N CENTRAL F 106, HOBBS NM |  | No | No | Non-Lead - Plastic | No | 2009 | 3/4 | Field inspection only with no records | Yes | Visual inspection at the meter pit | 05/26/2024 00:00:00 |  | Non-Lead - Plastic | 2009 | 3/4 | Installation date after lead ban | Yes | Visual inspection at the meter pit | 05/26/2024 00:00:00 |  | Non-Lead | No | No |  | Single Family Residence |  | No | No |  |  | Non-Lead
2137 | 1212 W CLINTON ST, HOBBS NM |  | No | No | Unknown - Unlikely Lead | Don't Know |  |  |  | No | Other |  | Will Inspect meter box at a later date | Unknown - Unlikely Lead |  |  |  | No | Other |  | Will Inspect meter box at a later date | Unknown | Don't Know | Don't Know |  | Building | Unknown | Unknown | No |  |  | Unknown
280 | 518 E ALBERTSON CIR, HOBBS NM |  | No | No | Unknown - Unlikely Lead | Don't Know |  |  |  | No | Other |  | Will Inspect meter box at a later date | Unknown - Unlikely Lead |  |  |  | No | Other |  | Will Inspect meter box at a later date | Unknown | Don't Know | Don't Know |  | Building | Unknown | Unknown | No |  |  | Unknown
4288 | 700 N DAL PASO ST, HOBBS NM |  | Yes - Daycare | No | Non-Lead - Plastic | No | Unknown | 1 | Field inspection only with no records | Yes | Visual inspection at the meter pit | 08/13/2024 00:00:00 |  | Non-Lead - Plastic | Unknown | 1 | Installation date after lead ban | Yes | Visual inspection at the meter pit | 08/13/2024 00:00:00 |  | Non-Lead | No | No |  | Building |  | No | No |  |  | Non-Lead
3088 | 3901 N CENTRAL K 204, HOBBS NM |  | No | No | Non-Lead - Plastic | No | 2009 | 3/4 | Field inspection only with no records | Yes | Visual inspection at the meter pit | 05/26/2024 00:00:00 |  | Non-Lead - Plastic | 2009 | 3/4 | Installation date after lead ban | Yes | Visual inspection at the meter pit | 05/26/2024 00:00:00 |  | Non-Lead | No | No |  | Single Family Residence |  | No | No |  |  | Non-Lead
3309 | 518 W COCHITI AVE, HOBBS NM |  | No | No | Unknown - Unlikely Lead | Don't Know |  |  |  | No | Other |  | Will Inspect meter box at a later date | Unknown - Unlikely Lead |  |  |  | No | Other |  | Will Inspect meter box at a later date | Unknown | Don't Know | Don't Know |  | Building | Unknown | Unknown | No |  |  | Unknown
2266 | 319 W CASTLE AVE, HOBBS NM |  | No | No | Unknown - Unlikely Lead | Don't Know |  |  |  | No | Other |  | Will Inspect meter box at a later date | Unknown - Unlikely Lead |  |  |  | No | Other |  | Will Inspect meter box at a later date | Unknown | Don't Know | Don't Know |  | Building | Unknown | Unknown | No |  |  | Unknown
4087 | 2900 N CLIFFWOOD CIRCLE, HOBBS NM |  | No | No | Non-Lead - Plastic | Don't Know | 2019 | 1 | Field inspection only with no records | Yes | Visual inspection at the meter pit | 08/19/2024 00:00:00 |  | Non-Lead - Plastic | 2019 | 1 | Field inspection only with no records | Yes | Visual inspection at the meter pit | 08/19/2024 00:00:00 |  | Non-Lead | No | Don't Know |  | Single Family Residence |  | No | No |  |  | Non-Lead
2015 | 405 E CORBETT ST, HOBBS NM |  | No | No | Unknown - Unlikely Lead | Don't Know |  |  |  | No | Other |  | Will Inspect meter box at a later date | Unknown - Unlikely Lead |  |  |  | No | Other |  | Will Inspect meter box at a later date | Unknown | Don't Know | Don't Know |  | Building | Unknown | Unknown | No |  |  | Unknown
3332 | 1418 W CAPROCK ST, HOBBS NM |  | No | No | Unknown - Unlikely Lead | Don't Know |  |  |  | No | Other |  | Will Inspect meter box at a later date | Unknown - Unlikely Lead |  |  |  | No | Other |  | Will Inspect meter box at a later date | Unknown | Don't Know | Don't Know |  | Building | Unknown | Unknown | No |  |  | Unknown
14100 | 400 E WOLFCAMP DR, HOBBS NM |  | No | No | Unknown - Unlikely Lead | Don't Know |  |  |  | No | Other |  | Will Inspect meter box at a later date | Unknown - Unlikely Lead |  |  |  | No | Other |  | Will Inspect meter box at a later date | Unknown | Don't Know | Don't Know |  | Building | Unknown | Unknown | No |  |  | Unknown
2713 | 1201 W COPPER AVE, HOBBS NM |  | No | No | Unknown - Unlikely Lead | Don't Know |  |  |  | No | Other |  | Will Inspect meter box at a later date | Unknown - Unlikely Lead |  |  |  | No | Other |  | Will Inspect meter box at a later date | Unknown | Don't Know | Don't Know |  | Building | Unknown | Unknown | No |  |  | Unknown
2734 | 513 W COPPER AVE, HOBBS NM |  | No | No | Unknown - Unlikely Lead | Don't Know |  |  |  | No | Other |  | Will Inspect meter box at a later date | Unknown - Unlikely Lead |  |  |  | No | Other |  | Will Inspect meter box at a later date | Unknown | Don't Know | Don't Know |  | Building | Unknown | Unknown | No |  |  | Unknown
3634 | 217 S COLEMAN ST, HOBBS NM |  | No | No | Unknown - Unlikely Lead | Don't Know |  |  |  | No | Other |  | Will Inspect meter box at a later date | Unknown - Unlikely Lead |  |  |  | No | Other |  | Will Inspect meter box at a later date | Unknown | Don't Know | Don't Know |  | Building | Unknown | Unknown | No |  |  | Unknown
14101 | 208-A E WOLFCAMP DR, HOBBS NM |  | No | No | Unknown - Unlikely Lead | Don't Know |  |  |  | No | Other |  | Will Inspect meter box at a later date | Unknown - Unlikely Lead |  |  |  | No | Other |  | Will Inspect meter box at a later date | Unknown | Don't Know | Don't Know |  | Building | Unknown | Unknown | No |  |  | Unknown
13805 | 428 W UTE ST, HOBBS NM |  | No | No | Unknown - Unlikely Lead | Don't Know |  |  |  | No | Other |  | Will Inspect meter box at a later date | Unknown - Unlikely Lead |  |  |  | No | Other |  | Will Inspect meter box at a later date | Unknown | Don't Know | Don't Know |  | Building | Unknown | Unknown | No |  |  | Unknown
3447 | 406 N CECIL ST, HOBBS NM |  | No | No | Unknown - Unlikely Lead | Don't Know |  |  |  | No | Other |  | Will Inspect meter box at a later date | Unknown - Unlikely Lead |  |  |  | No | Other |  | Will Inspect meter box at a later date | Unknown | Don't Know | Don't Know |  | Building | Unknown | Unknown | No |  |  | Unknown
2598 | 401 S AVENUE C, HOBBS NM |  | No | No | Unknown - Unlikely Lead | Don't Know |  |  |  | No | Other |  | Will Inspect meter box at a later date | Unknown - Unlikely Lead |  |  |  | No | Other |  | Will Inspect meter box at a later date | Unknown | Don't Know | Don't Know |  | Building | Unknown | Unknown | No |  |  | Unknown
226 | 1820 E ALBERTSON DR, HOBBS NM |  | No | No | Unknown - Unlikely Lead | Don't Know |  |  |  | No | Other |  | Will Inspect meter box at a later date | Unknown - Unlikely Lead |  |  |  | No | Other |  | Will Inspect meter box at a later date | Unknown | Don't Know | Don't Know |  | Building | Unknown | Unknown | No |  |  | Unknown
1575 | 1635 BRADLEY CT, HOBBS NM |  | No | No | Unknown - Unlikely Lead | Don't Know |  |  |  | No | Other |  | Will Inspect meter box at a later date | Unknown - Unlikely Lead |  |  |  | No | Other |  | Will Inspect meter box at a later date | Unknown | Don't Know | Don't Know |  | Building | Unknown | Unknown | No |  |  | Unknown
2136 | 1104 W CLINTON ST, HOBBS NM |  | No | No | Unknown - Unlikely Lead | Don't Know |  |  |  | No | Other |  | Will Inspect meter box at a later date | Unknown - Unlikely Lead |  |  |  | No | Other |  | Will Inspect meter box at a later date | Unknown | Don't Know | Don't Know |  | Building | Unknown | Unknown | No |  |  | Unknown
1849 | 1004 E BROADWAY ST, HOBBS NM |  | No | No | Unknown - Unlikely Lead | Don't Know |  |  |  | No | Other |  | Will Inspect meter box at a later date | Unknown - Unlikely Lead |  |  |  | No | Other |  | Will Inspect meter box at a later date | Unknown | Don't Know | Don't Know |  | Building | Unknown | Unknown | No |  |  | Unknown
4190 | 2903 N CARINO DR, HOBBS NM |  | No | No | Non-Lead - Plastic | Don't Know | 2019 | 1 | Field inspection only with no records | Yes | Visual inspection at the meter pit | 08/19/2024 00:00:00 |  | Non-Lead - Plastic | 2019 | 1 | Field inspection only with no records | Yes | Visual inspection at the meter pit | 08/19/2024 00:00:00 |  | Non-Lead | No | Don't Know |  | Single Family Residence |  | No | No |  |  | Non-Lead
2079 | 606 E CLINTON ST, HOBBS NM |  | No | No | Unknown - Unlikely Lead | Don't Know |  |  |  | No | Other |  | Will Inspect meter box at a later date | Unknown - Unlikely Lead |  |  |  | No | Other |  | Will Inspect meter box at a later date | Unknown | Don't Know | Don't Know |  | Building | Unknown | Unknown | No |  |  | Unknown
4021 | 1801 CATTLE CALL DR, HOBBS NM |  | No | No | Unknown - Unlikely Lead | Don't Know |  |  |  | No | Other |  | Will Inspect meter box at a later date | Unknown - Unlikely Lead |  |  |  | No | Other |  | Will Inspect meter box at a later date | Unknown | Don't Know | Don't Know |  | Building | Unknown | Unknown | No |  |  | Unknown
14061 | 108 W WOLFCAMP DR, HOBBS NM |  | No | No | Unknown - Unlikely Lead | Don't Know |  |  |  | No | Other |  | Will Inspect meter box at a later date | Unknown - Unlikely Lead |  |  |  | No | Other |  | Will Inspect meter box at a later date | Unknown | Don't Know | Don't Know |  | Building | Unknown | Unknown | No |  |  | Unknown
3417 | 1624 W CHICO DR, HOBBS NM |  | No | No | Unknown - Unlikely Lead | Don't Know |  |  |  | No | Other |  | Will Inspect meter box at a later date | Unknown - Unlikely Lead |  |  |  | No | Other |  | Will Inspect meter box at a later date | Unknown | Don't Know | Don't Know |  | Building | Unknown | Unknown | No |  |  | Unknown
1697 | 1828 N BRECKON DR, HOBBS NM |  | No | No | Unknown - Unlikely Lead | Don't Know |  |  |  | No | Other |  | Will Inspect meter box at a later date | Unknown - Unlikely Lead |  |  |  | No | Other |  | Will Inspect meter box at a later date | Unknown | Don't Know | Don't Know |  | Building | Unknown | Unknown | No |  |  | Unknown
4291 | 1610 N DAL PASO ST, HOBBS NM |  | No | No | Unknown - Unlikely Lead | Don't Know |  |  |  | No | Other |  | Will Inspect meter box at a later date | Unknown - Unlikely Lead |  |  |  | No | Other |  | Will Inspect meter box at a later date | Unknown | Don't Know | Don't Know |  | Building | Unknown | Unknown | No |  |  | Unknown
181 | 401 E ALBERTSON DR, HOBBS NM |  | No | No | Unknown - Unlikely Lead | Don't Know |  |  |  | No | Other |  | Will Inspect meter box at a later date | Unknown - Unlikely Lead |  |  |  | No | Other |  | Will Inspect meter box at a later date | Unknown | Don't Know | Don't Know |  | Building | Unknown | Unknown | No |  |  | Unknown
14347 | 1700 E YESO DR, HOBBS NM |  | No | No | Unknown - Unlikely Lead | Don't Know |  |  |  | No | Other |  | Will Inspect meter box at a later date | Unknown - Unlikely Lead |  |  |  | No | Other |  | Will Inspect meter box at a later date | Unknown | Don't Know | Don't Know |  | Building | Unknown | Unknown | No |  |  | Unknown
31 | 421 S 4TH ST, HOBBS NM |  | No | No | Unknown - Unlikely Lead | Don't Know |  |  |  | No | Other |  | Will Inspect meter box at a later date | Unknown - Unlikely Lead |  |  |  | No | Other |  | Will Inspect meter box at a later date | Unknown | Don't Know | Don't Know |  | Building | Unknown | Unknown | No |  |  | Unknown
13896 | 123 W VEGA DR, HOBBS NM |  | No | No | Unknown - Unlikely Lead | Don't Know |  |  |  | No | Other |  | Will Inspect meter box at a later date | Unknown - Unlikely Lead |  |  |  | No | Other |  | Will Inspect meter box at a later date | Unknown | Don't Know | Don't Know |  | Building | Unknown | Unknown | No |  |  | Unknown
14030 | 1122 E WALKER DR, HOBBS NM |  | No | No | Unknown - Unlikely Lead | Don't Know |  |  |  | No | Other |  | Will Inspect meter box at a later date | Unknown - Unlikely Lead |  |  |  | No | Other |  | Will Inspect meter box at a later date | Unknown | Don't Know | Don't Know |  | Building | Unknown | Unknown | No |  |  | Unknown
2844 | 301 E CLEARFORK DR, HOBBS NM |  | No | No | Unknown - Unlikely Lead | Don't Know |  |  |  | No | Other |  | Will Inspect meter box at a later date | Unknown - Unlikely Lead |  |  |  | No | Other |  | Will Inspect meter box at a later date | Unknown | Don't Know | Don't Know |  | Building | Unknown | Unknown | No |  |  | Unknown
257 | 928 E ALBERTSON DR, HOBBS NM |  | No | No | Unknown - Unlikely Lead | Don't Know |  |  |  | No | Other |  | Will Inspect meter box at a later date | Unknown - Unlikely Lead |  |  |  | No | Other |  | Will Inspect meter box at a later date | Unknown | Don't Know | Don't Know |  | Building | Unknown | Unknown | No |  |  | Unknown
3852 | 1425 CAMINO REAL, HOBBS NM |  | No | No | Unknown - Unlikely Lead | Don't Know |  |  |  | No | Other |  | Will Inspect meter box at a later date | Unknown - Unlikely Lead |  |  |  | No | Other |  | Will Inspect meter box at a later date | Unknown | Don't Know | Don't Know |  | Building | Unknown | Unknown | No |  |  | Unknown
2000 | 707 E CORBETT ST, HOBBS NM |  | No | No | Unknown - Unlikely Lead | Don't Know |  |  |  | No | Other |  | Will Inspect meter box at a later date | Unknown - Unlikely Lead |  |  |  | No | Other |  | Will Inspect meter box at a later date | Unknown | Don't Know | Don't Know |  | Building | Unknown | Unknown | No |  |  | Unknown
3931 | 1224 W CALLE SUR ST, HOBBS NM |  | No | No | Unknown - Unlikely Lead | Don't Know |  |  |  | No | Other |  | Will Inspect meter box at a later date | Unknown - Unlikely Lead |  |  |  | No | Other |  | Will Inspect meter box at a later date | Unknown | Don't Know | Don't Know |  | Building | Unknown | Unknown | No |  |  | Unknown
2644 | 1908 N CIELO DR, HOBBS NM |  | No | No | Unknown - Unlikely Lead | Don't Know |  |  |  | No | Other |  | Will Inspect meter box at a later date | Unknown - Unlikely Lead |  |  |  | No | Other |  | Will Inspect meter box at a later date | Unknown | Don't Know | Don't Know |  | Building | Unknown | Unknown | No |  |  | Unknown
14245 | 103 E YESO DR, HOBBS NM |  | No | No | Unknown - Unlikely Lead | Don't Know |  |  |  | No | Other |  | Will Inspect meter box at a later date | Unknown - Unlikely Lead |  |  |  | No | Other |  | Will Inspect meter box at a later date | Unknown | Don't Know | Don't Know |  | Building | Unknown | Unknown | No |  |  | Unknown
212 | 107 E ALBERTSON DR, HOBBS NM |  | No | No | Unknown - Unlikely Lead | Don't Know |  |  |  | No | Other |  | Will Inspect meter box at a later date | Unknown - Unlikely Lead |  |  |  | No | Other |  | Will Inspect meter box at a later date | Unknown | Don't Know | Don't Know |  | Building | Unknown | Unknown | No |  |  | Unknown
2226 | 1237 S COCHRAN ST, HOBBS NM |  | No | No | Unknown - Unlikely Lead | Don't Know |  |  |  | No | Other |  | Will Inspect meter box at a later date | Unknown - Unlikely Lead |  |  |  | No | Other |  | Will Inspect meter box at a later date | Unknown | Don't Know | Don't Know |  | Building | Unknown | Unknown | No |  |  | Unknown
4497 | 1628 S DAL PASO ST, HOBBS NM |  | No | No | Unknown - Unlikely Lead | Don't Know |  |  |  | No | Other |  | Will Inspect meter box at a later date | Unknown - Unlikely Lead |  |  |  | No | Other |  | Will Inspect meter box at a later date | Unknown | Don't Know | Don't Know |  | Building | Unknown | Unknown | No |  |  | Unknown
4601 | 913 S DALMONT ST, HOBBS NM |  | No | No | Unknown - Unlikely Lead | Don't Know |  |  |  | No | Other |  | Will Inspect meter box at a later date | Unknown - Unlikely Lead |  |  |  | No | Other |  | Will Inspect meter box at a later date | Unknown | Don't Know | Don't Know |  | Building | Unknown | Unknown | No |  |  | Unknown
3227 | 3607 N CENTRAL DR, HOBBS NM |  | No | No | Unknown - Unlikely Lead | Don't Know |  |  |  | No | Other |  | Will Inspect meter box at a later date | Unknown - Unlikely Lead |  |  |  | No | Other |  | Will Inspect meter box at a later date | Unknown | Don't Know | Don't Know |  | Building | Unknown | Unknown | No |  |  | Unknown
4142 | 4302 CORTO CT, HOBBS NM |  | No | No | Unknown - Unlikely Lead | Don't Know |  |  |  | No | Other |  | Will Inspect meter box at a later date | Unknown - Unlikely Lead |  |  |  | No | Other |  | Will Inspect meter box at a later date | Unknown | Don't Know | Don't Know |  | Building | Unknown | Unknown | No |  |  | Unknown
338 | 513 E ALSTON ST, HOBBS NM |  | No | No | Unknown - Unlikely Lead | Don't Know |  |  |  | No | Other |  | Will Inspect meter box at a later date | Unknown - Unlikely Lead |  |  |  | No | Other |  | Will Inspect meter box at a later date | Unknown | Don't Know | Don't Know |  | Building | Unknown | Unknown | No |  |  | Unknown
254 | 514 E ALBERTSON CIR, HOBBS NM |  | No | No | Unknown - Unlikely Lead | Don't Know |  |  |  | No | Other |  | Will Inspect meter box at a later date | Unknown - Unlikely Lead |  |  |  | No | Other |  | Will Inspect meter box at a later date | Unknown | Don't Know | Don't Know |  | Building | Unknown | Unknown | No |  |  | Unknown
2959 | 3901 N CENTRAL C 202, HOBBS NM |  | No | No | Non-Lead - Plastic | No | 2009 | 3/4 | Field inspection only with no records | Yes | Visual inspection at the meter pit | 05/26/2024 00:00:00 |  | Non-Lead - Plastic | 2009 | 3/4 | Installation date after lead ban | Yes | Visual inspection at the meter pit | 05/26/2024 00:00:00 |  | Non-Lead | No | No |  | Single Family Residence |  | No | No |  |  | Non-Lead
4371 | 3320 N DAL PASO ST #14, HOBBS NM |  | No | No | Unknown - Unlikely Lead | Don't Know |  |  |  | No | Other |  | Will Inspect meter box at a later date | Unknown - Unlikely Lead |  |  |  | No | Other |  | Will Inspect meter box at a later date | Unknown | Don't Know | Don't Know |  | Building | Unknown | Unknown | No |  |  | Unknown
14059 | 332 W WOLFCAMP DR, HOBBS NM |  | No | No | Unknown - Unlikely Lead | Don't Know |  |  |  | No | Other |  | Will Inspect meter box at a later date | Unknown - Unlikely Lead |  |  |  | No | Other |  | Will Inspect meter box at a later date | Unknown | Don't Know | Don't Know |  | Building | Unknown | Unknown | No |  |  | Unknown
14175 | 1005 N WEST COUNTY RD, HOBBS NM |  | No | No | Unknown - Unlikely Lead | Don't Know |  |  |  | No | Other |  | Will Inspect meter box at a later date | Unknown - Unlikely Lead |  |  |  | No | Other |  | Will Inspect meter box at a later date | Unknown | Don't Know | Don't Know |  | Building | Unknown | Unknown | No |  |  | Unknown
4696 | 1221 E DUNNAM ST, HOBBS NM |  | Yes - Other | No | Non-Lead - Plastic | No | Unknown | 1 | Field inspection only with no records | Yes | Visual inspection at the meter pit | 08/13/2024 00:00:00 |  | Non-Lead - Plastic | Unknown | 1 | Installation date after lead ban | Yes | Visual inspection at the meter pit | 08/13/2024 00:00:00 |  | Non-Lead | No | No |  | Building |  | No | No |  |  | Non-Lead
2138 | 1420 W CLINTON ST, HOBBS NM |  | No | No | Unknown - Unlikely Lead | Don't Know |  |  |  | No | Other |  | Will Inspect meter box at a later date | Unknown - Unlikely Lead |  |  |  | No | Other |  | Will Inspect meter box at a later date | Unknown | Don't Know | Don't Know |  | Building | Unknown | Unknown | No |  |  | Unknown
14258 | 1107 E YESO DR, HOBBS NM |  | No | No | Unknown - Unlikely Lead | Don't Know |  |  |  | No | Other |  | Will Inspect meter box at a later date | Unknown - Unlikely Lead |  |  |  | No | Other |  | Will Inspect meter box at a later date | Unknown | Don't Know | Don't Know |  | Building | Unknown | Unknown | No |  |  | Unknown
4394 | 806 N DAL PASO ST, HOBBS NM |  | No | No | Unknown - Unlikely Lead | Don't Know |  |  |  | No | Other |  | Will Inspect meter box at a later date | Unknown - Unlikely Lead |  |  |  | No | Other |  | Will Inspect meter box at a later date | Unknown | Don't Know | Don't Know |  | Building | Unknown | Unknown | No |  |  | Unknown
14166 | 3220 N WEST COUNTY RD, HOBBS NM |  | No | No | Unknown - Unlikely Lead | Don't Know |  |  |  | No | Other |  | Will Inspect meter box at a later date | Unknown - Unlikely Lead |  |  |  | No | Other |  | Will Inspect meter box at a later date | Unknown | Don't Know | Don't Know |  | Building | Unknown | Unknown | No |  |  | Unknown
3496 | 114 S CECIL ST, HOBBS NM |  | No | No | Unknown - Unlikely Lead | Don't Know |  |  |  | No | Other |  | Will Inspect meter box at a later date | Unknown - Unlikely Lead |  |  |  | No | Other |  | Will Inspect meter box at a later date | Unknown | Don't Know | Don't Know |  | Building | Unknown | Unknown | No |  |  | Unknown
2371 | 1501 S COCHRAN ST, HOBBS NM |  | No | No | Unknown - Unlikely Lead | Don't Know |  |  |  | No | Other |  | Will Inspect meter box at a later date | Unknown - Unlikely Lead |  |  |  | No | Other |  | Will Inspect meter box at a later date | Unknown | Don't Know | Don't Know |  | Building | Unknown | Unknown | No |  |  | Unknown
2204 | 318 W CASTLE AVE, HOBBS NM |  | No | No | Unknown - Unlikely Lead | Don't Know |  |  |  | No | Other |  | Will Inspect meter box at a later date | Unknown - Unlikely Lead |  |  |  | No | Other |  | Will Inspect meter box at a later date | Unknown | Don't Know | Don't Know |  | Building | Unknown | Unknown | No |  |  | Unknown
3885 | 4000 N CALLE GRANDE, HOBBS NM |  | No | No | Unknown - Unlikely Lead | Don't Know |  |  |  | No | Other |  | Will Inspect meter box at a later date | Unknown - Unlikely Lead |  |  |  | No | Other |  | Will Inspect meter box at a later date | Unknown | Don't Know | Don't Know |  | Building | Unknown | Unknown | No |  |  | Unknown
2375 | 1812 S COCHRAN ST, HOBBS NM |  | No | No | Unknown - Unlikely Lead | Don't Know |  |  |  | No | Other |  | Will Inspect meter box at a later date | Unknown - Unlikely Lead |  |  |  | No | Other |  | Will Inspect meter box at a later date | Unknown | Don't Know | Don't Know |  | Building | Unknown | Unknown | No |  |  | Unknown
13944 | 2915 N WEDGEWOOD DR, HOBBS NM |  | No | No | Non-Lead - Plastic | Don't Know | 2019 | 1 | Field inspection only with no records | Yes | Visual inspection at the meter pit | 08/19/2024 00:00:00 |  | Non-Lead - Plastic | 2019 | 1 | Field inspection only with no records | Yes | Visual inspection at the meter pit | 08/19/2024 00:00:00 |  | Non-Lead | No | Don't Know |  | Single Family Residence |  | No | No |  |  | Non-Lead
14107 | 419 S WILLOW ST, HOBBS NM |  | No | No | Unknown - Unlikely Lead | Don't Know |  |  |  | No | Other |  | Will Inspect meter box at a later date | Unknown - Unlikely Lead |  |  |  | No | Other |  | Will Inspect meter box at a later date | Unknown | Don't Know | Don't Know |  | Building | Unknown | Unknown | No |  |  | Unknown
3459 | 407 N CECIL ST, HOBBS NM |  | No | No | Unknown - Unlikely Lead | Don't Know |  |  |  | No | Other |  | Will Inspect meter box at a later date | Unknown - Unlikely Lead |  |  |  | No | Other |  | Will Inspect meter box at a later date | Unknown | Don't Know | Don't Know |  | Building | Unknown | Unknown | No |  |  | Unknown
1777 | 1214 W BROADWAY ST, HOBBS NM |  | No | No | Unknown - Unlikely Lead | Don't Know |  |  |  | No | Other |  | Will Inspect meter box at a later date | Unknown - Unlikely Lead |  |  |  | No | Other |  | Will Inspect meter box at a later date | Unknown | Don't Know | Don't Know |  | Building | Unknown | Unknown | No |  |  | Unknown
13901 | 216 W VEGA DR, HOBBS NM |  | No | No | Unknown - Unlikely Lead | Don't Know |  |  |  | No | Other |  | Will Inspect meter box at a later date | Unknown - Unlikely Lead |  |  |  | No | Other |  | Will Inspect meter box at a later date | Unknown | Don't Know | Don't Know |  | Building | Unknown | Unknown | No |  |  | Unknown
4319 | 3320 N DAL PASO ST #4, HOBBS NM |  | No | No | Non-Lead - Plastic | No | 1986 | 3/4 | Field inspection only with no records | Yes | Visual inspection at the meter pit | 05/26/2024 00:00:00 |  | Non-Lead - Plastic |  | 3/4 | Installation date after lead ban | Yes | Visual inspection at the meter pit | 05/26/2024 00:00:00 |  | Non-Lead | No | No |  | Single Family Residence |  | No | No |  |  | Non-Lead
4433 | 3419 N DAL PASO BLD 2 C, HOBBS NM |  | No | No | Non-Lead - Plastic | No | 2020 | 3/4 | Field inspection only with no records | Yes | Visual inspection at the meter pit | 05/26/2024 00:00:00 |  | Non-Lead - Plastic |  | 3/4 | Installation date after lead ban | Yes | Visual inspection at the meter pit | 05/26/2024 00:00:00 |  | Non-Lead | No | No |  | Single Family Residence |  | No | No |  |  | Non-Lead
13738 | 1201 TERRY CT, HOBBS NM |  | No | No | Unknown - Unlikely Lead | Don't Know |  |  |  | No | Other |  | Will Inspect meter box at a later date | Unknown - Unlikely Lead |  |  |  | No | Other |  | Will Inspect meter box at a later date | Unknown | Don't Know | Don't Know |  | Building | Unknown | Unknown | No |  |  | Unknown
2286 | 1217 N COCHRAN ST, HOBBS NM |  | No | No | Unknown - Unlikely Lead | Don't Know |  |  |  | No | Other |  | Will Inspect meter box at a later date | Unknown - Unlikely Lead |  |  |  | No | Other |  | Will Inspect meter box at a later date | Unknown | Don't Know | Don't Know |  | Building | Unknown | Unknown | No |  |  | Unknown
2825 | 525 E COPPER AVE, HOBBS NM |  | No | No | Unknown - Unlikely Lead | Don't Know |  |  |  | No | Other |  | Will Inspect meter box at a later date | Unknown - Unlikely Lead |  |  |  | No | Other |  | Will Inspect meter box at a later date | Unknown | Don't Know | Don't Know |  | Building | Unknown | Unknown | No |  |  | Unknown
14180 | 3221 N WEST COUNTY RD, HOBBS NM |  | No | No | Unknown - Unlikely Lead | Don't Know |  |  |  | No | Other |  | Will Inspect meter box at a later date | Unknown - Unlikely Lead |  |  |  | No | Other |  | Will Inspect meter box at a later date | Unknown | Don't Know | Don't Know |  | Building | Unknown | Unknown | No |  |  | Unknown
4607 | 718 S DALMONT ST, HOBBS NM |  | No | No | Unknown - Unlikely Lead | Don't Know |  |  |  | No | Other |  | Will Inspect meter box at a later date | Unknown - Unlikely Lead |  |  |  | No | Other |  | Will Inspect meter box at a later date | Unknown | Don't Know | Don't Know |  | Building | Unknown | Unknown | No |  |  | Unknown
3196 | 3901 N CENTRAL O 201, HOBBS NM |  | No | No | Non-Lead - Plastic | No | 2009 | 3/4 | Field inspection only with no records | Yes | Visual inspection at the meter pit | 05/26/2024 00:00:00 |  | Non-Lead - Plastic | 2009 | 3/4 | Installation date after lead ban | Yes | Visual inspection at the meter pit | 05/26/2024 00:00:00 |  | Non-Lead | No | No |  | Single Family Residence |  | No | No |  |  | Non-Lead
2686 | 611 W CIELO DR, HOBBS NM |  | No | No | Non-Lead - Plastic | Don't Know |  | 1 | Field inspection only with no records | Yes | Visual inspection at the meter pit | 07/23/2024 00:00:00 |  | Non-Lead - Plastic |  | 1 | Field inspection only with no records | Yes | Visual inspection at the meter pit | 07/23/2024 00:00:00 |  | Non-Lead | No | Don't Know |  | Single Family Residence |  | No | No |  |  | Non-Lead
3761 | 1716 W COLLEGE LN, HOBBS NM |  | No | No | Unknown - Unlikely Lead | Don't Know |  |  |  | No | Other |  | Will Inspect meter box at a later date | Unknown - Unlikely Lead |  |  |  | No | Other |  | Will Inspect meter box at a later date | Unknown | Don't Know | Don't Know |  | Building | Unknown | Unknown | No |  |  | Unknown
4322 | 3419 N DAL PASO BLD 14 B, HOBBS NM |  | No | No | Non-Lead - Plastic | No | 2020 | 3/4 | Field inspection only with no records | Yes | Visual inspection at the meter pit | 05/26/2024 00:00:00 |  | Non-Lead - Plastic |  | 3/4 | Installation date after lead ban | Yes | Visual inspection at the meter pit | 05/26/2024 00:00:00 |  | Non-Lead | No | No |  | Single Family Residence |  | No | No |  |  | Non-Lead
13765 | 2405 N TRES AMIGO DR, HOBBS NM |  | No | No | Unknown - Unlikely Lead | Don't Know |  |  |  | No | Other |  | Will Inspect meter box at a later date | Unknown - Unlikely Lead |  |  |  | No | Other |  | Will Inspect meter box at a later date | Unknown | Don't Know | Don't Know |  | Building | Unknown | Unknown | No |  |  | Unknown
1498 | 1604 N BRAZOS AVE, HOBBS NM |  | No | No | Unknown - Unlikely Lead | Don't Know |  |  |  | No | Other |  | Will Inspect meter box at a later date | Unknown - Unlikely Lead |  |  |  | No | Other |  | Will Inspect meter box at a later date | Unknown | Don't Know | Don't Know |  | Building | Unknown | Unknown | No |  |  | Unknown
4083 | 2919 N CLIFFWOOD CIRCLE, HOBBS NM |  | No | No | Non-Lead - Plastic | Don't Know | 2019 | 1 | Field inspection only with no records | Yes | Visual inspection at the meter pit | 08/19/2024 00:00:00 |  | Non-Lead - Plastic | 2019 | 1 | Field inspection only with no records | Yes | Visual inspection at the meter pit | 08/19/2024 00:00:00 |  | Non-Lead | No | Don't Know |  | Single Family Residence |  | No | No |  |  | Non-Lead
4652 | 1600 E DUNNAM ST, HOBBS NM |  | No | No | Unknown - Unlikely Lead | Don't Know |  |  |  | No | Other |  | Will Inspect meter box at a later date | Unknown - Unlikely Lead |  |  |  | No | Other |  | Will Inspect meter box at a later date | Unknown | Don't Know | Don't Know |  | Building | Unknown | Unknown | No |  |  | Unknown
4747 | 604 W DUNNAM ST, HOBBS NM |  | No | No | Unknown - Unlikely Lead | Don't Know |  |  |  | No | Other |  | Will Inspect meter box at a later date | Unknown - Unlikely Lead |  |  |  | No | Other |  | Will Inspect meter box at a later date | Unknown | Don't Know | Don't Know |  | Building | Unknown | Unknown | No |  |  | Unknown
4438 | 3419 N DAL PASO BLD 21 D, HOBBS NM |  | No | No | Non-Lead - Plastic | No | 2020 | 3/4 | Field inspection only with no records | Yes | Visual inspection at the meter pit | 05/26/2024 00:00:00 |  | Non-Lead - Plastic |  | 3/4 | Installation date after lead ban | Yes | Visual inspection at the meter pit | 05/26/2024 00:00:00 |  | Non-Lead | No | No |  | Single Family Residence |  | No | No |  |  | Non-Lead
2746 | 1227 W COPPER AVE, HOBBS NM |  | No | No | Unknown - Unlikely Lead | Don't Know |  |  |  | No | Other |  | Will Inspect meter box at a later date | Unknown - Unlikely Lead |  |  |  | No | Other |  | Will Inspect meter box at a later date | Unknown | Don't Know | Don't Know |  | Building | Unknown | Unknown | No |  |  | Unknown
2298 | 1220 N COCHRAN ST, HOBBS NM |  | No | No | Unknown - Unlikely Lead | Don't Know |  |  |  | No | Other |  | Will Inspect meter box at a later date | Unknown - Unlikely Lead |  |  |  | No | Other |  | Will Inspect meter box at a later date | Unknown | Don't Know | Don't Know |  | Building | Unknown | Unknown | No |  |  | Unknown
14471 | 1230 ZUNI ST, HOBBS NM |  | No | No | Unknown - Unlikely Lead | Don't Know |  |  |  | No | Other |  | Will Inspect meter box at a later date | Unknown - Unlikely Lead |  |  |  | No | Other |  | Will Inspect meter box at a later date | Unknown | Don't Know | Don't Know |  | Building | Unknown | Unknown | No |  |  | Unknown
4499 | 419 S DAL PASO ST, HOBBS NM |  | No | No | Unknown - Unlikely Lead | Don't Know |  |  |  | No | Other |  | Will Inspect meter box at a later date | Unknown - Unlikely Lead |  |  |  | No | Other |  | Will Inspect meter box at a later date | Unknown | Don't Know | Don't Know |  | Building | Unknown | Unknown | No |  |  | Unknown
3347 | 1223 W CAPROCK ST, HOBBS NM |  | No | No | Unknown - Unlikely Lead | Don't Know |  |  |  | No | Other |  | Will Inspect meter box at a later date | Unknown - Unlikely Lead |  |  |  | No | Other |  | Will Inspect meter box at a later date | Unknown | Don't Know | Don't Know |  | Building | Unknown | Unknown | No |  |  | Unknown
4268 | 3419 N DAL PASO BLD 7 D, HOBBS NM |  | No | No | Non-Lead - Plastic | No | 2020 | 3/4 | Field inspection only with no records | Yes | Visual inspection at the meter pit | 05/26/2024 00:00:00 |  | Non-Lead - Plastic |  | 3/4 | Installation date after lead ban | Yes | Visual inspection at the meter pit | 05/26/2024 00:00:00 |  | Non-Lead | No | No |  | Single Family Residence |  | No | No |  |  | Non-Lead
308 | 416 W ALSTON ST, HOBBS NM |  | No | No | Unknown - Unlikely Lead | Don't Know |  |  |  | No | Other |  | Will Inspect meter box at a later date | Unknown - Unlikely Lead |  |  |  | No | Other |  | Will Inspect meter box at a later date | Unknown | Don't Know | Don't Know |  | Building | Unknown | Unknown | No |  |  | Unknown
2916 | 3901 N CENTRAL I 204, HOBBS NM |  | No | No | Non-Lead - Plastic | No | 2009 | 3/4 | Field inspection only with no records | Yes | Visual inspection at the meter pit | 05/26/2024 00:00:00 |  | Non-Lead - Plastic | 2009 | 3/4 | Installation date after lead ban | Yes | Visual inspection at the meter pit | 05/26/2024 00:00:00 |  | Non-Lead | No | No |  | Single Family Residence |  | No | No |  |  | Non-Lead
2729 | 1246 W COPPER AVE, HOBBS NM |  | No | No | Unknown - Unlikely Lead | Don't Know |  |  |  | No | Other |  | Will Inspect meter box at a later date | Unknown - Unlikely Lead |  |  |  | No | Other |  | Will Inspect meter box at a later date | Unknown | Don't Know | Don't Know |  | Building | Unknown | Unknown | No |  |  | Unknown
2012 | 518 E CORBETT ST, HOBBS NM |  | No | No | Unknown - Unlikely Lead | Don't Know |  |  |  | No | Other |  | Will Inspect meter box at a later date | Unknown - Unlikely Lead |  |  |  | No | Other |  | Will Inspect meter box at a later date | Unknown | Don't Know | Don't Know |  | Building | Unknown | Unknown | No |  |  | Unknown
2454 | 714 W COAL AVE, HOBBS NM |  | No | No | Unknown - Unlikely Lead | Don't Know |  |  |  | No | Other |  | Will Inspect meter box at a later date | Unknown - Unlikely Lead |  |  |  | No | Other |  | Will Inspect meter box at a later date | Unknown | Don't Know | Don't Know |  | Building | Unknown | Unknown | No |  |  | Unknown
13761 | 2524 N TRAVIS DR, HOBBS NM |  | No | No | Unknown - Unlikely Lead | Don't Know |  |  |  | No | Other |  | Will Inspect meter box at a later date | Unknown - Unlikely Lead |  |  |  | No | Other |  | Will Inspect meter box at a later date | Unknown | Don't Know | Don't Know |  | Building | Unknown | Unknown | No |  |  | Unknown
2406 | 1710 E CHILDERS DR, HOBBS NM |  | No | No | Unknown - Unlikely Lead | Don't Know |  |  |  | No | Other |  | Will Inspect meter box at a later date | Unknown - Unlikely Lead |  |  |  | No | Other |  | Will Inspect meter box at a later date | Unknown | Don't Know | Don't Know |  | Building | Unknown | Unknown | No |  |  | Unknown
4214 | 2121 CATALPA, HOBBS NM |  | No | No | Unknown - Unlikely Lead | Don't Know |  |  |  | No | Other |  | Will Inspect meter box at a later date | Unknown - Unlikely Lead |  |  |  | No | Other |  | Will Inspect meter box at a later date | Unknown | Don't Know | Don't Know |  | Building | Unknown | Unknown | No |  |  | Unknown
4000 | 1406 N COBB DR, HOBBS NM |  | No | No | Unknown - Unlikely Lead | Don't Know |  |  |  | No | Other |  | Will Inspect meter box at a later date | Unknown - Unlikely Lead |  |  |  | No | Other |  | Will Inspect meter box at a later date | Unknown | Don't Know | Don't Know |  | Building | Unknown | Unknown | No |  |  | Unknown
4578 | 4903 W DARK HORSE RD, HOBBS NM |  | No | No | Non-Lead - Plastic | No | 2015 | 3/4 | Field inspection only with no records | Yes | Visual inspection at the meter pit | 05/26/2024 00:00:00 |  | Non-Lead - Plastic | 2015 | 3/4 | Installation date after lead ban | Yes | Visual inspection at the meter pit | 05/26/2024 00:00:00 |  | Non-Lead | No | No |  | Single Family Residence |  | No | No |  |  | Non-Lead
4734 | 303 W DUNNAM ST, HOBBS NM |  | No | No | Unknown - Unlikely Lead | Don't Know |  |  |  | No | Other |  | Will Inspect meter box at a later date | Unknown - Unlikely Lead |  |  |  | No | Other |  | Will Inspect meter box at a later date | Unknown | Don't Know | Don't Know |  | Building | Unknown | Unknown | No |  |  | Unknown
2351 | 112 S COCHRAN ST, HOBBS NM |  | No | No | Unknown - Unlikely Lead | Don't Know |  |  |  | No | Other |  | Will Inspect meter box at a later date | Unknown - Unlikely Lead |  |  |  | No | Other |  | Will Inspect meter box at a later date | Unknown | Don't Know | Don't Know |  | Building | Unknown | Unknown | No |  |  | Unknown
3144 | 3901 N CENTRAL F 104, HOBBS NM |  | No | No | Non-Lead - Plastic | No | 2009 | 3/4 | Field inspection only with no records | Yes | Visual inspection at the meter pit | 05/26/2024 00:00:00 |  | Non-Lead - Plastic | 2009 | 3/4 | Installation date after lead ban | Yes | Visual inspection at the meter pit | 05/26/2024 00:00:00 |  | Non-Lead | No | No |  | Single Family Residence |  | No | No |  |  | Non-Lead
13660 | 326 S THORP ST, HOBBS NM |  | No | No | Unknown - Unlikely Lead | Don't Know |  |  |  | No | Other |  | Will Inspect meter box at a later date | Unknown - Unlikely Lead |  |  |  | No | Other |  | Will Inspect meter box at a later date | Unknown | Don't Know | Don't Know |  | Building | Unknown | Unknown | No |  |  | Unknown
14091 | 401 E WOLFCAMP DR, HOBBS NM |  | No | No | Unknown - Unlikely Lead | Don't Know |  |  |  | No | Other |  | Will Inspect meter box at a later date | Unknown - Unlikely Lead |  |  |  | No | Other |  | Will Inspect meter box at a later date | Unknown | Don't Know | Don't Know |  | Building | Unknown | Unknown | No |  |  | Unknown
4540 | 5107 W DARK HORSE RD, HOBBS NM |  | No | No | Non-Lead - Plastic | No | 2015 | 3/4 | Field inspection only with no records | Yes | Visual inspection at the meter pit | 05/26/2024 00:00:00 |  | Non-Lead - Plastic | 2015 | 3/4 | Installation date after lead ban | Yes | Visual inspection at the meter pit | 05/26/2024 00:00:00 |  | Non-Lead | No | No |  | Single Family Residence |  | No | No |  |  | Non-Lead
4699 | 700 E DUNNAM ST, HOBBS NM |  | No | No | Unknown - Unlikely Lead | Don't Know |  |  |  | No | Other |  | Will Inspect meter box at a later date | Unknown - Unlikely Lead |  |  |  | No | Other |  | Will Inspect meter box at a later date | Unknown | Don't Know | Don't Know |  | Building | Unknown | Unknown | No |  |  | Unknown
4756 | 2927 N DEL SOL CIRCLE, HOBBS NM |  | No | No | Non-Lead - Plastic | Don't Know | 2019 | 1 | Field inspection only with no records | Yes | Visual inspection at the meter pit | 08/19/2024 00:00:00 |  | Non-Lead - Plastic | 2019 | 1 | Field inspection only with no records | Yes | Visual inspection at the meter pit | 08/19/2024 00:00:00 |  | Non-Lead | No | Don't Know |  | Single Family Residence |  | No | No |  |  | Non-Lead
2021 | 410 E CORBETT ST, HOBBS NM |  | No | No | Unknown - Unlikely Lead | Don't Know |  |  |  | No | Other |  | Will Inspect meter box at a later date | Unknown - Unlikely Lead |  |  |  | No | Other |  | Will Inspect meter box at a later date | Unknown | Don't Know | Don't Know |  | Building | Unknown | Unknown | No |  |  | Unknown
2740 | 815 W COPPER AVE, HOBBS NM |  | No | No | Unknown - Unlikely Lead | Don't Know |  |  |  | No | Other |  | Will Inspect meter box at a later date | Unknown - Unlikely Lead |  |  |  | No | Other |  | Will Inspect meter box at a later date | Unknown | Don't Know | Don't Know |  | Building | Unknown | Unknown | No |  |  | Unknown
3065 | 3901 N CENTRAL B 308, HOBBS NM |  | No | No | Non-Lead - Plastic | No | 2009 | 3/4 | Field inspection only with no records | Yes | Visual inspection at the meter pit | 05/26/2024 00:00:00 |  | Non-Lead - Plastic | 2009 | 3/4 | Installation date after lead ban | Yes | Visual inspection at the meter pit | 05/26/2024 00:00:00 |  | Non-Lead | No | No |  | Single Family Residence |  | No | No |  |  | Non-Lead
14319 | 900 E YESO DR #13, HOBBS NM |  | No | No | Unknown - Unlikely Lead | Don't Know |  |  |  | No | Other |  | Will Inspect meter box at a later date | Unknown - Unlikely Lead |  |  |  | No | Other |  | Will Inspect meter box at a later date | Unknown | Don't Know | Don't Know |  | Building | Unknown | Unknown | No |  |  | Unknown
13751 | 1426 W TURTLEBACK CT, HOBBS NM |  | No | No | Non-Lead - Plastic | No | 2019 | 1 | Installation date after lead ban | No | Other |  | GIS verfied because of being built after ban | Non-Lead - Plastic | 2019 | 1 | Installation date after lead ban | No | Other |  | Newer Construction, verified by GIS Mapping |  | No | No |  | Single Family Residence | Unknown | No | No |  |  | Non-Lead
1909 | 1124 W BROADWAY PL, HOBBS NM |  | No | No | Unknown - Unlikely Lead | Don't Know |  |  |  | No | Other |  | Will Inspect meter box at a later date | Unknown - Unlikely Lead |  |  |  | No | Other |  | Will Inspect meter box at a later date | Unknown | Don't Know | Don't Know |  | Building | Unknown | Unknown | No |  |  | Unknown
1522 | 1739 N BRAZOS AVE, HOBBS NM |  | No | No | Unknown - Unlikely Lead | Don't Know |  |  |  | No | Other |  | Will Inspect meter box at a later date | Unknown - Unlikely Lead |  |  |  | No | Other |  | Will Inspect meter box at a later date | Unknown | Don't Know | Don't Know |  | Building | Unknown | Unknown | No |  |  | Unknown
311 | 505 W ALSTON ST, HOBBS NM |  | No | No | Unknown - Unlikely Lead | Don't Know |  |  |  | No | Other |  | Will Inspect meter box at a later date | Unknown - Unlikely Lead |  |  |  | No | Other |  | Will Inspect meter box at a later date | Unknown | Don't Know | Don't Know |  | Building | Unknown | Unknown | No |  |  | Unknown
2380 | 1605 S COCHRAN ST, HOBBS NM |  | No | No | Unknown - Unlikely Lead | Don't Know |  |  |  | No | Other |  | Will Inspect meter box at a later date | Unknown - Unlikely Lead |  |  |  | No | Other |  | Will Inspect meter box at a later date | Unknown | Don't Know | Don't Know |  | Building | Unknown | Unknown | No |  |  | Unknown
3985 | 1523 N COBB DR, HOBBS NM |  | No | No | Unknown - Unlikely Lead | Don't Know |  |  |  | No | Other |  | Will Inspect meter box at a later date | Unknown - Unlikely Lead |  |  |  | No | Other |  | Will Inspect meter box at a later date | Unknown | Don't Know | Don't Know |  | Building | Unknown | Unknown | No |  |  | Unknown
4398 | 2322 N DAL PASO ST, HOBBS NM |  | No | No | Unknown - Unlikely Lead | Don't Know |  |  |  | No | Other |  | Will Inspect meter box at a later date | Unknown - Unlikely Lead |  |  |  | No | Other |  | Will Inspect meter box at a later date | Unknown | Don't Know | Don't Know |  | Building | Unknown | Unknown | No |  |  | Unknown
2011 | 110 E CORBETT ST, HOBBS NM |  | No | No | Unknown - Unlikely Lead | Don't Know |  |  |  | No | Other |  | Will Inspect meter box at a later date | Unknown - Unlikely Lead |  |  |  | No | Other |  | Will Inspect meter box at a later date | Unknown | Don't Know | Don't Know |  | Building | Unknown | Unknown | No |  |  | Unknown
3264 | 500 W COCHITI AVE, HOBBS NM |  | No | No | Unknown - Unlikely Lead | Don't Know |  |  |  | No | Other |  | Will Inspect meter box at a later date | Unknown - Unlikely Lead |  |  |  | No | Other |  | Will Inspect meter box at a later date | Unknown | Don't Know | Don't Know |  | Building | Unknown | Unknown | No |  |  | Unknown
4387 | 800 N DAL PASO ST, HOBBS NM |  | No | No | Unknown - Unlikely Lead | Don't Know |  |  |  | No | Other |  | Will Inspect meter box at a later date | Unknown - Unlikely Lead |  |  |  | No | Other |  | Will Inspect meter box at a later date | Unknown | Don't Know | Don't Know |  | Building | Unknown | Unknown | No |  |  | Unknown
13881 | 303 E VEGA DR, HOBBS NM |  | No | No | Unknown - Unlikely Lead | Don't Know |  |  |  | No | Other |  | Will Inspect meter box at a later date | Unknown - Unlikely Lead |  |  |  | No | Other |  | Will Inspect meter box at a later date | Unknown | Don't Know | Don't Know |  | Building | Unknown | Unknown | No |  |  | Unknown
4493 | 920 S DAL PASO ST, HOBBS NM |  | No | No | Unknown - Unlikely Lead | Don't Know |  |  |  | No | Other |  | Will Inspect meter box at a later date | Unknown - Unlikely Lead |  |  |  | No | Other |  | Will Inspect meter box at a later date | Unknown | Don't Know | Don't Know |  | Building | Unknown | Unknown | No |  |  | Unknown
3796 | 1600 W CAMINO DEL ARCO, HOBBS NM |  | No | No | Unknown - Unlikely Lead | Don't Know |  |  |  | No | Other |  | Will Inspect meter box at a later date | Unknown - Unlikely Lead |  |  |  | No | Other |  | Will Inspect meter box at a later date | Unknown | Don't Know | Don't Know |  | Building | Unknown | Unknown | No |  |  | Unknown
1557 | 200 W BLANCO DR, HOBBS NM |  | No | No | Unknown - Unlikely Lead | Don't Know |  |  |  | No | Other |  | Will Inspect meter box at a later date | Unknown - Unlikely Lead |  |  |  | No | Other |  | Will Inspect meter box at a later date | Unknown | Don't Know | Don't Know |  | Building | Unknown | Unknown | No |  |  | Unknown
3178 | 3901 N CENTRAL N 307, HOBBS NM |  | No | No | Non-Lead - Plastic | No | 2009 | 3/4 | Field inspection only with no records | Yes | Visual inspection at the meter pit | 05/26/2024 00:00:00 |  | Non-Lead - Plastic | 2009 | 3/4 | Installation date after lead ban | Yes | Visual inspection at the meter pit | 05/26/2024 00:00:00 |  | Non-Lead | No | No |  | Single Family Residence |  | No | No |  |  | Non-Lead
1741 | 1 BROADMOOR PARK, HOBBS NM |  | No | No | Non-Lead - Plastic | No | 2003 | 3/4 | Field inspection only with no records | Yes | Visual inspection at the meter pit | 05/26/2024 00:00:00 |  | Non-Lead - Plastic | 2003 | 3/4 | Installation date after lead ban | Yes | Visual inspection at the meter pit | 05/26/2024 00:00:00 |  | Non-Lead | No | No |  | Single Family Residence |  | No | No |  |  | Non-Lead
14235 | 1101 E YESO DR, HOBBS NM |  | No | No | Unknown - Unlikely Lead | Don't Know |  |  |  | No | Other |  | Will Inspect meter box at a later date | Unknown - Unlikely Lead |  |  |  | No | Other |  | Will Inspect meter box at a later date | Unknown | Don't Know | Don't Know |  | Building | Unknown | Unknown | No |  |  | Unknown
3216 | 3411 N CENTRAL DR, HOBBS NM |  | No | No | Unknown - Unlikely Lead | Don't Know |  |  |  | No | Other |  | Will Inspect meter box at a later date | Unknown - Unlikely Lead |  |  |  | No | Other |  | Will Inspect meter box at a later date | Unknown | Don't Know | Don't Know |  | Building | Unknown | Unknown | No |  |  | Unknown
3718 | 1207 E CIMARRON RD, HOBBS NM |  | No | No | Unknown - Unlikely Lead | Don't Know |  |  |  | No | Other |  | Will Inspect meter box at a later date | Unknown - Unlikely Lead |  |  |  | No | Other |  | Will Inspect meter box at a later date | Unknown | Don't Know | Don't Know |  | Building | Unknown | Unknown | No |  |  | Unknown
3995 | 1620 N COBB DR, HOBBS NM |  | No | No | Unknown - Unlikely Lead | Don't Know |  |  |  | No | Other |  | Will Inspect meter box at a later date | Unknown - Unlikely Lead |  |  |  | No | Other |  | Will Inspect meter box at a later date | Unknown | Don't Know | Don't Know |  | Building | Unknown | Unknown | No |  |  | Unknown
14424 | 708 E YUCCA ST, HOBBS NM |  | No | No | Unknown - Unlikely Lead | Don't Know |  |  |  | No | Other |  | Will Inspect meter box at a later date | Unknown - Unlikely Lead |  |  |  | No | Other |  | Will Inspect meter box at a later date | Unknown | Don't Know | Don't Know |  | Building | Unknown | Unknown | No |  |  | Unknown
4037 | 1601 CHUCKWAGON DR, HOBBS NM |  | No | No | Unknown - Unlikely Lead | Don't Know |  |  |  | No | Other |  | Will Inspect meter box at a later date | Unknown - Unlikely Lead |  |  |  | No | Other |  | Will Inspect meter box at a later date | Unknown | Don't Know | Don't Know |  | Building | Unknown | Unknown | No |  |  | Unknown
13715 | 400 W TAYLOR ST, HOBBS NM |  | No | No | Unknown - Unlikely Lead | Don't Know |  |  |  | No | Other |  | Will Inspect meter box at a later date | Unknown - Unlikely Lead |  |  |  | No | Other |  | Will Inspect meter box at a later date | Unknown | Don't Know | Don't Know |  | Building | Unknown | Unknown | No |  |  | Unknown
4351 | 3419 N DAL PASO BLD 13 C, HOBBS NM |  | No | No | Non-Lead - Plastic | No | 2020 | 3/4 | Field inspection only with no records | Yes | Visual inspection at the meter pit | 05/26/2024 00:00:00 |  | Non-Lead - Plastic |  | 3/4 | Installation date after lead ban | Yes | Visual inspection at the meter pit | 05/26/2024 00:00:00 |  | Non-Lead | No | No |  | Single Family Residence |  | No | No |  |  | Non-Lead
14302 | 1021 E YESO DR 101B, HOBBS NM |  | No | No | Unknown - Unlikely Lead | Don't Know |  |  |  | No | Other |  | Will Inspect meter box at a later date | Unknown - Unlikely Lead |  |  |  | No | Other |  | Will Inspect meter box at a later date | Unknown | Don't Know | Don't Know |  | Building | Unknown | Unknown | No |  |  | Unknown
3014 | 3901 N CENTRAL E 307, HOBBS NM |  | No | No | Non-Lead - Plastic | No | 2009 | 3/4 | Field inspection only with no records | Yes | Visual inspection at the meter pit | 05/26/2024 00:00:00 |  | Non-Lead - Plastic | 2009 | 3/4 | Installation date after lead ban | Yes | Visual inspection at the meter pit | 05/26/2024 00:00:00 |  | Non-Lead | No | No |  | Single Family Residence |  | No | No |  |  | Non-Lead
14382 | 314 E YUCCA ST, HOBBS NM |  | No | No | Unknown - Unlikely Lead | Don't Know |  |  |  | No | Other |  | Will Inspect meter box at a later date | Unknown - Unlikely Lead |  |  |  | No | Other |  | Will Inspect meter box at a later date | Unknown | Don't Know | Don't Know |  | Building | Unknown | Unknown | No |  |  | Unknown
2551 | 406 W CAIN ST, HOBBS NM |  | No | No | Unknown - Unlikely Lead | Don't Know |  |  |  | No | Other |  | Will Inspect meter box at a later date | Unknown - Unlikely Lead |  |  |  | No | Other |  | Will Inspect meter box at a later date | Unknown | Don't Know | Don't Know |  | Building | Unknown | Unknown | No |  |  | Unknown
256 | 900 E ALBERTSON DR, HOBBS NM |  | No | No | Unknown - Unlikely Lead | Don't Know |  |  |  | No | Other |  | Will Inspect meter box at a later date | Unknown - Unlikely Lead |  |  |  | No | Other |  | Will Inspect meter box at a later date | Unknown | Don't Know | Don't Know |  | Building | Unknown | Unknown | No |  |  | Unknown
2158 | 102 E CASTLE AVE, HOBBS NM |  | No | No | Unknown - Unlikely Lead | Don't Know |  |  |  | No | Other |  | Will Inspect meter box at a later date | Unknown - Unlikely Lead |  |  |  | No | Other |  | Will Inspect meter box at a later date | Unknown | Don't Know | Don't Know |  | Building | Unknown | Unknown | No |  |  | Unknown
4028 | 2501 CATTLE CALL DR, HOBBS NM |  | No | No | Unknown - Unlikely Lead | Don't Know |  |  |  | No | Other |  | Will Inspect meter box at a later date | Unknown - Unlikely Lead |  |  |  | No | Other |  | Will Inspect meter box at a later date | Unknown | Don't Know | Don't Know |  | Building | Unknown | Unknown | No |  |  | Unknown
14058 | 327 W WOLFCAMP DR, HOBBS NM |  | No | No | Unknown - Unlikely Lead | Don't Know |  |  |  | No | Other |  | Will Inspect meter box at a later date | Unknown - Unlikely Lead |  |  |  | No | Other |  | Will Inspect meter box at a later date | Unknown | Don't Know | Don't Know |  | Building | Unknown | Unknown | No |  |  | Unknown
3702 | 3311 N CIBOLA AVE, HOBBS NM |  | No | No | Unknown - Unlikely Lead | Don't Know |  |  |  | No | Other |  | Will Inspect meter box at a later date | Unknown - Unlikely Lead |  |  |  | No | Other |  | Will Inspect meter box at a later date | Unknown | Don't Know | Don't Know |  | Building | Unknown | Unknown | No |  |  | Unknown
2233 | 1507 S COCHRAN ST, HOBBS NM |  | No | No | Unknown - Unlikely Lead | Don't Know |  |  |  | No | Other |  | Will Inspect meter box at a later date | Unknown - Unlikely Lead |  |  |  | No | Other |  | Will Inspect meter box at a later date | Unknown | Don't Know | Don't Know |  | Building | Unknown | Unknown | No |  |  | Unknown
1450 | 1414 N BRAZOS AVE, HOBBS NM |  | No | No | Unknown - Unlikely Lead | Don't Know |  |  |  | No | Other |  | Will Inspect meter box at a later date | Unknown - Unlikely Lead |  |  |  | No | Other |  | Will Inspect meter box at a later date | Unknown | Don't Know | Don't Know |  | Building | Unknown | Unknown | No |  |  | Unknown
460 | 120 W ALTO DR, HOBBS NM |  | No | No | Unknown - Unlikely Lead | Don't Know |  |  |  | No | Other |  | Will Inspect meter box at a later date | Unknown - Unlikely Lead |  |  |  | No | Other |  | Will Inspect meter box at a later date | Unknown | Don't Know | Don't Know |  | Building | Unknown | Unknown | No |  |  | Unknown
3022 | 3901 N CENTRAL E 206, HOBBS NM |  | No | No | Non-Lead - Plastic | No | 2009 | 3/4 | Field inspection only with no records | Yes | Visual inspection at the meter pit | 05/26/2024 00:00:00 |  | Non-Lead - Plastic | 2009 | 3/4 | Installation date after lead ban | Yes | Visual inspection at the meter pit | 05/26/2024 00:00:00 |  | Non-Lead | No | No |  | Single Family Residence |  | No | No |  |  | Non-Lead
219 | 102 E ALBERTSON DR, HOBBS NM |  | No | No | Unknown - Unlikely Lead | Don't Know |  |  |  | No | Other |  | Will Inspect meter box at a later date | Unknown - Unlikely Lead |  |  |  | No | Other |  | Will Inspect meter box at a later date | Unknown | Don't Know | Don't Know |  | Building | Unknown | Unknown | No |  |  | Unknown
2531 | 215 E CAIN ST, HOBBS NM |  | No | No | Unknown - Unlikely Lead | Don't Know |  |  |  | No | Other |  | Will Inspect meter box at a later date | Unknown - Unlikely Lead |  |  |  | No | Other |  | Will Inspect meter box at a later date | Unknown | Don't Know | Don't Know |  | Building | Unknown | Unknown | No |  |  | Unknown
3230 | 3517 N CENTRAL DR, HOBBS NM |  | No | No | Unknown - Unlikely Lead | Don't Know |  |  |  | No | Other |  | Will Inspect meter box at a later date | Unknown - Unlikely Lead |  |  |  | No | Other |  | Will Inspect meter box at a later date | Unknown | Don't Know | Don't Know |  | Building | Unknown | Unknown | No |  |  | Unknown
1634 | 2210 N BRECKON DR, HOBBS NM |  | No | No | Unknown - Unlikely Lead | Don't Know |  |  |  | No | Other |  | Will Inspect meter box at a later date | Unknown - Unlikely Lead |  |  |  | No | Other |  | Will Inspect meter box at a later date | Unknown | Don't Know | Don't Know |  | Building | Unknown | Unknown | No |  |  | Unknown
2326 | 921 N COCHRAN ST, HOBBS NM |  | No | No | Unknown - Unlikely Lead | Don't Know |  |  |  | No | Other |  | Will Inspect meter box at a later date | Unknown - Unlikely Lead |  |  |  | No | Other |  | Will Inspect meter box at a later date | Unknown | Don't Know | Don't Know |  | Building | Unknown | Unknown | No |  |  | Unknown
1736 | 20 BROADMOOR PARK, HOBBS NM |  | No | No | Non-Lead - Plastic | No | 2003 | 3/4 | Field inspection only with no records | Yes | Visual inspection at the meter pit | 05/26/2024 00:00:00 |  | Non-Lead - Plastic | 2003 | 3/4 | Installation date after lead ban | Yes | Visual inspection at the meter pit | 05/26/2024 00:00:00 |  | Non-Lead | No | No |  | Single Family Residence |  | No | No |  |  | Non-Lead
14397 | 1204 E YUCCA ST, HOBBS NM |  | No | No | Unknown - Unlikely Lead | Don't Know |  |  |  | No | Other |  | Will Inspect meter box at a later date | Unknown - Unlikely Lead |  |  |  | No | Other |  | Will Inspect meter box at a later date | Unknown | Don't Know | Don't Know |  | Building | Unknown | Unknown | No |  |  | Unknown
1620 | 1819 N BRECKON DR, HOBBS NM |  | No | No | Unknown - Unlikely Lead | Don't Know |  |  |  | No | Other |  | Will Inspect meter box at a later date | Unknown - Unlikely Lead |  |  |  | No | Other |  | Will Inspect meter box at a later date | Unknown | Don't Know | Don't Know |  | Building | Unknown | Unknown | No |  |  | Unknown
2889 | 3901 N CENTRAL K 102, HOBBS NM |  | No | No | Non-Lead - Plastic | No | 2009 | 3/4 | Field inspection only with no records | Yes | Visual inspection at the meter pit | 05/26/2024 00:00:00 |  | Non-Lead - Plastic | 2009 | 3/4 | Installation date after lead ban | Yes | Visual inspection at the meter pit | 05/26/2024 00:00:00 |  | Non-Lead | No | No |  | Single Family Residence |  | No | No |  |  | Non-Lead
13844 | 2833 N VISTA DR, HOBBS NM |  | No | No | Unknown - Unlikely Lead | Don't Know |  |  |  | No | Other |  | Will Inspect meter box at a later date | Unknown - Unlikely Lead |  |  |  | No | Other |  | Will Inspect meter box at a later date | Unknown | Don't Know | Don't Know |  | Building | Unknown | Unknown | No |  |  | Unknown
2767 | 807 W COPPER AVE, HOBBS NM |  | No | No | Unknown - Unlikely Lead | Don't Know |  |  |  | No | Other |  | Will Inspect meter box at a later date | Unknown - Unlikely Lead |  |  |  | No | Other |  | Will Inspect meter box at a later date | Unknown | Don't Know | Don't Know |  | Building | Unknown | Unknown | No |  |  | Unknown
1610 | 2522 N BRECKON DR, HOBBS NM |  | No | No | Unknown - Unlikely Lead | Don't Know |  |  |  | No | Other |  | Will Inspect meter box at a later date | Unknown - Unlikely Lead |  |  |  | No | Other |  | Will Inspect meter box at a later date | Unknown | Don't Know | Don't Know |  | Building | Unknown | Unknown | No |  |  | Unknown
13925 | 2921 N WEDGEWOOD DR, HOBBS NM |  | No | No | Non-Lead - Plastic | Don't Know | 2019 | 1 | Field inspection only with no records | Yes | Visual inspection at the meter pit | 08/19/2024 00:00:00 |  | Non-Lead - Plastic | 2019 | 1 | Field inspection only with no records | Yes | Visual inspection at the meter pit | 08/19/2024 00:00:00 |  | Non-Lead | No | Don't Know |  | Single Family Residence |  | No | No |  |  | Non-Lead
4502 | 1704 S DAL PASO ST, HOBBS NM |  | No | No | Unknown - Unlikely Lead | Don't Know |  |  |  | No | Other |  | Will Inspect meter box at a later date | Unknown - Unlikely Lead |  |  |  | No | Other |  | Will Inspect meter box at a later date | Unknown | Don't Know | Don't Know |  | Building | Unknown | Unknown | No |  |  | Unknown
3822 | 1605 CORDOBA LN, HOBBS NM |  | No | No | Unknown - Unlikely Lead | Don't Know |  |  |  | No | Other |  | Will Inspect meter box at a later date | Unknown - Unlikely Lead |  |  |  | No | Other |  | Will Inspect meter box at a later date | Unknown | Don't Know | Don't Know |  | Building | Unknown | Unknown | No |  |  | Unknown
1860 | 118 1/2 E BROADWAY ST, HOBBS NM |  | No | No | Unknown - Unlikely Lead | Don't Know |  |  |  | No | Other |  | Will Inspect meter box at a later date | Unknown - Unlikely Lead |  |  |  | No | Other |  | Will Inspect meter box at a later date | Unknown | Don't Know | Don't Know |  | Building | Unknown | Unknown | No |  |  | Unknown
174 | 201 West Albertson Drive, Hobbs, NM 88240 |  | No | No | Non-Lead - Copper |  | 1970 | 3/4 | Field inspection only with no records | Yes | Visual inspection at the meter pit | 07/22/2024 00:00:00 |  | Non-Lead - Plastic |  | 1 | Field inspection only with no records | Yes | Visual inspection at the meter pit | 07/22/2024 00:00:00 |  | Non-Lead | No | Don't Know |  |  |  | No | No |  |  | Non-Lead | No Tier | 32.729635 | -103.137865
1956 | 2104 E BOND ST, HOBBS NM |  | No | No | Unknown - Unlikely Lead | Don't Know |  |  |  | No | Other |  | Will Inspect meter box at a later date | Unknown - Unlikely Lead |  |  |  | No | Other |  | Will Inspect meter box at a later date | Unknown | Don't Know | Don't Know |  | Building | Unknown | Unknown | No |  |  | Unknown
4442 | 325 N DAL PASO ST, HOBBS NM |  | No | No | Unknown - Unlikely Lead | Don't Know |  |  |  | No | Other |  | Will Inspect meter box at a later date | Unknown - Unlikely Lead |  |  |  | No | Other |  | Will Inspect meter box at a later date | Unknown | Don't Know | Don't Know |  | Building | Unknown | Unknown | No |  |  | Unknown
2953 | 3901 N CENTRAL B 202, HOBBS NM |  | No | No | Non-Lead - Plastic | No | 2009 | 3/4 | Field inspection only with no records | Yes | Visual inspection at the meter pit | 05/26/2024 00:00:00 |  | Non-Lead - Plastic | 2009 | 3/4 | Installation date after lead ban | Yes | Visual inspection at the meter pit | 05/26/2024 00:00:00 |  | Non-Lead | No | No |  | Single Family Residence |  | No | No |  |  | Non-Lead
4558 | 5016 W DARK HORSE RD, HOBBS NM |  | No | No | Non-Lead - Plastic | No | 2015 | 3/4 | Field inspection only with no records | Yes | Visual inspection at the meter pit | 05/26/2024 00:00:00 |  | Non-Lead - Plastic | 2015 | 3/4 | Installation date after lead ban | Yes | Visual inspection at the meter pit | 05/26/2024 00:00:00 |  | Non-Lead | No | No |  | Single Family Residence |  | No | No |  |  | Non-Lead
464 | 609 W ALTO DR, HOBBS NM |  | No | No | Unknown - Unlikely Lead | Don't Know |  |  |  | No | Other |  | Will Inspect meter box at a later date | Unknown - Unlikely Lead |  |  |  | No | Other |  | Will Inspect meter box at a later date | Unknown | Don't Know | Don't Know |  | Building | Unknown | Unknown | No |  |  | Unknown
321 | 1203 E ALSTON ST, HOBBS NM |  | No | No | Unknown - Unlikely Lead | Don't Know |  |  |  | No | Other |  | Will Inspect meter box at a later date | Unknown - Unlikely Lead |  |  |  | No | Other |  | Will Inspect meter box at a later date | Unknown | Don't Know | Don't Know |  | Building | Unknown | Unknown | No |  |  | Unknown
24 | 619 S 1ST ST, HOBBS NM |  | No | No | Unknown - Unlikely Lead | Don't Know |  |  |  | No | Other |  | Will Inspect meter box at a later date | Unknown - Unlikely Lead |  |  |  | No | Other |  | Will Inspect meter box at a later date | Unknown | Don't Know | Don't Know |  | Building | Unknown | Unknown | No |  |  | Unknown
4675 | 1524 E DUNNAM ST, HOBBS NM |  | No | No | Unknown - Unlikely Lead | Don't Know |  |  |  | No | Other |  | Will Inspect meter box at a later date | Unknown - Unlikely Lead |  |  |  | No | Other |  | Will Inspect meter box at a later date | Unknown | Don't Know | Don't Know |  | Building | Unknown | Unknown | No |  |  | Unknown
14202 | 202 E YESO DR, HOBBS NM |  | No | No | Unknown - Unlikely Lead | Don't Know |  |  |  | No | Other |  | Will Inspect meter box at a later date | Unknown - Unlikely Lead |  |  |  | No | Other |  | Will Inspect meter box at a later date | Unknown | Don't Know | Don't Know |  | Building | Unknown | Unknown | No |  |  | Unknown
4034 | 2418 CATTLE CALL DR, HOBBS NM |  | No | No | Unknown - Unlikely Lead | Don't Know |  |  |  | No | Other |  | Will Inspect meter box at a later date | Unknown - Unlikely Lead |  |  |  | No | Other |  | Will Inspect meter box at a later date | Unknown | Don't Know | Don't Know |  | Building | Unknown | Unknown | No |  |  | Unknown
2322 | 418 N COCHRAN ST, HOBBS NM |  | No | No | Unknown - Unlikely Lead | Don't Know |  |  |  | No | Other |  | Will Inspect meter box at a later date | Unknown - Unlikely Lead |  |  |  | No | Other |  | Will Inspect meter box at a later date | Unknown | Don't Know | Don't Know |  | Building | Unknown | Unknown | No |  |  | Unknown
1438 | 4901 N BREANNA ST, HOBBS NM |  | No | No | Non-Lead - Plastic |  | 2008 | 1 | Installation date after lead ban | No | Other |  | Newer Construction, verified by GIS Mapping | Non-Lead - Plastic | 2008 | 1 | Installation date after lead ban | No | Other |  | Newer Construction, verified by GIS Mapping | Non-Lead | No | No |  | Single Family Residence |  | Unknown | No |  |  | Non-Lead
3597 | 303 N COLEMAN ST, HOBBS NM |  | No | No | Unknown - Unlikely Lead | Don't Know |  |  |  | No | Other |  | Will Inspect meter box at a later date | Unknown - Unlikely Lead |  |  |  | No | Other |  | Will Inspect meter box at a later date | Unknown | Don't Know | Don't Know |  | Building | Unknown | Unknown | No |  |  | Unknown
1518 | 1728 N BRAZOS AVE, HOBBS NM |  | No | No | Unknown - Unlikely Lead | Don't Know |  |  |  | No | Other |  | Will Inspect meter box at a later date | Unknown - Unlikely Lead |  |  |  | No | Other |  | Will Inspect meter box at a later date | Unknown | Don't Know | Don't Know |  | Building | Unknown | Unknown | No |  |  | Unknown
3259 | 613 W COCHITI AVE, HOBBS NM |  | No | No | Unknown - Unlikely Lead | Don't Know |  |  |  | No | Other |  | Will Inspect meter box at a later date | Unknown - Unlikely Lead |  |  |  | No | Other |  | Will Inspect meter box at a later date | Unknown | Don't Know | Don't Know |  | Building | Unknown | Unknown | No |  |  | Unknown
3254 | 600 W COCHITI AVE, HOBBS NM |  | No | No | Unknown - Unlikely Lead | Don't Know |  |  |  | No | Other |  | Will Inspect meter box at a later date | Unknown - Unlikely Lead |  |  |  | No | Other |  | Will Inspect meter box at a later date | Unknown | Don't Know | Don't Know |  | Building | Unknown | Unknown | No |  |  | Unknown
30 | 410 S 4TH ST, HOBBS NM |  | No | No | Unknown - Unlikely Lead | Don't Know |  |  |  | No | Other |  | Will Inspect meter box at a later date | Unknown - Unlikely Lead |  |  |  | No | Other |  | Will Inspect meter box at a later date | Unknown | Don't Know | Don't Know |  | Building | Unknown | Unknown | No |  |  | Unknown
46 | 508 S 8TH ST, HOBBS NM |  | No | No | Unknown - Unlikely Lead | Don't Know |  |  |  | No | Other |  | Will Inspect meter box at a later date | Unknown - Unlikely Lead |  |  |  | No | Other |  | Will Inspect meter box at a later date | Unknown | Don't Know | Don't Know |  | Building | Unknown | Unknown | No |  |  | Unknown
2635 | 1814 N CIELO DR, HOBBS NM |  | No | No | Unknown - Unlikely Lead | Don't Know |  |  |  | No | Other |  | Will Inspect meter box at a later date | Unknown - Unlikely Lead |  |  |  | No | Other |  | Will Inspect meter box at a later date | Unknown | Don't Know | Don't Know |  | Building | Unknown | Unknown | No |  |  | Unknown
3508 | 309 S CECIL ST, HOBBS NM |  | No | No | Unknown - Unlikely Lead | Don't Know |  |  |  | No | Other |  | Will Inspect meter box at a later date | Unknown - Unlikely Lead |  |  |  | No | Other |  | Will Inspect meter box at a later date | Unknown | Don't Know | Don't Know |  | Building | Unknown | Unknown | No |  |  | Unknown
1906 | 1233 W BROADWAY PL, HOBBS NM |  | No | No | Unknown - Unlikely Lead | Don't Know |  |  |  | No | Other |  | Will Inspect meter box at a later date | Unknown - Unlikely Lead |  |  |  | No | Other |  | Will Inspect meter box at a later date | Unknown | Don't Know | Don't Know |  | Building | Unknown | Unknown | No |  |  | Unknown
2081 | 616 E CLINTON ST, HOBBS NM |  | No | No | Unknown - Unlikely Lead | Don't Know |  |  |  | No | Other |  | Will Inspect meter box at a later date | Unknown - Unlikely Lead |  |  |  | No | Other |  | Will Inspect meter box at a later date | Unknown | Don't Know | Don't Know |  | Building | Unknown | Unknown | No |  |  | Unknown
1939 | 2001 E BOND ST, HOBBS NM |  | No | No | Unknown - Unlikely Lead | Don't Know |  |  |  | No | Other |  | Will Inspect meter box at a later date | Unknown - Unlikely Lead |  |  |  | No | Other |  | Will Inspect meter box at a later date | Unknown | Don't Know | Don't Know |  | Building | Unknown | Unknown | No |  |  | Unknown
1924 | 1213 West Brittany Drive, Hobbs, NM 88242 |  | No | No | Non-Lead - Plastic | No | 2008 | 1 | Installation date after lead ban | Yes | Other | 03/01/2024 00:00:00 | Newer Construction, verified by GIS Mapping | Non-Lead - Plastic | 2008 | 1 | Installation date after lead ban | No | Other |  | Newer Construction, verified by GIS Mapping |  | No | No |  | Single Family Residence | Unknown | No | No |  |  | Non-Lead | Tier 5 | 32.757548 | -103.151081
13871 | 2033 N VEGA CT, HOBBS NM |  | No | No | Unknown - Unlikely Lead | Don't Know |  |  |  | No | Other |  | Will Inspect meter box at a later date | Unknown - Unlikely Lead |  |  |  | No | Other |  | Will Inspect meter box at a later date | Unknown | Don't Know | Don't Know |  | Building | Unknown | Unknown | No |  |  | Unknown
1392 | 508 E BYERS ST, HOBBS NM |  | No | No | Unknown - Unlikely Lead | Don't Know |  |  |  | No | Other |  | Will Inspect meter box at a later date | Unknown - Unlikely Lead |  |  |  | No | Other |  | Will Inspect meter box at a later date | Unknown | Don't Know | Don't Know |  | Building | Unknown | Unknown | No |  |  | Unknown
2074 | 1000 E CLINTON ST, HOBBS NM |  | No | No | Unknown - Unlikely Lead | Don't Know |  |  |  | No | Other |  | Will Inspect meter box at a later date | Unknown - Unlikely Lead |  |  |  | No | Other |  | Will Inspect meter box at a later date | Unknown | Don't Know | Don't Know |  | Building | Unknown | Unknown | No |  |  | Unknown
4134 | 6010 W CASA VERDE, HOBBS NM |  | No | No | Unknown - Unlikely Lead | Don't Know |  |  |  | No | Other |  | Will Inspect meter box at a later date | Unknown - Unlikely Lead |  |  |  | No | Other |  | Will Inspect meter box at a later date | Unknown | Don't Know | Don't Know |  | Building | Unknown | Unknown | No |  |  | Unknown
13672 | 221 S THORP ST, HOBBS NM |  | No | No | Unknown - Unlikely Lead | Don't Know |  |  |  | No | Other |  | Will Inspect meter box at a later date | Unknown - Unlikely Lead |  |  |  | No | Other |  | Will Inspect meter box at a later date | Unknown | Don't Know | Don't Know |  | Building | Unknown | Unknown | No |  |  | Unknown
4443 | 1923 N DAL PASO ST, HOBBS NM |  | No | No | Unknown - Unlikely Lead | Don't Know |  |  |  | No | Other |  | Will Inspect meter box at a later date | Unknown - Unlikely Lead |  |  |  | No | Other |  | Will Inspect meter box at a later date | Unknown | Don't Know | Don't Know |  | Building | Unknown | Unknown | No |  |  | Unknown
13801 | 416 W UTE ST, HOBBS NM |  | No | No | Unknown - Unlikely Lead | Don't Know |  |  |  | No | Other |  | Will Inspect meter box at a later date | Unknown - Unlikely Lead |  |  |  | No | Other |  | Will Inspect meter box at a later date | Unknown | Don't Know | Don't Know |  | Building | Unknown | Unknown | No |  |  | Unknown
4373 | 3300 N DAL PASO ST, HOBBS NM |  | No | No | Unknown - Unlikely Lead | Don't Know |  |  |  | No | Other |  | Will Inspect meter box at a later date | Unknown - Unlikely Lead |  |  |  | No | Other |  | Will Inspect meter box at a later date | Unknown | Don't Know | Don't Know |  | Building | Unknown | Unknown | No |  |  | Unknown
3286 | 1222 W COCHITI AVE, HOBBS NM |  | No | No | Unknown - Unlikely Lead | Don't Know |  |  |  | No | Other |  | Will Inspect meter box at a later date | Unknown - Unlikely Lead |  |  |  | No | Other |  | Will Inspect meter box at a later date | Unknown | Don't Know | Don't Know |  | Building | Unknown | Unknown | No |  |  | Unknown
14461 | 213 E YUCCA ST, HOBBS NM |  | No | No | Unknown - Unlikely Lead | Don't Know |  |  |  | No | Other |  | Will Inspect meter box at a later date | Unknown - Unlikely Lead |  |  |  | No | Other |  | Will Inspect meter box at a later date | Unknown | Don't Know | Don't Know |  | Building | Unknown | Unknown | No |  |  | Unknown
1444 | 1536 N BRAZOS AVE, HOBBS NM |  | No | No | Unknown - Unlikely Lead | Don't Know |  |  |  | No | Other |  | Will Inspect meter box at a later date | Unknown - Unlikely Lead |  |  |  | No | Other |  | Will Inspect meter box at a later date | Unknown | Don't Know | Don't Know |  | Building | Unknown | Unknown | No |  |  | Unknown
14504 | 606 E ZIA DR, HOBBS NM |  | No | No | Unknown - Unlikely Lead | Don't Know |  |  |  | No | Other |  | Will Inspect meter box at a later date | Unknown - Unlikely Lead |  |  |  | No | Other |  | Will Inspect meter box at a later date | Unknown | Don't Know | Don't Know |  | Building | Unknown | Unknown | No |  |  | Unknown
3848 | 1502 CAMINO REAL, HOBBS NM |  | No | No | Unknown - Unlikely Lead | Don't Know |  |  |  | No | Other |  | Will Inspect meter box at a later date | Unknown - Unlikely Lead |  |  |  | No | Other |  | Will Inspect meter box at a later date | Unknown | Don't Know | Don't Know |  | Building | Unknown | Unknown | No |  |  | Unknown
2314 | 1417 N COCHRAN ST, HOBBS NM |  | No | No | Unknown - Unlikely Lead | Don't Know |  |  |  | No | Other |  | Will Inspect meter box at a later date | Unknown - Unlikely Lead |  |  |  | No | Other |  | Will Inspect meter box at a later date | Unknown | Don't Know | Don't Know |  | Building | Unknown | Unknown | No |  |  | Unknown
4206 | 5020 N CARRIAGE RD, HOBBS NM |  | No | No | Unknown - Unlikely Lead | Don't Know |  |  |  | No | Other |  | Will Inspect meter box at a later date | Unknown - Unlikely Lead |  |  |  | No | Other |  | Will Inspect meter box at a later date | Unknown | Don't Know | Don't Know |  | Building | Unknown | Unknown | No |  |  | Unknown
269 | 418 E ALBERTSON DR, HOBBS NM |  | No | No | Unknown - Unlikely Lead | Don't Know |  |  |  | No | Other |  | Will Inspect meter box at a later date | Unknown - Unlikely Lead |  |  |  | No | Other |  | Will Inspect meter box at a later date | Unknown | Don't Know | Don't Know |  | Building | Unknown | Unknown | No |  |  | Unknown
227 | 1808 E ALBERTSON DR, HOBBS NM |  | No | No | Unknown - Unlikely Lead | Don't Know |  |  |  | No | Other |  | Will Inspect meter box at a later date | Unknown - Unlikely Lead |  |  |  | No | Other |  | Will Inspect meter box at a later date | Unknown | Don't Know | Don't Know |  | Building | Unknown | Unknown | No |  |  | Unknown
4653 | 1606 E DUNNAM ST, HOBBS NM |  | No | No | Unknown - Unlikely Lead | Don't Know |  |  |  | No | Other |  | Will Inspect meter box at a later date | Unknown - Unlikely Lead |  |  |  | No | Other |  | Will Inspect meter box at a later date | Unknown | Don't Know | Don't Know |  | Building | Unknown | Unknown | No |  |  | Unknown
3970 | 1218 W CALLE SUR ST, HOBBS NM |  | No | No | Unknown - Unlikely Lead | Don't Know |  |  |  | No | Other |  | Will Inspect meter box at a later date | Unknown - Unlikely Lead |  |  |  | No | Other |  | Will Inspect meter box at a later date | Unknown | Don't Know | Don't Know |  | Building | Unknown | Unknown | No |  |  | Unknown
1615 | 2122 N BRECKON DR, HOBBS NM |  | No | No | Unknown - Unlikely Lead | Don't Know |  |  |  | No | Other |  | Will Inspect meter box at a later date | Unknown - Unlikely Lead |  |  |  | No | Other |  | Will Inspect meter box at a later date | Unknown | Don't Know | Don't Know |  | Building | Unknown | Unknown | No |  |  | Unknown
1834 | 301 W BROADWAY ST, HOBBS NM |  | No | No | Unknown - Unlikely Lead | Don't Know |  |  |  | No | Other |  | Will Inspect meter box at a later date | Unknown - Unlikely Lead |  |  |  | No | Other |  | Will Inspect meter box at a later date | Unknown | Don't Know | Don't Know |  | Building | Unknown | Unknown | No |  |  | Unknown
4611 | 909 N DALMONT ST, HOBBS NM |  | No | No | Unknown - Unlikely Lead | Don't Know |  |  |  | No | Other |  | Will Inspect meter box at a later date | Unknown - Unlikely Lead |  |  |  | No | Other |  | Will Inspect meter box at a later date | Unknown | Don't Know | Don't Know |  | Building | Unknown | Unknown | No |  |  | Unknown
2759 | 1021 W COPPER AVE, HOBBS NM |  | No | No | Unknown - Unlikely Lead | Don't Know |  |  |  | No | Other |  | Will Inspect meter box at a later date | Unknown - Unlikely Lead |  |  |  | No | Other |  | Will Inspect meter box at a later date | Unknown | Don't Know | Don't Know |  | Building | Unknown | Unknown | No |  |  | Unknown
4207 | 5001 N CARRIAGE RD, HOBBS NM |  | No | No | Unknown - Unlikely Lead | Don't Know |  |  |  | No | Other |  | Will Inspect meter box at a later date | Unknown - Unlikely Lead |  |  |  | No | Other |  | Will Inspect meter box at a later date | Unknown | Don't Know | Don't Know |  | Building | Unknown | Unknown | No |  |  | Unknown
3210 | 3811 N CENTRAL, HOBBS NM |  | No | No | Unknown - Unlikely Lead | Don't Know |  |  |  | No | Other |  | Will Inspect meter box at a later date | Unknown - Unlikely Lead |  |  |  | No | Other |  | Will Inspect meter box at a later date | Unknown | Don't Know | Don't Know |  | Building | Unknown | Unknown | No |  |  | Unknown
203 | 411 E ALBERTSON DR, HOBBS NM |  | No | No | Unknown - Unlikely Lead | Don't Know |  |  |  | No | Other |  | Will Inspect meter box at a later date | Unknown - Unlikely Lead |  |  |  | No | Other |  | Will Inspect meter box at a later date | Unknown | Don't Know | Don't Know |  | Building | Unknown | Unknown | No |  |  | Unknown
3058 | 3901 N CENTRAL D 302, HOBBS NM |  | No | No | Non-Lead - Plastic | No | 2009 | 3/4 | Field inspection only with no records | Yes | Visual inspection at the meter pit | 05/26/2024 00:00:00 |  | Non-Lead - Plastic | 2009 | 3/4 | Installation date after lead ban | Yes | Visual inspection at the meter pit | 05/26/2024 00:00:00 |  | Non-Lead | No | No |  | Single Family Residence |  | No | No |  |  | Non-Lead
2532 | 317 E CAIN ST, HOBBS NM |  | No | No | Unknown - Unlikely Lead | Don't Know |  |  |  | No | Other |  | Will Inspect meter box at a later date | Unknown - Unlikely Lead |  |  |  | No | Other |  | Will Inspect meter box at a later date | Unknown | Don't Know | Don't Know |  | Building | Unknown | Unknown | No |  |  | Unknown
142 | 2121 N ACOMA DR, HOBBS NM |  | No | No | Unknown - Unlikely Lead | Don't Know |  |  |  | No | Other |  | Will Inspect meter box at a later date | Unknown - Unlikely Lead |  |  |  | No | Other |  | Will Inspect meter box at a later date | Unknown | Don't Know | Don't Know |  | Building | Unknown | Unknown | No |  |  | Unknown
14096 | 312 E WOLFCAMP DR, HOBBS NM |  | No | No | Unknown - Unlikely Lead | Don't Know |  |  |  | No | Other |  | Will Inspect meter box at a later date | Unknown - Unlikely Lead |  |  |  | No | Other |  | Will Inspect meter box at a later date | Unknown | Don't Know | Don't Know |  | Building | Unknown | Unknown | No |  |  | Unknown
3561 | 421 N COLEMAN ST, HOBBS NM |  | No | No | Unknown - Unlikely Lead | Don't Know |  |  |  | No | Other |  | Will Inspect meter box at a later date | Unknown - Unlikely Lead |  |  |  | No | Other |  | Will Inspect meter box at a later date | Unknown | Don't Know | Don't Know |  | Building | Unknown | Unknown | No |  |  | Unknown
1854 | 209 E BROADWAY ST, HOBBS NM |  | No | No | Unknown - Unlikely Lead | Don't Know |  |  |  | No | Other |  | Will Inspect meter box at a later date | Unknown - Unlikely Lead |  |  |  | No | Other |  | Will Inspect meter box at a later date | Unknown | Don't Know | Don't Know |  | Building | Unknown | Unknown | No |  |  | Unknown
2518 | 413 W COAL AVE, HOBBS NM |  | No | No | Unknown - Unlikely Lead | Don't Know |  |  |  | No | Other |  | Will Inspect meter box at a later date | Unknown - Unlikely Lead |  |  |  | No | Other |  | Will Inspect meter box at a later date | Unknown | Don't Know | Don't Know |  | Building | Unknown | Unknown | No |  |  | Unknown
3849 | 3606 CAMINO REAL, HOBBS NM |  | No | No | Unknown - Unlikely Lead | Don't Know |  |  |  | No | Other |  | Will Inspect meter box at a later date | Unknown - Unlikely Lead |  |  |  | No | Other |  | Will Inspect meter box at a later date | Unknown | Don't Know | Don't Know |  | Building | Unknown | Unknown | No |  |  | Unknown
47 | 606 S 8TH ST, HOBBS NM |  | No | No | Unknown - Unlikely Lead | Don't Know |  |  |  | No | Other |  | Will Inspect meter box at a later date | Unknown - Unlikely Lead |  |  |  | No | Other |  | Will Inspect meter box at a later date | Unknown | Don't Know | Don't Know |  | Building | Unknown | Unknown | No |  |  | Unknown
3354 | 1034 W CAPROCK ST, HOBBS NM |  | No | No | Unknown - Unlikely Lead | Don't Know |  |  |  | No | Other |  | Will Inspect meter box at a later date | Unknown - Unlikely Lead |  |  |  | No | Other |  | Will Inspect meter box at a later date | Unknown | Don't Know | Don't Know |  | Building | Unknown | Unknown | No |  |  | Unknown
3823 | 1609 CORDOBA LN, HOBBS NM |  | No | No | Unknown - Unlikely Lead | Don't Know |  |  |  | No | Other |  | Will Inspect meter box at a later date | Unknown - Unlikely Lead |  |  |  | No | Other |  | Will Inspect meter box at a later date | Unknown | Don't Know | Don't Know |  | Building | Unknown | Unknown | No |  |  | Unknown
3220 | 3507 N CENTRAL DR, HOBBS NM |  | No | No | Unknown - Unlikely Lead | Don't Know |  |  |  | No | Other |  | Will Inspect meter box at a later date | Unknown - Unlikely Lead |  |  |  | No | Other |  | Will Inspect meter box at a later date | Unknown | Don't Know | Don't Know |  | Building | Unknown | Unknown | No |  |  | Unknown
3714 | 1100 E CIMARRON RD, HOBBS NM |  | No | No | Unknown - Unlikely Lead | Don't Know |  |  |  | No | Other |  | Will Inspect meter box at a later date | Unknown - Unlikely Lead |  |  |  | No | Other |  | Will Inspect meter box at a later date | Unknown | Don't Know | Don't Know |  | Building | Unknown | Unknown | No |  |  | Unknown
14167 | 2814 N WEST COUNTY RD, HOBBS NM |  | No | No | Unknown - Unlikely Lead | Don't Know |  |  |  | No | Other |  | Will Inspect meter box at a later date | Unknown - Unlikely Lead |  |  |  | No | Other |  | Will Inspect meter box at a later date | Unknown | Don't Know | Don't Know |  | Building | Unknown | Unknown | No |  |  | Unknown
2281 | 1109 N COCHRAN ST, HOBBS NM |  | No | No | Unknown - Unlikely Lead | Don't Know |  |  |  | No | Other |  | Will Inspect meter box at a later date | Unknown - Unlikely Lead |  |  |  | No | Other |  | Will Inspect meter box at a later date | Unknown | Don't Know | Don't Know |  | Building | Unknown | Unknown | No |  |  | Unknown
3518 | 1100 N CECIL ST, HOBBS NM |  | No | No | Unknown - Unlikely Lead | Don't Know |  |  |  | No | Other |  | Will Inspect meter box at a later date | Unknown - Unlikely Lead |  |  |  | No | Other |  | Will Inspect meter box at a later date | Unknown | Don't Know | Don't Know |  | Building | Unknown | Unknown | No |  |  | Unknown
3891 | 3912 N CALLE GRANDE, HOBBS NM |  | No | No | Unknown - Unlikely Lead | Don't Know |  |  |  | No | Other |  | Will Inspect meter box at a later date | Unknown - Unlikely Lead |  |  |  | No | Other |  | Will Inspect meter box at a later date | Unknown | Don't Know | Don't Know |  | Building | Unknown | Unknown | No |  |  | Unknown
4673 | 1617 E DUNNAM ST, HOBBS NM |  | No | No | Unknown - Unlikely Lead | Don't Know |  |  |  | No | Other |  | Will Inspect meter box at a later date | Unknown - Unlikely Lead |  |  |  | No | Other |  | Will Inspect meter box at a later date | Unknown | Don't Know | Don't Know |  | Building | Unknown | Unknown | No |  |  | Unknown
1737 | 2 BROADMOOR PARK, HOBBS NM |  | No | No | Non-Lead - Plastic | No | 2003 | 3/4 | Field inspection only with no records | Yes | Visual inspection at the meter pit | 05/26/2024 00:00:00 |  | Non-Lead - Plastic | 2003 | 3/4 | Installation date after lead ban | Yes | Visual inspection at the meter pit | 05/26/2024 00:00:00 |  | Non-Lead | No | No |  | Single Family Residence |  | No | No |  |  | Non-Lead
2954 | 3901 N CENTRAL B 204, HOBBS NM |  | No | No | Non-Lead - Plastic | No | 2009 | 3/4 | Field inspection only with no records | Yes | Visual inspection at the meter pit | 05/26/2024 00:00:00 |  | Non-Lead - Plastic | 2009 | 3/4 | Installation date after lead ban | Yes | Visual inspection at the meter pit | 05/26/2024 00:00:00 |  | Non-Lead | No | No |  | Single Family Residence |  | No | No |  |  | Non-Lead
4724 | 210 W DUNNAM ST, HOBBS NM |  | No | No | Unknown - Unlikely Lead | Don't Know |  |  |  | No | Other |  | Will Inspect meter box at a later date | Unknown - Unlikely Lead |  |  |  | No | Other |  | Will Inspect meter box at a later date | Unknown | Don't Know | Don't Know |  | Building | Unknown | Unknown | No |  |  | Unknown
4332 | 3419 N DAL PASO BLD 15 C, HOBBS NM |  | No | No | Non-Lead - Plastic | No | 2020 | 3/4 | Field inspection only with no records | Yes | Visual inspection at the meter pit | 05/26/2024 00:00:00 |  | Non-Lead - Plastic |  | 3/4 | Installation date after lead ban | Yes | Visual inspection at the meter pit | 05/26/2024 00:00:00 |  | Non-Lead | No | No |  | Single Family Residence |  | No | No |  |  | Non-Lead
4094 | 2106 E CLIFFWOOD CIRCLE, HOBBS NM |  | No | No | Non-Lead - Plastic | Don't Know | 2019 | 1 | Field inspection only with no records | Yes | Visual inspection at the meter pit | 08/19/2024 00:00:00 |  | Non-Lead - Plastic | 2019 | 1 | Field inspection only with no records | Yes | Visual inspection at the meter pit | 08/19/2024 00:00:00 |  | Non-Lead | No | Don't Know |  | Single Family Residence |  | No | No |  |  | Non-Lead
4323 | 3419 N DAL PASO BLD 4 D, HOBBS NM |  | No | No | Non-Lead - Plastic | No | 2020 | 3/4 | Field inspection only with no records | Yes | Visual inspection at the meter pit | 05/26/2024 00:00:00 |  | Non-Lead - Plastic |  | 3/4 | Installation date after lead ban | Yes | Visual inspection at the meter pit | 05/26/2024 00:00:00 |  | Non-Lead | No | No |  | Single Family Residence |  | No | No |  |  | Non-Lead
4728 | 315 W DUNNAM ST, HOBBS NM |  | No | No | Unknown - Unlikely Lead | Don't Know |  |  |  | No | Other |  | Will Inspect meter box at a later date | Unknown - Unlikely Lead |  |  |  | No | Other |  | Will Inspect meter box at a later date | Unknown | Don't Know | Don't Know |  | Building | Unknown | Unknown | No |  |  | Unknown
14354 | 118 W YESO DR, HOBBS NM |  | No | No | Unknown - Unlikely Lead | Don't Know |  |  |  | No | Other |  | Will Inspect meter box at a later date | Unknown - Unlikely Lead |  |  |  | No | Other |  | Will Inspect meter box at a later date | Unknown | Don't Know | Don't Know |  | Building | Unknown | Unknown | No |  |  | Unknown
2727 | 704 W COPPER AVE, HOBBS NM |  | No | No | Unknown - Unlikely Lead | Don't Know |  |  |  | No | Other |  | Will Inspect meter box at a later date | Unknown - Unlikely Lead |  |  |  | No | Other |  | Will Inspect meter box at a later date | Unknown | Don't Know | Don't Know |  | Building | Unknown | Unknown | No |  |  | Unknown
14473 | 1225 ZUNI ST, HOBBS NM |  | No | No | Unknown - Unlikely Lead | Don't Know |  |  |  | No | Other |  | Will Inspect meter box at a later date | Unknown - Unlikely Lead |  |  |  | No | Other |  | Will Inspect meter box at a later date | Unknown | Don't Know | Don't Know |  | Building | Unknown | Unknown | No |  |  | Unknown
14209 | 626 E YESO DR, HOBBS NM |  | No | No | Unknown - Unlikely Lead | Don't Know |  |  |  | No | Other |  | Will Inspect meter box at a later date | Unknown - Unlikely Lead |  |  |  | No | Other |  | Will Inspect meter box at a later date | Unknown | Don't Know | Don't Know |  | Building | Unknown | Unknown | No |  |  | Unknown
2733 | 501 W COPPER AVE, HOBBS NM |  | No | No | Unknown - Unlikely Lead | Don't Know |  |  |  | No | Other |  | Will Inspect meter box at a later date | Unknown - Unlikely Lead |  |  |  | No | Other |  | Will Inspect meter box at a later date | Unknown | Don't Know | Don't Know |  | Building | Unknown | Unknown | No |  |  | Unknown
350 | 504 E ALSTON ST, HOBBS NM |  | No | No | Unknown - Unlikely Lead | Don't Know |  |  |  | No | Other |  | Will Inspect meter box at a later date | Unknown - Unlikely Lead |  |  |  | No | Other |  | Will Inspect meter box at a later date | Unknown | Don't Know | Don't Know |  | Building | Unknown | Unknown | No |  |  | Unknown
1999 | 616 E CORBETT ST, HOBBS NM |  | No | No | Unknown - Unlikely Lead | Don't Know |  |  |  | No | Other |  | Will Inspect meter box at a later date | Unknown - Unlikely Lead |  |  |  | No | Other |  | Will Inspect meter box at a later date | Unknown | Don't Know | Don't Know |  | Building | Unknown | Unknown | No |  |  | Unknown
14435 | 709 E YUCCA ST, HOBBS NM |  | No | No | Unknown - Unlikely Lead | Don't Know |  |  |  | No | Other |  | Will Inspect meter box at a later date | Unknown - Unlikely Lead |  |  |  | No | Other |  | Will Inspect meter box at a later date | Unknown | Don't Know | Don't Know |  | Building | Unknown | Unknown | No |  |  | Unknown
2342 | 820 S COCHRAN ST, HOBBS NM |  | No | No | Unknown - Unlikely Lead | Don't Know |  |  |  | No | Other |  | Will Inspect meter box at a later date | Unknown - Unlikely Lead |  |  |  | No | Other |  | Will Inspect meter box at a later date | Unknown | Don't Know | Don't Know |  | Building | Unknown | Unknown | No |  |  | Unknown
1962 | 2211 E BOND ST, HOBBS NM |  | No | No | Unknown - Unlikely Lead | Don't Know |  |  |  | No | Other |  | Will Inspect meter box at a later date | Unknown - Unlikely Lead |  |  |  | No | Other |  | Will Inspect meter box at a later date | Unknown | Don't Know | Don't Know |  | Building | Unknown | Unknown | No |  |  | Unknown
3185 | 3901 N CENTRAL I 102, HOBBS NM |  | No | No | Non-Lead - Plastic | No | 2009 | 3/4 | Field inspection only with no records | Yes | Visual inspection at the meter pit | 05/26/2024 00:00:00 |  | Non-Lead - Plastic | 2009 | 3/4 | Installation date after lead ban | Yes | Visual inspection at the meter pit | 05/26/2024 00:00:00 |  | Non-Lead | No | No |  | Single Family Residence |  | No | No |  |  | Non-Lead
13791 | 1200 N UTE PL, HOBBS NM |  | No | No | Unknown - Unlikely Lead | Don't Know |  |  |  | No | Other |  | Will Inspect meter box at a later date | Unknown - Unlikely Lead |  |  |  | No | Other |  | Will Inspect meter box at a later date | Unknown | Don't Know | Don't Know |  | Building | Unknown | Unknown | No |  |  | Unknown
14512 | 413 E ZIA DR, HOBBS NM |  | No | No | Unknown - Unlikely Lead | Don't Know |  |  |  | No | Other |  | Will Inspect meter box at a later date | Unknown - Unlikely Lead |  |  |  | No | Other |  | Will Inspect meter box at a later date | Unknown | Don't Know | Don't Know |  | Building | Unknown | Unknown | No |  |  | Unknown
2394 | 1810 S COCHRAN ST, HOBBS NM |  | No | No | Unknown - Unlikely Lead | Don't Know |  |  |  | No | Other |  | Will Inspect meter box at a later date | Unknown - Unlikely Lead |  |  |  | No | Other |  | Will Inspect meter box at a later date | Unknown | Don't Know | Don't Know |  | Building | Unknown | Unknown | No |  |  | Unknown
2586 | 407 S AVENUE C, HOBBS NM |  | No | No | Unknown - Unlikely Lead | Don't Know |  |  |  | No | Other |  | Will Inspect meter box at a later date | Unknown - Unlikely Lead |  |  |  | No | Other |  | Will Inspect meter box at a later date | Unknown | Don't Know | Don't Know |  | Building | Unknown | Unknown | No |  |  | Unknown
2540 | 509 W CAIN ST, HOBBS NM |  | No | No | Unknown - Unlikely Lead | Don't Know |  |  |  | No | Other |  | Will Inspect meter box at a later date | Unknown - Unlikely Lead |  |  |  | No | Other |  | Will Inspect meter box at a later date | Unknown | Don't Know | Don't Know |  | Building | Unknown | Unknown | No |  |  | Unknown
2126 | 1112 W CLINTON ST, HOBBS NM |  | No | No | Unknown - Unlikely Lead | Don't Know |  |  |  | No | Other |  | Will Inspect meter box at a later date | Unknown - Unlikely Lead |  |  |  | No | Other |  | Will Inspect meter box at a later date | Unknown | Don't Know | Don't Know |  | Building | Unknown | Unknown | No |  |  | Unknown
3674 | 1713 N CHAMA DR, HOBBS NM |  | No | No | Unknown - Unlikely Lead | Don't Know |  |  |  | No | Other |  | Will Inspect meter box at a later date | Unknown - Unlikely Lead |  |  |  | No | Other |  | Will Inspect meter box at a later date | Unknown | Don't Know | Don't Know |  | Building | Unknown | Unknown | No |  |  | Unknown
3603 | 218 N COLEMAN ST, HOBBS NM |  | No | No | Unknown - Unlikely Lead | Don't Know |  |  |  | No | Other |  | Will Inspect meter box at a later date | Unknown - Unlikely Lead |  |  |  | No | Other |  | Will Inspect meter box at a later date | Unknown | Don't Know | Don't Know |  | Building | Unknown | Unknown | No |  |  | Unknown
14331 | 1021 E YESO DR 203A, HOBBS NM |  | No | No | Unknown - Unlikely Lead | Don't Know |  |  |  | No | Other |  | Will Inspect meter box at a later date | Unknown - Unlikely Lead |  |  |  | No | Other |  | Will Inspect meter box at a later date | Unknown | Don't Know | Don't Know |  | Building | Unknown | Unknown | No |  |  | Unknown
4126 | 6011 W CASA VERDE, HOBBS NM |  | No | No | Unknown - Unlikely Lead | Don't Know |  |  |  | No | Other |  | Will Inspect meter box at a later date | Unknown - Unlikely Lead |  |  |  | No | Other |  | Will Inspect meter box at a later date | Unknown | Don't Know | Don't Know |  | Building | Unknown | Unknown | No |  |  | Unknown
13831 | 3312-C N VISTA DR, HOBBS NM |  | No | No | Unknown - Unlikely Lead | Don't Know |  |  |  | No | Other |  | Will Inspect meter box at a later date | Unknown - Unlikely Lead |  |  |  | No | Other |  | Will Inspect meter box at a later date | Unknown | Don't Know | Don't Know |  | Building | Unknown | Unknown | No |  |  | Unknown
13846 | 2008 N VEGA CT, HOBBS NM |  | No | No | Unknown - Unlikely Lead | Don't Know |  |  |  | No | Other |  | Will Inspect meter box at a later date | Unknown - Unlikely Lead |  |  |  | No | Other |  | Will Inspect meter box at a later date | Unknown | Don't Know | Don't Know |  | Building | Unknown | Unknown | No |  |  | Unknown
2096 | 212 W CLINTON ST, HOBBS NM |  | No | No | Non-Lead - Plastic | Don't Know |  | 1 | Field inspection only with no records | Yes | Visual inspection at the meter pit | 07/23/2024 00:00:00 |  | Non-Lead - Plastic | 1955 | 3/4 | Field inspection only with no records | Yes | Visual inspection at the meter pit | 07/23/2024 00:00:00 |  | Non-Lead | No | Don't Know |  | Single Family Residence |  | No | No |  |  | Non-Lead
3193 | 3901 N CENTRAL F 208, HOBBS NM |  | No | No | Non-Lead - Plastic | No | 2009 | 3/4 | Field inspection only with no records | Yes | Visual inspection at the meter pit | 05/26/2024 00:00:00 |  | Non-Lead - Plastic | 2009 | 3/4 | Installation date after lead ban | Yes | Visual inspection at the meter pit | 05/26/2024 00:00:00 |  | Non-Lead | No | No |  | Single Family Residence |  | No | No |  |  | Non-Lead
3984 | 1510 N COBB DR, HOBBS NM |  | No | No | Unknown - Unlikely Lead | Don't Know |  |  |  | No | Other |  | Will Inspect meter box at a later date | Unknown - Unlikely Lead |  |  |  | No | Other |  | Will Inspect meter box at a later date | Unknown | Don't Know | Don't Know |  | Building | Unknown | Unknown | No |  |  | Unknown
384 | 512 E ALSTON ST, HOBBS NM |  | No | No | Unknown - Unlikely Lead | Don't Know |  |  |  | No | Other |  | Will Inspect meter box at a later date | Unknown - Unlikely Lead |  |  |  | No | Other |  | Will Inspect meter box at a later date | Unknown | Don't Know | Don't Know |  | Building | Unknown | Unknown | No |  |  | Unknown
2698 | 2126 N CIELO DR, HOBBS NM |  | No | No | Unknown - Unlikely Lead | Don't Know |  |  |  | No | Other |  | Will Inspect meter box at a later date | Unknown - Unlikely Lead |  |  |  | No | Other |  | Will Inspect meter box at a later date | Unknown | Don't Know | Don't Know |  | Building | Unknown | Unknown | No |  |  | Unknown
14076 | 118 E WOLFCAMP DR, HOBBS NM |  | No | No | Unknown - Unlikely Lead | Don't Know |  |  |  | No | Other |  | Will Inspect meter box at a later date | Unknown - Unlikely Lead |  |  |  | No | Other |  | Will Inspect meter box at a later date | Unknown | Don't Know | Don't Know |  | Building | Unknown | Unknown | No |  |  | Unknown
1603 | 1701 N BRECKON DR, HOBBS NM |  | No | No | Unknown - Unlikely Lead | Don't Know |  |  |  | No | Other |  | Will Inspect meter box at a later date | Unknown - Unlikely Lead |  |  |  | No | Other |  | Will Inspect meter box at a later date | Unknown | Don't Know | Don't Know |  | Building | Unknown | Unknown | No |  |  | Unknown
3367 | 1429 W CAPROCK ST, HOBBS NM |  | No | No | Unknown - Unlikely Lead | Don't Know |  |  |  | No | Other |  | Will Inspect meter box at a later date | Unknown - Unlikely Lead |  |  |  | No | Other |  | Will Inspect meter box at a later date | Unknown | Don't Know | Don't Know |  | Building | Unknown | Unknown | No |  |  | Unknown
2835 | 614 E COPPER AVE, HOBBS NM |  | No | No | Unknown - Unlikely Lead | Don't Know |  |  |  | No | Other |  | Will Inspect meter box at a later date | Unknown - Unlikely Lead |  |  |  | No | Other |  | Will Inspect meter box at a later date | Unknown | Don't Know | Don't Know |  | Building | Unknown | Unknown | No |  |  | Unknown
1580 | 1526 BRADLEY CT, HOBBS NM |  | No | No | Unknown - Unlikely Lead | Don't Know |  |  |  | No | Other |  | Will Inspect meter box at a later date | Unknown - Unlikely Lead |  |  |  | No | Other |  | Will Inspect meter box at a later date | Unknown | Don't Know | Don't Know |  | Building | Unknown | Unknown | No |  |  | Unknown
14022 | 3516 W WHITE OAK ST, HOBBS NM |  | No | No | Non-Lead - Plastic | Don't Know | 2019 | 1 | Field inspection only with no records | Yes | Visual inspection at the meter pit | 08/19/2024 00:00:00 |  | Non-Lead - Plastic | 2019 | 1 | Field inspection only with no records | Yes | Visual inspection at the meter pit | 08/19/2024 00:00:00 |  | Non-Lead | No | Don't Know |  | Single Family Residence |  | No | No |  |  | Non-Lead
27 | 407 S 4TH ST, HOBBS NM |  | No | No | Unknown - Unlikely Lead | Don't Know |  |  |  | No | Other |  | Will Inspect meter box at a later date | Unknown - Unlikely Lead |  |  |  | No | Other |  | Will Inspect meter box at a later date | Unknown | Don't Know | Don't Know |  | Building | Unknown | Unknown | No |  |  | Unknown
4312 | 3320 N DAL PASO ST #9, HOBBS NM |  | No | No | Non-Lead - Plastic | No | 1986 | 3/4 | Field inspection only with no records | Yes | Visual inspection at the meter pit | 05/26/2024 00:00:00 |  | Non-Lead - Plastic |  | 3/4 | Installation date after lead ban | Yes | Visual inspection at the meter pit | 05/26/2024 00:00:00 |  | Non-Lead | No | No |  | Single Family Residence |  | No | No |  |  | Non-Lead
3328 | 1005 W CAPROCK ST, HOBBS NM |  | No | No | Unknown - Unlikely Lead | Don't Know |  |  |  | No | Other |  | Will Inspect meter box at a later date | Unknown - Unlikely Lead |  |  |  | No | Other |  | Will Inspect meter box at a later date | Unknown | Don't Know | Don't Know |  | Building | Unknown | Unknown | No |  |  | Unknown
14332 | 219 W YESO DR, HOBBS NM |  | No | No | Unknown - Unlikely Lead | Don't Know |  |  |  | No | Other |  | Will Inspect meter box at a later date | Unknown - Unlikely Lead |  |  |  | No | Other |  | Will Inspect meter box at a later date | Unknown | Don't Know | Don't Know |  | Building | Unknown | Unknown | No |  |  | Unknown
1807 | 1009 W BROADWAY ST, HOBBS NM |  | No | No | Unknown - Unlikely Lead | Don't Know |  |  |  | No | Other |  | Will Inspect meter box at a later date | Unknown - Unlikely Lead |  |  |  | No | Other |  | Will Inspect meter box at a later date | Unknown | Don't Know | Don't Know |  | Building | Unknown | Unknown | No |  |  | Unknown
2064 | 507 E CLINTON ST, HOBBS NM |  | No | No | Unknown - Unlikely Lead | Don't Know |  |  |  | No | Other |  | Will Inspect meter box at a later date | Unknown - Unlikely Lead |  |  |  | No | Other |  | Will Inspect meter box at a later date | Unknown | Don't Know | Don't Know |  | Building | Unknown | Unknown | No |  |  | Unknown
3576 | 513 N COLEMAN ST, HOBBS NM |  | No | No | Unknown - Unlikely Lead | Don't Know |  |  |  | No | Other |  | Will Inspect meter box at a later date | Unknown - Unlikely Lead |  |  |  | No | Other |  | Will Inspect meter box at a later date | Unknown | Don't Know | Don't Know |  | Building | Unknown | Unknown | No |  |  | Unknown
2377 | 1811 S COCHRAN ST, HOBBS NM |  | No | No | Unknown - Unlikely Lead | Don't Know |  |  |  | No | Other |  | Will Inspect meter box at a later date | Unknown - Unlikely Lead |  |  |  | No | Other |  | Will Inspect meter box at a later date | Unknown | Don't Know | Don't Know |  | Building | Unknown | Unknown | No |  |  | Unknown
2615 | 2209 N CIELO DR, HOBBS NM |  | No | No | Unknown - Unlikely Lead | Don't Know |  |  |  | No | Other |  | Will Inspect meter box at a later date | Unknown - Unlikely Lead |  |  |  | No | Other |  | Will Inspect meter box at a later date | Unknown | Don't Know | Don't Know |  | Building | Unknown | Unknown | No |  |  | Unknown
4666 | 605 E DUNNAM ST, HOBBS NM |  | No | No | Unknown - Unlikely Lead | Don't Know |  |  |  | No | Other |  | Will Inspect meter box at a later date | Unknown - Unlikely Lead |  |  |  | No | Other |  | Will Inspect meter box at a later date | Unknown | Don't Know | Don't Know |  | Building | Unknown | Unknown | No |  |  | Unknown
4564 | 5212 W DARK HORSE RD, HOBBS NM |  | No | No | Non-Lead - Plastic | No | 2015 | 3/4 | Field inspection only with no records | Yes | Visual inspection at the meter pit | 05/26/2024 00:00:00 |  | Non-Lead - Plastic | 2015 | 3/4 | Installation date after lead ban | Yes | Visual inspection at the meter pit | 05/26/2024 00:00:00 |  | Non-Lead | No | No |  | Single Family Residence |  | No | No |  |  | Non-Lead
14019 | 3410 W WHITE OAK ST, HOBBS NM |  | No | No | Non-Lead - Plastic | Don't Know | 2019 | 1 | Field inspection only with no records | Yes | Visual inspection at the meter pit | 08/19/2024 00:00:00 |  | Non-Lead - Plastic | 2019 | 1 | Field inspection only with no records | Yes | Visual inspection at the meter pit | 08/19/2024 00:00:00 |  | Non-Lead | No | Don't Know |  | Single Family Residence |  | No | No |  |  | Non-Lead
1639 | 2206 N BRECKON DR, HOBBS NM |  | No | No | Unknown - Unlikely Lead | Don't Know |  |  |  | No | Other |  | Will Inspect meter box at a later date | Unknown - Unlikely Lead |  |  |  | No | Other |  | Will Inspect meter box at a later date | Unknown | Don't Know | Don't Know |  | Building | Unknown | Unknown | No |  |  | Unknown
3585 | 800-A N COLEMAN ST, HOBBS NM |  | No | No | Unknown - Unlikely Lead | Don't Know |  |  |  | No | Other |  | Will Inspect meter box at a later date | Unknown - Unlikely Lead |  |  |  | No | Other |  | Will Inspect meter box at a later date | Unknown | Don't Know | Don't Know |  | Building | Unknown | Unknown | No |  |  | Unknown
3010 | 3901 N CENTRAL I 105, HOBBS NM |  | No | No | Non-Lead - Plastic | No | 2009 | 3/4 | Field inspection only with no records | Yes | Visual inspection at the meter pit | 05/26/2024 00:00:00 |  | Non-Lead - Plastic | 2009 | 3/4 | Installation date after lead ban | Yes | Visual inspection at the meter pit | 05/26/2024 00:00:00 |  | Non-Lead | No | No |  | Single Family Residence |  | No | No |  |  | Non-Lead
4107 | 1125 W CANTERBURY ST, HOBBS NM |  | No | No | Unknown - Unlikely Lead | Don't Know |  |  |  | No | Other |  | Will Inspect meter box at a later date | Unknown - Unlikely Lead |  |  |  | No | Other |  | Will Inspect meter box at a later date | Unknown | Don't Know | Don't Know |  | Building | Unknown | Unknown | No |  |  | Unknown
306 | 108 W ALSTON ST, HOBBS NM |  | No | No | Unknown - Unlikely Lead | Don't Know |  |  |  | No | Other |  | Will Inspect meter box at a later date | Unknown - Unlikely Lead |  |  |  | No | Other |  | Will Inspect meter box at a later date | Unknown | Don't Know | Don't Know |  | Building | Unknown | Unknown | No |  |  | Unknown
14455 | 1210 E YUCCA ST, HOBBS NM |  | No | No | Unknown - Unlikely Lead | Don't Know |  |  |  | No | Other |  | Will Inspect meter box at a later date | Unknown - Unlikely Lead |  |  |  | No | Other |  | Will Inspect meter box at a later date | Unknown | Don't Know | Don't Know |  | Building | Unknown | Unknown | No |  |  | Unknown
13731 | 100 W TAYLOR ST, HOBBS NM |  | No | No | Unknown - Unlikely Lead | Don't Know |  |  |  | No | Other |  | Will Inspect meter box at a later date | Unknown - Unlikely Lead |  |  |  | No | Other |  | Will Inspect meter box at a later date | Unknown | Don't Know | Don't Know |  | Building | Unknown | Unknown | No |  |  | Unknown
2711 | 707 W COPPER AVE, HOBBS NM |  | No | No | Unknown - Unlikely Lead | Don't Know |  |  |  | No | Other |  | Will Inspect meter box at a later date | Unknown - Unlikely Lead |  |  |  | No | Other |  | Will Inspect meter box at a later date | Unknown | Don't Know | Don't Know |  | Building | Unknown | Unknown | No |  |  | Unknown
3548 | 1116 N COLEMAN ST, HOBBS NM |  | No | No | Unknown - Unlikely Lead | Don't Know |  |  |  | No | Other |  | Will Inspect meter box at a later date | Unknown - Unlikely Lead |  |  |  | No | Other |  | Will Inspect meter box at a later date | Unknown | Don't Know | Don't Know |  | Building | Unknown | Unknown | No |  |  | Unknown
3214 | 3401 N CENTRAL DR, HOBBS NM |  | No | No | Unknown - Unlikely Lead | Don't Know |  |  |  | No | Other |  | Will Inspect meter box at a later date | Unknown - Unlikely Lead |  |  |  | No | Other |  | Will Inspect meter box at a later date | Unknown | Don't Know | Don't Know |  | Building | Unknown | Unknown | No |  |  | Unknown
3904 | 3922 N CALLE GRANDE, HOBBS NM |  | No | No | Unknown - Unlikely Lead | Don't Know |  |  |  | No | Other |  | Will Inspect meter box at a later date | Unknown - Unlikely Lead |  |  |  | No | Other |  | Will Inspect meter box at a later date | Unknown | Don't Know | Don't Know |  | Building | Unknown | Unknown | No |  |  | Unknown
4702 | 400 E DUNNAM ST, HOBBS NM |  | No | No | Unknown - Unlikely Lead | Don't Know |  |  |  | No | Other |  | Will Inspect meter box at a later date | Unknown - Unlikely Lead |  |  |  | No | Other |  | Will Inspect meter box at a later date | Unknown | Don't Know | Don't Know |  | Building | Unknown | Unknown | No |  |  | Unknown
14264 | 918 E YESO DR, HOBBS NM |  | No | No | Unknown - Unlikely Lead | Don't Know |  |  |  | No | Other |  | Will Inspect meter box at a later date | Unknown - Unlikely Lead |  |  |  | No | Other |  | Will Inspect meter box at a later date | Unknown | Don't Know | Don't Know |  | Building | Unknown | Unknown | No |  |  | Unknown
3874 | 4022 N CALLE GRANDE, HOBBS NM |  | No | No | Unknown - Unlikely Lead | Don't Know |  |  |  | No | Other |  | Will Inspect meter box at a later date | Unknown - Unlikely Lead |  |  |  | No | Other |  | Will Inspect meter box at a later date | Unknown | Don't Know | Don't Know |  | Building | Unknown | Unknown | No |  |  | Unknown
141 | 2107 N ACOMA DR, HOBBS NM |  | No | No | Unknown - Unlikely Lead | Don't Know |  |  |  | No | Other |  | Will Inspect meter box at a later date | Unknown - Unlikely Lead |  |  |  | No | Other |  | Will Inspect meter box at a later date | Unknown | Don't Know | Don't Know |  | Building | Unknown | Unknown | No |  |  | Unknown
13681 | 404 E TAYLOR ST, HOBBS NM |  | No | No | Unknown - Unlikely Lead | Don't Know |  |  |  | No | Other |  | Will Inspect meter box at a later date | Unknown - Unlikely Lead |  |  |  | No | Other |  | Will Inspect meter box at a later date | Unknown | Don't Know | Don't Know |  | Building | Unknown | Unknown | No |  |  | Unknown
1838 | 710 W BROADWAY ST, HOBBS NM |  | No | No | Unknown - Unlikely Lead | Don't Know |  |  |  | No | Other |  | Will Inspect meter box at a later date | Unknown - Unlikely Lead |  |  |  | No | Other |  | Will Inspect meter box at a later date | Unknown | Don't Know | Don't Know |  | Building | Unknown | Unknown | No |  |  | Unknown
3977 | 1330 W CALLE SUR ST, HOBBS NM |  | No | No | Unknown - Unlikely Lead | Don't Know |  |  |  | No | Other |  | Will Inspect meter box at a later date | Unknown - Unlikely Lead |  |  |  | No | Other |  | Will Inspect meter box at a later date | Unknown | Don't Know | Don't Know |  | Building | Unknown | Unknown | No |  |  | Unknown
2481 | 1020 W COAL AVE, HOBBS NM |  | No | No | Unknown - Unlikely Lead | Don't Know |  |  |  | No | Other |  | Will Inspect meter box at a later date | Unknown - Unlikely Lead |  |  |  | No | Other |  | Will Inspect meter box at a later date | Unknown | Don't Know | Don't Know |  | Building | Unknown | Unknown | No |  |  | Unknown
13774 | 2412 N TRES AMIGO DR, HOBBS NM |  | No | No | Unknown - Unlikely Lead | Don't Know |  |  |  | No | Other |  | Will Inspect meter box at a later date | Unknown - Unlikely Lead |  |  |  | No | Other |  | Will Inspect meter box at a later date | Unknown | Don't Know | Don't Know |  | Building | Unknown | Unknown | No |  |  | Unknown
2420 | 423 S CHILDERS DR, HOBBS NM |  | No | No | Unknown - Unlikely Lead | Don't Know |  |  |  | No | Other |  | Will Inspect meter box at a later date | Unknown - Unlikely Lead |  |  |  | No | Other |  | Will Inspect meter box at a later date | Unknown | Don't Know | Don't Know |  | Building | Unknown | Unknown | No |  |  | Unknown
3221 | 3511 N CENTRAL DR, HOBBS NM |  | No | No | Unknown - Unlikely Lead | Don't Know |  |  |  | No | Other |  | Will Inspect meter box at a later date | Unknown - Unlikely Lead |  |  |  | No | Other |  | Will Inspect meter box at a later date | Unknown | Don't Know | Don't Know |  | Building | Unknown | Unknown | No |  |  | Unknown
2 | 601 S 14TH ST UNIT A, HOBBS NM |  | No | No | Unknown - Unlikely Lead | Don't Know |  |  |  | No | Other |  | Will Inspect meter box at a later date | Unknown - Unlikely Lead |  |  |  | No | Other |  | Will Inspect meter box at a later date | Unknown | Don't Know | Don't Know |  | Building | Unknown | Unknown | No |  |  | Unknown
13788 | 1213 N UTE PL, HOBBS NM |  | No | No | Unknown - Unlikely Lead | Don't Know |  |  |  | No | Other |  | Will Inspect meter box at a later date | Unknown - Unlikely Lead |  |  |  | No | Other |  | Will Inspect meter box at a later date | Unknown | Don't Know | Don't Know |  | Building | Unknown | Unknown | No |  |  | Unknown
13741 | 922 S TEXACO RD, HOBBS NM |  | No | No | Unknown - Unlikely Lead | Don't Know |  |  |  | No | Other |  | Will Inspect meter box at a later date | Unknown - Unlikely Lead |  |  |  | No | Other |  | Will Inspect meter box at a later date | Unknown | Don't Know | Don't Know |  | Building | Unknown | Unknown | No |  |  | Unknown
13742 | 1102 S TEXACO RD, HOBBS NM |  | No | No | Unknown - Unlikely Lead | Don't Know |  |  |  | No | Other |  | Will Inspect meter box at a later date | Unknown - Unlikely Lead |  |  |  | No | Other |  | Will Inspect meter box at a later date | Unknown | Don't Know | Don't Know |  | Building | Unknown | Unknown | No |  |  | Unknown
3118 | 3901 N CENTRAL K 205, HOBBS NM |  | No | No | Non-Lead - Plastic | No | 2009 | 3/4 | Field inspection only with no records | Yes | Visual inspection at the meter pit | 05/26/2024 00:00:00 |  | Non-Lead - Plastic | 2009 | 3/4 | Installation date after lead ban | Yes | Visual inspection at the meter pit | 05/26/2024 00:00:00 |  | Non-Lead | No | No |  | Single Family Residence |  | No | No |  |  | Non-Lead
2632 | 2234 N CIELO DR, HOBBS NM |  | No | No | Unknown - Unlikely Lead | Don't Know |  |  |  | No | Other |  | Will Inspect meter box at a later date | Unknown - Unlikely Lead |  |  |  | No | Other |  | Will Inspect meter box at a later date | Unknown | Don't Know | Don't Know |  | Building | Unknown | Unknown | No |  |  | Unknown
1749 | 9 BROADMOOR PARK, HOBBS NM |  | No | No | Non-Lead - Plastic | No | 2003 | 3/4 | Field inspection only with no records | Yes | Visual inspection at the meter pit | 05/26/2024 00:00:00 |  | Non-Lead - Plastic | 2003 | 3/4 | Installation date after lead ban | Yes | Visual inspection at the meter pit | 05/26/2024 00:00:00 |  | Non-Lead | No | No |  | Single Family Residence |  | No | No |  |  | Non-Lead
4658 | 1505 E DUNNAM ST, HOBBS NM |  | No | No | Unknown - Unlikely Lead | Don't Know |  |  |  | No | Other |  | Will Inspect meter box at a later date | Unknown - Unlikely Lead |  |  |  | No | Other |  | Will Inspect meter box at a later date | Unknown | Don't Know | Don't Know |  | Building | Unknown | Unknown | No |  |  | Unknown
3993 | 1604 N COBB DR, HOBBS NM |  | No | No | Unknown - Unlikely Lead | Don't Know |  |  |  | No | Other |  | Will Inspect meter box at a later date | Unknown - Unlikely Lead |  |  |  | No | Other |  | Will Inspect meter box at a later date | Unknown | Don't Know | Don't Know |  | Building | Unknown | Unknown | No |  |  | Unknown
3426 | 1120 N CECIL ST, HOBBS NM |  | No | No | Unknown - Unlikely Lead | Don't Know |  |  |  | No | Other |  | Will Inspect meter box at a later date | Unknown - Unlikely Lead |  |  |  | No | Other |  | Will Inspect meter box at a later date | Unknown | Don't Know | Don't Know |  | Building | Unknown | Unknown | No |  |  | Unknown
2352 | 600 S COCHRAN ST, HOBBS NM |  | No | No | Unknown - Unlikely Lead | Don't Know |  |  |  | No | Other |  | Will Inspect meter box at a later date | Unknown - Unlikely Lead |  |  |  | No | Other |  | Will Inspect meter box at a later date | Unknown | Don't Know | Don't Know |  | Building | Unknown | Unknown | No |  |  | Unknown
3252 | 526 W COCHITI AVE, HOBBS NM |  | No | No | Unknown - Unlikely Lead | Don't Know |  |  |  | No | Other |  | Will Inspect meter box at a later date | Unknown - Unlikely Lead |  |  |  | No | Other |  | Will Inspect meter box at a later date | Unknown | Don't Know | Don't Know |  | Building | Unknown | Unknown | No |  |  | Unknown
4382 | 1616 N DAL PASO ST, HOBBS NM |  | No | No | Unknown - Unlikely Lead | Don't Know |  |  |  | No | Other |  | Will Inspect meter box at a later date | Unknown - Unlikely Lead |  |  |  | No | Other |  | Will Inspect meter box at a later date | Unknown | Don't Know | Don't Know |  | Building | Unknown | Unknown | No |  |  | Unknown
4600 | 217 S DALMONT ST, HOBBS NM |  | No | No | Unknown - Unlikely Lead | Don't Know |  |  |  | No | Other |  | Will Inspect meter box at a later date | Unknown - Unlikely Lead |  |  |  | No | Other |  | Will Inspect meter box at a later date | Unknown | Don't Know | Don't Know |  | Building | Unknown | Unknown | No |  |  | Unknown
2404 | 1701 E CHILDERS DR, HOBBS NM |  | No | No | Unknown - Unlikely Lead | Don't Know |  |  |  | No | Other |  | Will Inspect meter box at a later date | Unknown - Unlikely Lead |  |  |  | No | Other |  | Will Inspect meter box at a later date | Unknown | Don't Know | Don't Know |  | Building | Unknown | Unknown | No |  |  | Unknown
1618 | 2620 N BRECKON DR, HOBBS NM |  | No | No | Unknown - Unlikely Lead | Don't Know |  |  |  | No | Other |  | Will Inspect meter box at a later date | Unknown - Unlikely Lead |  |  |  | No | Other |  | Will Inspect meter box at a later date | Unknown | Don't Know | Don't Know |  | Building | Unknown | Unknown | No |  |  | Unknown
259 | 606 E ALBERTSON CIR, HOBBS NM |  | No | No | Unknown - Unlikely Lead | Don't Know |  |  |  | No | Other |  | Will Inspect meter box at a later date | Unknown - Unlikely Lead |  |  |  | No | Other |  | Will Inspect meter box at a later date | Unknown | Don't Know | Don't Know |  | Building | Unknown | Unknown | No |  |  | Unknown
2135 | 1206 W CLINTON ST, HOBBS NM |  | No | No | Unknown - Unlikely Lead | Don't Know |  |  |  | No | Other |  | Will Inspect meter box at a later date | Unknown - Unlikely Lead |  |  |  | No | Other |  | Will Inspect meter box at a later date | Unknown | Don't Know | Don't Know |  | Building | Unknown | Unknown | No |  |  | Unknown
3418 | 1600 W CHICO DR, HOBBS NM |  | No | No | Unknown - Unlikely Lead | Don't Know |  |  |  | No | Other |  | Will Inspect meter box at a later date | Unknown - Unlikely Lead |  |  |  | No | Other |  | Will Inspect meter box at a later date | Unknown | Don't Know | Don't Know |  | Building | Unknown | Unknown | No |  |  | Unknown
3527 | 1627 N COLEMAN ST, HOBBS NM |  | No | No | Unknown - Unlikely Lead | Don't Know |  |  |  | No | Other |  | Will Inspect meter box at a later date | Unknown - Unlikely Lead |  |  |  | No | Other |  | Will Inspect meter box at a later date | Unknown | Don't Know | Don't Know |  | Building | Unknown | Unknown | No |  |  | Unknown
4614 | 904 N DALMONT ST, HOBBS NM |  | No | No | Unknown - Unlikely Lead | Don't Know |  |  |  | No | Other |  | Will Inspect meter box at a later date | Unknown - Unlikely Lead |  |  |  | No | Other |  | Will Inspect meter box at a later date | Unknown | Don't Know | Don't Know |  | Building | Unknown | Unknown | No |  |  | Unknown
3133 | 3901 N CENTRAL N 302, HOBBS NM |  | No | No | Non-Lead - Plastic | No | 2009 | 3/4 | Field inspection only with no records | Yes | Visual inspection at the meter pit | 05/26/2024 00:00:00 |  | Non-Lead - Plastic | 2009 | 3/4 | Installation date after lead ban | Yes | Visual inspection at the meter pit | 05/26/2024 00:00:00 |  | Non-Lead | No | No |  | Single Family Residence |  | No | No |  |  | Non-Lead
14066 | 101 W WOLFCAMP DR, HOBBS NM |  | No | No | Unknown - Unlikely Lead | Don't Know |  |  |  | No | Other |  | Will Inspect meter box at a later date | Unknown - Unlikely Lead |  |  |  | No | Other |  | Will Inspect meter box at a later date | Unknown | Don't Know | Don't Know |  | Building | Unknown | Unknown | No |  |  | Unknown
2525 | 416 E CAIN ST, HOBBS NM |  | No | No | Unknown - Unlikely Lead | Don't Know |  |  |  | No | Other |  | Will Inspect meter box at a later date | Unknown - Unlikely Lead |  |  |  | No | Other |  | Will Inspect meter box at a later date | Unknown | Don't Know | Don't Know |  | Building | Unknown | Unknown | No |  |  | Unknown
1987 | 701 E CORBETT ST, HOBBS NM |  | No | No | Unknown - Unlikely Lead | Don't Know |  |  |  | No | Other |  | Will Inspect meter box at a later date | Unknown - Unlikely Lead |  |  |  | No | Other |  | Will Inspect meter box at a later date | Unknown | Don't Know | Don't Know |  | Building | Unknown | Unknown | No |  |  | Unknown
2413 | 407 S CHILDERS DR, HOBBS NM |  | No | No | Unknown - Unlikely Lead | Don't Know |  |  |  | No | Other |  | Will Inspect meter box at a later date | Unknown - Unlikely Lead |  |  |  | No | Other |  | Will Inspect meter box at a later date | Unknown | Don't Know | Don't Know |  | Building | Unknown | Unknown | No |  |  | Unknown
4121 | 701 W COMMANCHE DR, HOBBS NM |  | No | No | Unknown - Unlikely Lead | Don't Know |  |  |  | No | Other |  | Will Inspect meter box at a later date | Unknown - Unlikely Lead |  |  |  | No | Other |  | Will Inspect meter box at a later date | Unknown | Don't Know | Don't Know |  | Building | Unknown | Unknown | No |  |  | Unknown
3550 | 1408 N COLEMAN ST, HOBBS NM |  | No | No | Unknown - Unlikely Lead | Don't Know |  |  |  | No | Other |  | Will Inspect meter box at a later date | Unknown - Unlikely Lead |  |  |  | No | Other |  | Will Inspect meter box at a later date | Unknown | Don't Know | Don't Know |  | Building | Unknown | Unknown | No |  |  | Unknown
4593 | 801 S DALMONT ST, HOBBS NM |  | No | No | Unknown - Unlikely Lead | Don't Know |  |  |  | No | Other |  | Will Inspect meter box at a later date | Unknown - Unlikely Lead |  |  |  | No | Other |  | Will Inspect meter box at a later date | Unknown | Don't Know | Don't Know |  | Building | Unknown | Unknown | No |  |  | Unknown
2401 | 1725 S COCHRAN ST, HOBBS NM |  | No | No | Unknown - Unlikely Lead | Don't Know |  |  |  | No | Other |  | Will Inspect meter box at a later date | Unknown - Unlikely Lead |  |  |  | No | Other |  | Will Inspect meter box at a later date | Unknown | Don't Know | Don't Know |  | Building | Unknown | Unknown | No |  |  | Unknown
2116 | 1316 W CLINTON ST, HOBBS NM |  | No | No | Unknown - Unlikely Lead | Don't Know |  |  |  | No | Other |  | Will Inspect meter box at a later date | Unknown - Unlikely Lead |  |  |  | No | Other |  | Will Inspect meter box at a later date | Unknown | Don't Know | Don't Know |  | Building | Unknown | Unknown | No |  |  | Unknown
458 | 201 W ALTO DR, HOBBS NM |  | No | No | Unknown - Unlikely Lead | Don't Know |  |  |  | No | Other |  | Will Inspect meter box at a later date | Unknown - Unlikely Lead |  |  |  | No | Other |  | Will Inspect meter box at a later date | Unknown | Don't Know | Don't Know |  | Building | Unknown | Unknown | No |  |  | Unknown
3624 | 1701 N COLEMAN ST, HOBBS NM |  | No | No | Unknown - Unlikely Lead | Don't Know |  |  |  | No | Other |  | Will Inspect meter box at a later date | Unknown - Unlikely Lead |  |  |  | No | Other |  | Will Inspect meter box at a later date | Unknown | Don't Know | Don't Know |  | Building | Unknown | Unknown | No |  |  | Unknown
2430 | 1211 W COAL AVE, HOBBS NM |  | No | No | Unknown - Unlikely Lead | Don't Know |  |  |  | No | Other |  | Will Inspect meter box at a later date | Unknown - Unlikely Lead |  |  |  | No | Other |  | Will Inspect meter box at a later date | Unknown | Don't Know | Don't Know |  | Building | Unknown | Unknown | No |  |  | Unknown
3664 | 1812 N CHAMA DR, HOBBS NM |  | No | No | Unknown - Unlikely Lead | Don't Know |  |  |  | No | Other |  | Will Inspect meter box at a later date | Unknown - Unlikely Lead |  |  |  | No | Other |  | Will Inspect meter box at a later date | Unknown | Don't Know | Don't Know |  | Building | Unknown | Unknown | No |  |  | Unknown
4401 | 2914 N DAL PASO ST, HOBBS NM |  | No | No | Unknown - Unlikely Lead | Don't Know |  |  |  | No | Other |  | Will Inspect meter box at a later date | Unknown - Unlikely Lead |  |  |  | No | Other |  | Will Inspect meter box at a later date | Unknown | Don't Know | Don't Know |  | Building | Unknown | Unknown | No |  |  | Unknown
4701 | 1319 E DUNNAM ST, HOBBS NM |  | No | No | Unknown - Unlikely Lead | Don't Know |  |  |  | No | Other |  | Will Inspect meter box at a later date | Unknown - Unlikely Lead |  |  |  | No | Other |  | Will Inspect meter box at a later date | Unknown | Don't Know | Don't Know |  | Building | Unknown | Unknown | No |  |  | Unknown
2672 | 731 W CIELO DR, HOBBS NM |  | No | No | Unknown - Unlikely Lead | Don't Know |  |  |  | No | Other |  | Will Inspect meter box at a later date | Unknown - Unlikely Lead |  |  |  | No | Other |  | Will Inspect meter box at a later date | Unknown | Don't Know | Don't Know |  | Building | Unknown | Unknown | No |  |  | Unknown
4338 | 3419 N DAL PASO BLD 7 B, HOBBS NM |  | No | No | Non-Lead - Plastic | No | 2020 | 3/4 | Field inspection only with no records | Yes | Visual inspection at the meter pit | 05/26/2024 00:00:00 |  | Non-Lead - Plastic |  | 3/4 | Installation date after lead ban | Yes | Visual inspection at the meter pit | 05/26/2024 00:00:00 |  | Non-Lead | No | No |  | Single Family Residence |  | No | No |  |  | Non-Lead
4016 | 2411 CATTLE CALL DR, HOBBS NM |  | No | No | Unknown - Unlikely Lead | Don't Know |  |  |  | No | Other |  | Will Inspect meter box at a later date | Unknown - Unlikely Lead |  |  |  | No | Other |  | Will Inspect meter box at a later date | Unknown | Don't Know | Don't Know |  | Building | Unknown | Unknown | No |  |  | Unknown
2901 | 3901 N CENTRAL H 203, HOBBS NM |  | No | No | Non-Lead - Plastic | No | 2009 | 3/4 | Field inspection only with no records | Yes | Visual inspection at the meter pit | 05/26/2024 00:00:00 |  | Non-Lead - Plastic | 2009 | 3/4 | Installation date after lead ban | Yes | Visual inspection at the meter pit | 05/26/2024 00:00:00 |  | Non-Lead | No | No |  | Single Family Residence |  | No | No |  |  | Non-Lead
14090 | 107 E WOLFCAMP DR, HOBBS NM |  | No | No | Unknown - Unlikely Lead | Don't Know |  |  |  | No | Other |  | Will Inspect meter box at a later date | Unknown - Unlikely Lead |  |  |  | No | Other |  | Will Inspect meter box at a later date | Unknown | Don't Know | Don't Know |  | Building | Unknown | Unknown | No |  |  | Unknown
14115 | 418 S WILLOW ST, HOBBS NM |  | No | No | Unknown - Unlikely Lead | Don't Know |  |  |  | No | Other |  | Will Inspect meter box at a later date | Unknown - Unlikely Lead |  |  |  | No | Other |  | Will Inspect meter box at a later date | Unknown | Don't Know | Don't Know |  | Building | Unknown | Unknown | No |  |  | Unknown
1672 | 1738 N BRECKON DR, HOBBS NM |  | No | No | Unknown - Unlikely Lead | Don't Know |  |  |  | No | Other |  | Will Inspect meter box at a later date | Unknown - Unlikely Lead |  |  |  | No | Other |  | Will Inspect meter box at a later date | Unknown | Don't Know | Don't Know |  | Building | Unknown | Unknown | No |  |  | Unknown
3235 | 3533 N CENTRAL DR, HOBBS NM |  | No | No | Unknown - Unlikely Lead | Don't Know |  |  |  | No | Other |  | Will Inspect meter box at a later date | Unknown - Unlikely Lead |  |  |  | No | Other |  | Will Inspect meter box at a later date | Unknown | Don't Know | Don't Know |  | Building | Unknown | Unknown | No |  |  | Unknown
3801 | 1405 W CAMINO DEL ARCO, HOBBS NM |  | No | No | Unknown - Unlikely Lead | Don't Know |  |  |  | No | Other |  | Will Inspect meter box at a later date | Unknown - Unlikely Lead |  |  |  | No | Other |  | Will Inspect meter box at a later date | Unknown | Don't Know | Don't Know |  | Building | Unknown | Unknown | No |  |  | Unknown
14312 | 1021 E YESO DR 310A, HOBBS NM |  | No | No | Unknown - Unlikely Lead | Don't Know |  |  |  | No | Other |  | Will Inspect meter box at a later date | Unknown - Unlikely Lead |  |  |  | No | Other |  | Will Inspect meter box at a later date | Unknown | Don't Know | Don't Know |  | Building | Unknown | Unknown | No |  |  | Unknown
2173 | 415 E CASTLE AVE, HOBBS NM |  | No | No | Unknown - Unlikely Lead | Don't Know |  |  |  | No | Other |  | Will Inspect meter box at a later date | Unknown - Unlikely Lead |  |  |  | No | Other |  | Will Inspect meter box at a later date | Unknown | Don't Know | Don't Know |  | Building | Unknown | Unknown | No |  |  | Unknown
2345 | 1001 S COCHRAN ST, HOBBS NM |  | No | No | Unknown - Unlikely Lead | Don't Know |  |  |  | No | Other |  | Will Inspect meter box at a later date | Unknown - Unlikely Lead |  |  |  | No | Other |  | Will Inspect meter box at a later date | Unknown | Don't Know | Don't Know |  | Building | Unknown | Unknown | No |  |  | Unknown
4168 | 1615 N CATHERINE DR, HOBBS NM |  | No | No | Unknown - Unlikely Lead | Don't Know |  |  |  | No | Other |  | Will Inspect meter box at a later date | Unknown - Unlikely Lead |  |  |  | No | Other |  | Will Inspect meter box at a later date | Unknown | Don't Know | Don't Know |  | Building | Unknown | Unknown | No |  |  | Unknown
4125 | 6019 W CASA VERDE, HOBBS NM |  | No | No | Unknown - Unlikely Lead | Don't Know |  |  |  | No | Other |  | Will Inspect meter box at a later date | Unknown - Unlikely Lead |  |  |  | No | Other |  | Will Inspect meter box at a later date | Unknown | Don't Know | Don't Know |  | Building | Unknown | Unknown | No |  |  | Unknown
2755 | 1000 W COPPER AVE, HOBBS NM |  | No | No | Unknown - Unlikely Lead | Don't Know |  |  |  | No | Other |  | Will Inspect meter box at a later date | Unknown - Unlikely Lead |  |  |  | No | Other |  | Will Inspect meter box at a later date | Unknown | Don't Know | Don't Know |  | Building | Unknown | Unknown | No |  |  | Unknown
3779 | 1527 W CAMINO DEL ARCO, HOBBS NM |  | No | No | Unknown - Unlikely Lead | Don't Know |  |  |  | No | Other |  | Will Inspect meter box at a later date | Unknown - Unlikely Lead |  |  |  | No | Other |  | Will Inspect meter box at a later date | Unknown | Don't Know | Don't Know |  | Building | Unknown | Unknown | No |  |  | Unknown
3092 | 3901 N CENTRAL G 201, HOBBS NM |  | No | No | Non-Lead - Plastic | No | 2009 | 3/4 | Field inspection only with no records | Yes | Visual inspection at the meter pit | 05/26/2024 00:00:00 |  | Non-Lead - Plastic | 2009 | 3/4 | Installation date after lead ban | Yes | Visual inspection at the meter pit | 05/26/2024 00:00:00 |  | Non-Lead | No | No |  | Single Family Residence |  | No | No |  |  | Non-Lead
2071 | 1311 E CLINTON ST, HOBBS NM |  | No | No | Unknown - Unlikely Lead | Don't Know |  |  |  | No | Other |  | Will Inspect meter box at a later date | Unknown - Unlikely Lead |  |  |  | No | Other |  | Will Inspect meter box at a later date | Unknown | Don't Know | Don't Know |  | Building | Unknown | Unknown | No |  |  | Unknown
13845 | 2821 N VISTA DR, HOBBS NM |  | No | No | Unknown - Unlikely Lead | Don't Know |  |  |  | No | Other |  | Will Inspect meter box at a later date | Unknown - Unlikely Lead |  |  |  | No | Other |  | Will Inspect meter box at a later date | Unknown | Don't Know | Don't Know |  | Building | Unknown | Unknown | No |  |  | Unknown
14133 | 318 N WILLOW ST, HOBBS NM |  | No | No | Unknown - Unlikely Lead | Don't Know |  |  |  | No | Other |  | Will Inspect meter box at a later date | Unknown - Unlikely Lead |  |  |  | No | Other |  | Will Inspect meter box at a later date | Unknown | Don't Know | Don't Know |  | Building | Unknown | Unknown | No |  |  | Unknown
2761 | 700 W COPPER AVE, HOBBS NM |  | No | No | Unknown - Unlikely Lead | Don't Know |  |  |  | No | Other |  | Will Inspect meter box at a later date | Unknown - Unlikely Lead |  |  |  | No | Other |  | Will Inspect meter box at a later date | Unknown | Don't Know | Don't Know |  | Building | Unknown | Unknown | No |  |  | Unknown
4135 | 3610 W CASA VERDE, HOBBS NM |  | No | No | Unknown - Unlikely Lead | Don't Know |  |  |  | No | Other |  | Will Inspect meter box at a later date | Unknown - Unlikely Lead |  |  |  | No | Other |  | Will Inspect meter box at a later date | Unknown | Don't Know | Don't Know |  | Building | Unknown | Unknown | No |  |  | Unknown
3943 | 1606-D W CALLE SUR ST, HOBBS NM |  | No | No | Unknown - Unlikely Lead | Don't Know |  |  |  | No | Other |  | Will Inspect meter box at a later date | Unknown - Unlikely Lead |  |  |  | No | Other |  | Will Inspect meter box at a later date | Unknown | Don't Know | Don't Know |  | Building | Unknown | Unknown | No |  |  | Unknown
3027 | 3901 N CENTRAL F 306, HOBBS NM |  | No | No | Non-Lead - Plastic | No | 2009 | 3/4 | Field inspection only with no records | Yes | Visual inspection at the meter pit | 05/26/2024 00:00:00 |  | Non-Lead - Plastic | 2009 | 3/4 | Installation date after lead ban | Yes | Visual inspection at the meter pit | 05/26/2024 00:00:00 |  | Non-Lead | No | No |  | Single Family Residence |  | No | No |  |  | Non-Lead
4537 | 4804 W DARK HORSE RD, HOBBS NM |  | No | No | Non-Lead - Plastic | No | 2015 | 3/4 | Field inspection only with no records | Yes | Visual inspection at the meter pit | 05/26/2024 00:00:00 |  | Non-Lead - Plastic | 2015 | 3/4 | Installation date after lead ban | Yes | Visual inspection at the meter pit | 05/26/2024 00:00:00 |  | Non-Lead | No | No |  | Single Family Residence |  | No | No |  |  | Non-Lead
13748 | 810 S TEXACO RD, HOBBS NM |  | No | No | Unknown - Unlikely Lead | Don't Know |  |  |  | No | Other |  | Will Inspect meter box at a later date | Unknown - Unlikely Lead |  |  |  | No | Other |  | Will Inspect meter box at a later date | Unknown | Don't Know | Don't Know |  | Building | Unknown | Unknown | No |  |  | Unknown
2595 | 218 S AVENUE C, HOBBS NM |  | No | No | Unknown - Unlikely Lead | Don't Know |  |  |  | No | Other |  | Will Inspect meter box at a later date | Unknown - Unlikely Lead |  |  |  | No | Other |  | Will Inspect meter box at a later date | Unknown | Don't Know | Don't Know |  | Building | Unknown | Unknown | No |  |  | Unknown
13838 | 2826 N VISTA DR, HOBBS NM |  | No | No | Unknown - Unlikely Lead | Don't Know |  |  |  | No | Other |  | Will Inspect meter box at a later date | Unknown - Unlikely Lead |  |  |  | No | Other |  | Will Inspect meter box at a later date | Unknown | Don't Know | Don't Know |  | Building | Unknown | Unknown | No |  |  | Unknown
3285 | 807 W COCHITI AVE, HOBBS NM |  | No | No | Unknown - Unlikely Lead | Don't Know |  |  |  | No | Other |  | Will Inspect meter box at a later date | Unknown - Unlikely Lead |  |  |  | No | Other |  | Will Inspect meter box at a later date | Unknown | Don't Know | Don't Know |  | Building | Unknown | Unknown | No |  |  | Unknown
13948 | 2934 N WEDGEWOOD DR, HOBBS NM |  | No | No | Non-Lead - Plastic | Don't Know | 2019 | 1 | Field inspection only with no records | Yes | Visual inspection at the meter pit | 08/19/2024 00:00:00 |  | Non-Lead - Plastic | 2019 | 1 | Field inspection only with no records | Yes | Visual inspection at the meter pit | 08/19/2024 00:00:00 |  | Non-Lead | No | Don't Know |  | Single Family Residence |  | No | No |  |  | Non-Lead
454 | 327 W ALTO DR, HOBBS NM |  | No | No | Unknown - Unlikely Lead | Don't Know |  |  |  | No | Other |  | Will Inspect meter box at a later date | Unknown - Unlikely Lead |  |  |  | No | Other |  | Will Inspect meter box at a later date | Unknown | Don't Know | Don't Know |  | Building | Unknown | Unknown | No |  |  | Unknown
3165 | 3901 N CENTRAL O 207, HOBBS NM |  | No | No | Non-Lead - Plastic | No | 2009 | 3/4 | Field inspection only with no records | Yes | Visual inspection at the meter pit | 05/26/2024 00:00:00 |  | Non-Lead - Plastic | 2009 | 3/4 | Installation date after lead ban | Yes | Visual inspection at the meter pit | 05/26/2024 00:00:00 |  | Non-Lead | No | No |  | Single Family Residence |  | No | No |  |  | Non-Lead
2359 | 909 S COCHRAN ST, HOBBS NM |  | No | No | Unknown - Unlikely Lead | Don't Know |  |  |  | No | Other |  | Will Inspect meter box at a later date | Unknown - Unlikely Lead |  |  |  | No | Other |  | Will Inspect meter box at a later date | Unknown | Don't Know | Don't Know |  | Building | Unknown | Unknown | No |  |  | Unknown
14053 | 1200 E WALKER DR, HOBBS NM |  | No | No | Unknown - Unlikely Lead | Don't Know |  |  |  | No | Other |  | Will Inspect meter box at a later date | Unknown - Unlikely Lead |  |  |  | No | Other |  | Will Inspect meter box at a later date | Unknown | Don't Know | Don't Know |  | Building | Unknown | Unknown | No |  |  | Unknown
1483 | 2326 N BRAZOS AVE, HOBBS NM |  | No | No | Unknown - Unlikely Lead | Don't Know |  |  |  | No | Other |  | Will Inspect meter box at a later date | Unknown - Unlikely Lead |  |  |  | No | Other |  | Will Inspect meter box at a later date | Unknown | Don't Know | Don't Know |  | Building | Unknown | Unknown | No |  |  | Unknown
3157 | 3901 N CENTRAL N 107, HOBBS NM |  | No | No | Non-Lead - Plastic | No | 2009 | 3/4 | Field inspection only with no records | Yes | Visual inspection at the meter pit | 05/26/2024 00:00:00 |  | Non-Lead - Plastic | 2009 | 3/4 | Installation date after lead ban | Yes | Visual inspection at the meter pit | 05/26/2024 00:00:00 |  | Non-Lead | No | No |  | Single Family Residence |  | No | No |  |  | Non-Lead
2961 | 3901 N CENTRAL C 303, HOBBS NM |  | No | No | Non-Lead - Plastic | No | 2009 | 3/4 | Field inspection only with no records | Yes | Visual inspection at the meter pit | 05/26/2024 00:00:00 |  | Non-Lead - Plastic | 2009 | 3/4 | Installation date after lead ban | Yes | Visual inspection at the meter pit | 05/26/2024 00:00:00 |  | Non-Lead | No | No |  | Single Family Residence |  | No | No |  |  | Non-Lead
1989 | 409 E CORBETT ST, HOBBS NM |  | No | No | Unknown - Unlikely Lead | Don't Know |  |  |  | No | Other |  | Will Inspect meter box at a later date | Unknown - Unlikely Lead |  |  |  | No | Other |  | Will Inspect meter box at a later date | Unknown | Don't Know | Don't Know |  | Building | Unknown | Unknown | No |  |  | Unknown
13863 | 2009 N VEGA CT, HOBBS NM |  | No | No | Unknown - Unlikely Lead | Don't Know |  |  |  | No | Other |  | Will Inspect meter box at a later date | Unknown - Unlikely Lead |  |  |  | No | Other |  | Will Inspect meter box at a later date | Unknown | Don't Know | Don't Know |  | Building | Unknown | Unknown | No |  |  | Unknown
2103 | 313 W CLINTON ST, HOBBS NM |  | No | No | Unknown - Unlikely Lead | Don't Know |  |  |  | No | Other |  | Will Inspect meter box at a later date | Unknown - Unlikely Lead |  |  |  | No | Other |  | Will Inspect meter box at a later date | Unknown | Don't Know | Don't Know |  | Building | Unknown | Unknown | No |  |  | Unknown
1534 | 2010 E BRAZOS PL, HOBBS NM |  | No | No | Unknown - Unlikely Lead | Don't Know |  |  |  | No | Other |  | Will Inspect meter box at a later date | Unknown - Unlikely Lead |  |  |  | No | Other |  | Will Inspect meter box at a later date | Unknown | Don't Know | Don't Know |  | Building | Unknown | Unknown | No |  |  | Unknown
4411 | 3320 N DAL PASO ST #2, HOBBS NM |  | No | No | Unknown - Unlikely Lead | Don't Know |  |  |  | No | Other |  | Will Inspect meter box at a later date | Unknown - Unlikely Lead |  |  |  | No | Other |  | Will Inspect meter box at a later date | Unknown | Don't Know | Don't Know |  | Building | Unknown | Unknown | No |  |  | Unknown
1532 | 1900 N BRAZOS AVE, HOBBS NM |  | No | No | Unknown - Unlikely Lead | Don't Know |  |  |  | No | Other |  | Will Inspect meter box at a later date | Unknown - Unlikely Lead |  |  |  | No | Other |  | Will Inspect meter box at a later date | Unknown | Don't Know | Don't Know |  | Building | Unknown | Unknown | No |  |  | Unknown
3599 | 327 N COLEMAN ST, HOBBS NM |  | No | No | Unknown - Unlikely Lead | Don't Know |  |  |  | No | Other |  | Will Inspect meter box at a later date | Unknown - Unlikely Lead |  |  |  | No | Other |  | Will Inspect meter box at a later date | Unknown | Don't Know | Don't Know |  | Building | Unknown | Unknown | No |  |  | Unknown
2106 | 411 W CLINTON ST, HOBBS NM |  | No | No | Unknown - Unlikely Lead | Don't Know |  |  |  | No | Other |  | Will Inspect meter box at a later date | Unknown - Unlikely Lead |  |  |  | No | Other |  | Will Inspect meter box at a later date | Unknown | Don't Know | Don't Know |  | Building | Unknown | Unknown | No |  |  | Unknown
1827 | 617 W BROADWAY ST, HOBBS NM |  | No | No | Unknown - Unlikely Lead | Don't Know |  |  |  | No | Other |  | Will Inspect meter box at a later date | Unknown - Unlikely Lead |  |  |  | No | Other |  | Will Inspect meter box at a later date | Unknown | Don't Know | Don't Know |  | Building | Unknown | Unknown | No |  |  | Unknown
1752 | 1 BROADMOOR PARK, HOBBS NM |  | No | No | Non-Lead - Plastic | No | 2003 | 3/4 | Field inspection only with no records | Yes | Visual inspection at the meter pit | 05/26/2024 00:00:00 |  | Non-Lead - Plastic | 2003 | 3/4 | Installation date after lead ban | Yes | Visual inspection at the meter pit | 05/26/2024 00:00:00 |  | Non-Lead | No | No |  | Single Family Residence |  | No | No |  |  | Non-Lead
3101 | 3901 N CENTRAL H 108, HOBBS NM |  | No | No | Non-Lead - Plastic | No | 2009 | 3/4 | Field inspection only with no records | Yes | Visual inspection at the meter pit | 05/26/2024 00:00:00 |  | Non-Lead - Plastic | 2009 | 3/4 | Installation date after lead ban | Yes | Visual inspection at the meter pit | 05/26/2024 00:00:00 |  | Non-Lead | No | No |  | Single Family Residence |  | No | No |  |  | Non-Lead
3523 | 1111 N COLEMAN ST, HOBBS NM |  | No | No | Unknown - Unlikely Lead | Don't Know |  |  |  | No | Other |  | Will Inspect meter box at a later date | Unknown - Unlikely Lead |  |  |  | No | Other |  | Will Inspect meter box at a later date | Unknown | Don't Know | Don't Know |  | Building | Unknown | Unknown | No |  |  | Unknown
1582 | 1600 BRADLEY CT, HOBBS NM |  | No | No | Unknown - Unlikely Lead | Don't Know |  |  |  | No | Other |  | Will Inspect meter box at a later date | Unknown - Unlikely Lead |  |  |  | No | Other |  | Will Inspect meter box at a later date | Unknown | Don't Know | Don't Know |  | Building | Unknown | Unknown | No |  |  | Unknown
2277 | 1223 N COCHRAN ST, HOBBS NM |  | No | No | Unknown - Unlikely Lead | Don't Know |  |  |  | No | Other |  | Will Inspect meter box at a later date | Unknown - Unlikely Lead |  |  |  | No | Other |  | Will Inspect meter box at a later date | Unknown | Don't Know | Don't Know |  | Building | Unknown | Unknown | No |  |  | Unknown
4078 | 2308 CHARLCIA BLVD, HOBBS NM |  | No | No | Unknown - Unlikely Lead | Don't Know |  |  |  | No | Other |  | Will Inspect meter box at a later date | Unknown - Unlikely Lead |  |  |  | No | Other |  | Will Inspect meter box at a later date | Unknown | Don't Know | Don't Know |  | Building | Unknown | Unknown | No |  |  | Unknown
2617 | 2221 N CIELO DR, HOBBS NM |  | No | No | Unknown - Unlikely Lead | Don't Know |  |  |  | No | Other |  | Will Inspect meter box at a later date | Unknown - Unlikely Lead |  |  |  | No | Other |  | Will Inspect meter box at a later date | Unknown | Don't Know | Don't Know |  | Building | Unknown | Unknown | No |  |  | Unknown
4005 | 1415 N COBB DR, HOBBS NM |  | No | No | Unknown - Unlikely Lead | Don't Know |  |  |  | No | Other |  | Will Inspect meter box at a later date | Unknown - Unlikely Lead |  |  |  | No | Other |  | Will Inspect meter box at a later date | Unknown | Don't Know | Don't Know |  | Building | Unknown | Unknown | No |  |  | Unknown
3225 | 3521 N CENTRAL DR, HOBBS NM |  | No | No | Unknown - Unlikely Lead | Don't Know |  |  |  | No | Other |  | Will Inspect meter box at a later date | Unknown - Unlikely Lead |  |  |  | No | Other |  | Will Inspect meter box at a later date | Unknown | Don't Know | Don't Know |  | Building | Unknown | Unknown | No |  |  | Unknown
4340 | 3419 N DAL PASO BLD 10 A, HOBBS NM |  | No | No | Non-Lead - Plastic | No | 2020 | 3/4 | Field inspection only with no records | Yes | Visual inspection at the meter pit | 05/26/2024 00:00:00 |  | Non-Lead - Plastic |  | 3/4 | Installation date after lead ban | Yes | Visual inspection at the meter pit | 05/26/2024 00:00:00 |  | Non-Lead | No | No |  | Single Family Residence |  | No | No |  |  | Non-Lead
13961 | 521 E WHITE ST, HOBBS NM |  | No | No | Unknown - Unlikely Lead | Don't Know |  |  |  | No | Other |  | Will Inspect meter box at a later date | Unknown - Unlikely Lead |  |  |  | No | Other |  | Will Inspect meter box at a later date | Unknown | Don't Know | Don't Know |  | Building | Unknown | Unknown | No |  |  | Unknown
3127 | 3901 N CENTRAL F 103, HOBBS NM |  | No | No | Non-Lead - Plastic | No | 2009 | 3/4 | Field inspection only with no records | Yes | Visual inspection at the meter pit | 05/26/2024 00:00:00 |  | Non-Lead - Plastic | 2009 | 3/4 | Installation date after lead ban | Yes | Visual inspection at the meter pit | 05/26/2024 00:00:00 |  | Non-Lead | No | No |  | Single Family Residence |  | No | No |  |  | Non-Lead
235 | 919 E ALBERTSON DR, HOBBS NM |  | No | No | Unknown - Unlikely Lead | Don't Know |  |  |  | No | Other |  | Will Inspect meter box at a later date | Unknown - Unlikely Lead |  |  |  | No | Other |  | Will Inspect meter box at a later date | Unknown | Don't Know | Don't Know |  | Building | Unknown | Unknown | No |  |  | Unknown
1406 | 314 W BYERS ST, HOBBS NM |  | No | No | Unknown - Unlikely Lead | Don't Know |  |  |  | No | Other |  | Will Inspect meter box at a later date | Unknown - Unlikely Lead |  |  |  | No | Other |  | Will Inspect meter box at a later date | Unknown | Don't Know | Don't Know |  | Building | Unknown | Unknown | No |  |  | Unknown
3053 | 3901 N CENTRAL E 107, HOBBS NM |  | No | No | Non-Lead - Plastic | No | 2009 | 3/4 | Field inspection only with no records | Yes | Visual inspection at the meter pit | 05/26/2024 00:00:00 |  | Non-Lead - Plastic | 2009 | 3/4 | Installation date after lead ban | Yes | Visual inspection at the meter pit | 05/26/2024 00:00:00 |  | Non-Lead | No | No |  | Single Family Residence |  | No | No |  |  | Non-Lead
3725 | 1111 E CIMARRON RD, HOBBS NM |  | No | No | Unknown - Unlikely Lead | Don't Know |  |  |  | No | Other |  | Will Inspect meter box at a later date | Unknown - Unlikely Lead |  |  |  | No | Other |  | Will Inspect meter box at a later date | Unknown | Don't Know | Don't Know |  | Building | Unknown | Unknown | No |  |  | Unknown
14201 | 108 E YESO DR, HOBBS NM |  | No | No | Unknown - Unlikely Lead | Don't Know |  |  |  | No | Other |  | Will Inspect meter box at a later date | Unknown - Unlikely Lead |  |  |  | No | Other |  | Will Inspect meter box at a later date | Unknown | Don't Know | Don't Know |  | Building | Unknown | Unknown | No |  |  | Unknown
2837 | 500 E COPPER AVE, HOBBS NM |  | No | No | Unknown - Unlikely Lead | Don't Know |  |  |  | No | Other |  | Will Inspect meter box at a later date | Unknown - Unlikely Lead |  |  |  | No | Other |  | Will Inspect meter box at a later date | Unknown | Don't Know | Don't Know |  | Building | Unknown | Unknown | No |  |  | Unknown
2760 | 1205 W COPPER AVE, HOBBS NM |  | No | No | Unknown - Unlikely Lead | Don't Know |  |  |  | No | Other |  | Will Inspect meter box at a later date | Unknown - Unlikely Lead |  |  |  | No | Other |  | Will Inspect meter box at a later date | Unknown | Don't Know | Don't Know |  | Building | Unknown | Unknown | No |  |  | Unknown
1981 | 4801 W BUSINESS PARK , HOBBS NM |  | No | No | Unknown - Unlikely Lead | Don't Know |  |  |  | No | Other |  | Will Inspect meter box at a later date | Unknown - Unlikely Lead |  |  |  | No | Other |  | Will Inspect meter box at a later date | Unknown | Don't Know | Don't Know |  | Building | Unknown | Unknown | No |  |  | Unknown
2200 | 131 W CASTLE AVE, HOBBS NM |  | No | No | Unknown - Unlikely Lead | Don't Know |  |  |  | No | Other |  | Will Inspect meter box at a later date | Unknown - Unlikely Lead |  |  |  | No | Other |  | Will Inspect meter box at a later date | Unknown | Don't Know | Don't Know |  | Building | Unknown | Unknown | No |  |  | Unknown
3374 | 1425 W CAPROCK ST, HOBBS NM |  | No | No | Unknown - Unlikely Lead | Don't Know |  |  |  | No | Other |  | Will Inspect meter box at a later date | Unknown - Unlikely Lead |  |  |  | No | Other |  | Will Inspect meter box at a later date | Unknown | Don't Know | Don't Know |  | Building | Unknown | Unknown | No |  |  | Unknown
405 | 214 E ALTO DR, HOBBS NM |  | No | No | Unknown - Unlikely Lead | Don't Know |  |  |  | No | Other |  | Will Inspect meter box at a later date | Unknown - Unlikely Lead |  |  |  | No | Other |  | Will Inspect meter box at a later date | Unknown | Don't Know | Don't Know |  | Building | Unknown | Unknown | No |  |  | Unknown
4462 | 207 S DAL PASO ST, HOBBS NM |  | No | No | Unknown - Unlikely Lead | Don't Know |  |  |  | No | Other |  | Will Inspect meter box at a later date | Unknown - Unlikely Lead |  |  |  | No | Other |  | Will Inspect meter box at a later date | Unknown | Don't Know | Don't Know |  | Building | Unknown | Unknown | No |  |  | Unknown
3407 | 830 W CAPROCK ST, HOBBS NM |  | No | No | Unknown - Unlikely Lead | Don't Know |  |  |  | No | Other |  | Will Inspect meter box at a later date | Unknown - Unlikely Lead |  |  |  | No | Other |  | Will Inspect meter box at a later date | Unknown | Don't Know | Don't Know |  | Building | Unknown | Unknown | No |  |  | Unknown
2514 | 1127 W COAL AVE, HOBBS NM |  | No | No | Unknown - Unlikely Lead | Don't Know |  |  |  | No | Other |  | Will Inspect meter box at a later date | Unknown - Unlikely Lead |  |  |  | No | Other |  | Will Inspect meter box at a later date | Unknown | Don't Know | Don't Know |  | Building | Unknown | Unknown | No |  |  | Unknown
3173 | 3901 N CENTRAL O 204, HOBBS NM |  | No | No | Non-Lead - Plastic | No | 2009 | 3/4 | Field inspection only with no records | Yes | Visual inspection at the meter pit | 05/26/2024 00:00:00 |  | Non-Lead - Plastic | 2009 | 3/4 | Installation date after lead ban | Yes | Visual inspection at the meter pit | 05/26/2024 00:00:00 |  | Non-Lead | No | No |  | Single Family Residence |  | No | No |  |  | Non-Lead
3116 | 3901 N CENTRAL N 207, HOBBS NM |  | No | No | Non-Lead - Plastic | No | 2009 | 3/4 | Field inspection only with no records | Yes | Visual inspection at the meter pit | 05/26/2024 00:00:00 |  | Non-Lead - Plastic | 2009 | 3/4 | Installation date after lead ban | Yes | Visual inspection at the meter pit | 05/26/2024 00:00:00 |  | Non-Lead | No | No |  | Single Family Residence |  | No | No |  |  | Non-Lead
424 | 315 E ALTO DR, HOBBS NM |  | No | No | Unknown - Unlikely Lead | Don't Know |  |  |  | No | Other |  | Will Inspect meter box at a later date | Unknown - Unlikely Lead |  |  |  | No | Other |  | Will Inspect meter box at a later date | Unknown | Don't Know | Don't Know |  | Building | Unknown | Unknown | No |  |  | Unknown
4697 | 1816 E DUNNAM ST, HOBBS NM |  | No | No | Unknown - Unlikely Lead | Don't Know |  |  |  | No | Other |  | Will Inspect meter box at a later date | Unknown - Unlikely Lead |  |  |  | No | Other |  | Will Inspect meter box at a later date | Unknown | Don't Know | Don't Know |  | Building | Unknown | Unknown | No |  |  | Unknown
395 | 2200 N ALTO DR, HOBBS NM |  | No | No | Unknown - Unlikely Lead | Don't Know |  |  |  | No | Other |  | Will Inspect meter box at a later date | Unknown - Unlikely Lead |  |  |  | No | Other |  | Will Inspect meter box at a later date | Unknown | Don't Know | Don't Know |  | Building | Unknown | Unknown | No |  |  | Unknown
3175 | 3901 N CENTRAL N 106, HOBBS NM |  | No | No | Non-Lead - Plastic | No | 2009 | 3/4 | Field inspection only with no records | Yes | Visual inspection at the meter pit | 05/26/2024 00:00:00 |  | Non-Lead - Plastic | 2009 | 3/4 | Installation date after lead ban | Yes | Visual inspection at the meter pit | 05/26/2024 00:00:00 |  | Non-Lead | No | No |  | Single Family Residence |  | No | No |  |  | Non-Lead
3686 | 1729 N CHAMA DR, HOBBS NM |  | No | No | Unknown - Unlikely Lead | Don't Know |  |  |  | No | Other |  | Will Inspect meter box at a later date | Unknown - Unlikely Lead |  |  |  | No | Other |  | Will Inspect meter box at a later date | Unknown | Don't Know | Don't Know |  | Building | Unknown | Unknown | No |  |  | Unknown
14406 | 1124 E YUCCA ST, HOBBS NM |  | No | No | Unknown - Unlikely Lead | Don't Know |  |  |  | No | Other |  | Will Inspect meter box at a later date | Unknown - Unlikely Lead |  |  |  | No | Other |  | Will Inspect meter box at a later date | Unknown | Don't Know | Don't Know |  | Building | Unknown | Unknown | No |  |  | Unknown
3051 | 3901 N CENTRAL B 206, HOBBS NM |  | No | No | Non-Lead - Plastic | No | 2009 | 3/4 | Field inspection only with no records | Yes | Visual inspection at the meter pit | 05/26/2024 00:00:00 |  | Non-Lead - Plastic | 2009 | 3/4 | Installation date after lead ban | Yes | Visual inspection at the meter pit | 05/26/2024 00:00:00 |  | Non-Lead | No | No |  | Single Family Residence |  | No | No |  |  | Non-Lead
14500 | 412 E ZIA DR, HOBBS NM |  | No | No | Unknown - Unlikely Lead | Don't Know |  |  |  | No | Other |  | Will Inspect meter box at a later date | Unknown - Unlikely Lead |  |  |  | No | Other |  | Will Inspect meter box at a later date | Unknown | Don't Know | Don't Know |  | Building | Unknown | Unknown | No |  |  | Unknown
14505 | 519 E ZIA DR, HOBBS NM |  | No | No | Unknown - Unlikely Lead | Don't Know |  |  |  | No | Other |  | Will Inspect meter box at a later date | Unknown - Unlikely Lead |  |  |  | No | Other |  | Will Inspect meter box at a later date | Unknown | Don't Know | Don't Know |  | Building | Unknown | Unknown | No |  |  | Unknown
2301 | 512 N COCHRAN ST, HOBBS NM |  | No | No | Unknown - Unlikely Lead | Don't Know |  |  |  | No | Other |  | Will Inspect meter box at a later date | Unknown - Unlikely Lead |  |  |  | No | Other |  | Will Inspect meter box at a later date | Unknown | Don't Know | Don't Know |  | Building | Unknown | Unknown | No |  |  | Unknown
2812 | 509 E COPPER AVE, HOBBS NM |  | No | No | Unknown - Unlikely Lead | Don't Know |  |  |  | No | Other |  | Will Inspect meter box at a later date | Unknown - Unlikely Lead |  |  |  | No | Other |  | Will Inspect meter box at a later date | Unknown | Don't Know | Don't Know |  | Building | Unknown | Unknown | No |  |  | Unknown
14208 | 726 E YESO DR, HOBBS NM |  | No | No | Unknown - Unlikely Lead | Don't Know |  |  |  | No | Other |  | Will Inspect meter box at a later date | Unknown - Unlikely Lead |  |  |  | No | Other |  | Will Inspect meter box at a later date | Unknown | Don't Know | Don't Know |  | Building | Unknown | Unknown | No |  |  | Unknown
3378 | 1405 W CAPROCK ST, HOBBS NM |  | No | No | Unknown - Unlikely Lead | Don't Know |  |  |  | No | Other |  | Will Inspect meter box at a later date | Unknown - Unlikely Lead |  |  |  | No | Other |  | Will Inspect meter box at a later date | Unknown | Don't Know | Don't Know |  | Building | Unknown | Unknown | No |  |  | Unknown
417 | 119 E ALTO DR, HOBBS NM |  | No | No | Unknown - Unlikely Lead | Don't Know |  |  |  | No | Other |  | Will Inspect meter box at a later date | Unknown - Unlikely Lead |  |  |  | No | Other |  | Will Inspect meter box at a later date | Unknown | Don't Know | Don't Know |  | Building | Unknown | Unknown | No |  |  | Unknown
3916 | 1510-A W CALLE SUR ST, HOBBS NM |  | No | No | Unknown - Unlikely Lead | Don't Know |  |  |  | No | Other |  | Will Inspect meter box at a later date | Unknown - Unlikely Lead |  |  |  | No | Other |  | Will Inspect meter box at a later date | Unknown | Don't Know | Don't Know |  | Building | Unknown | Unknown | No |  |  | Unknown
1666 | 1623 N BRECKON DR, HOBBS NM |  | No | No | Unknown - Unlikely Lead | Don't Know |  |  |  | No | Other |  | Will Inspect meter box at a later date | Unknown - Unlikely Lead |  |  |  | No | Other |  | Will Inspect meter box at a later date | Unknown | Don't Know | Don't Know |  | Building | Unknown | Unknown | No |  |  | Unknown
2341 | 1616 S COCHRAN ST, HOBBS NM |  | No | No | Unknown - Unlikely Lead | Don't Know |  |  |  | No | Other |  | Will Inspect meter box at a later date | Unknown - Unlikely Lead |  |  |  | No | Other |  | Will Inspect meter box at a later date | Unknown | Don't Know | Don't Know |  | Building | Unknown | Unknown | No |  |  | Unknown
3563 | 819 N COLEMAN ST, HOBBS NM |  | No | No | Unknown - Unlikely Lead | Don't Know |  |  |  | No | Other |  | Will Inspect meter box at a later date | Unknown - Unlikely Lead |  |  |  | No | Other |  | Will Inspect meter box at a later date | Unknown | Don't Know | Don't Know |  | Building | Unknown | Unknown | No |  |  | Unknown
1830 | 223 W BROADWAY ST, HOBBS NM |  | No | No | Unknown - Unlikely Lead | Don't Know |  |  |  | No | Other |  | Will Inspect meter box at a later date | Unknown - Unlikely Lead |  |  |  | No | Other |  | Will Inspect meter box at a later date | Unknown | Don't Know | Don't Know |  | Building | Unknown | Unknown | No |  |  | Unknown
4465 | 1011 S DAL PASO ST, HOBBS NM |  | No | No | Unknown - Unlikely Lead | Don't Know |  |  |  | No | Other |  | Will Inspect meter box at a later date | Unknown - Unlikely Lead |  |  |  | No | Other |  | Will Inspect meter box at a later date | Unknown | Don't Know | Don't Know |  | Building | Unknown | Unknown | No |  |  | Unknown
2528 | 414 E CAIN ST, HOBBS NM |  | No | No | Unknown - Unlikely Lead | Don't Know |  |  |  | No | Other |  | Will Inspect meter box at a later date | Unknown - Unlikely Lead |  |  |  | No | Other |  | Will Inspect meter box at a later date | Unknown | Don't Know | Don't Know |  | Building | Unknown | Unknown | No |  |  | Unknown
1581 | 1633 BRADLEY CT, HOBBS NM |  | No | No | Unknown - Unlikely Lead | Don't Know |  |  |  | No | Other |  | Will Inspect meter box at a later date | Unknown - Unlikely Lead |  |  |  | No | Other |  | Will Inspect meter box at a later date | Unknown | Don't Know | Don't Know |  | Building | Unknown | Unknown | No |  |  | Unknown
4058 | 2628 CHARLCIA BLVD, HOBBS NM |  | No | No | Unknown - Unlikely Lead | Don't Know |  |  |  | No | Other |  | Will Inspect meter box at a later date | Unknown - Unlikely Lead |  |  |  | No | Other |  | Will Inspect meter box at a later date | Unknown | Don't Know | Don't Know |  | Building | Unknown | Unknown | No |  |  | Unknown
305 | 109 W ALSTON ST, HOBBS NM |  | No | No | Unknown - Unlikely Lead | Don't Know |  |  |  | No | Other |  | Will Inspect meter box at a later date | Unknown - Unlikely Lead |  |  |  | No | Other |  | Will Inspect meter box at a later date | Unknown | Don't Know | Don't Know |  | Building | Unknown | Unknown | No |  |  | Unknown
13997 | 615 E WHITE ST, HOBBS NM |  | No | No | Unknown - Unlikely Lead | Don't Know |  |  |  | No | Other |  | Will Inspect meter box at a later date | Unknown - Unlikely Lead |  |  |  | No | Other |  | Will Inspect meter box at a later date | Unknown | Don't Know | Don't Know |  | Building | Unknown | Unknown | No |  |  | Unknown
13899 | 219 W VEGA DR, HOBBS NM |  | No | No | Unknown - Unlikely Lead | Don't Know |  |  |  | No | Other |  | Will Inspect meter box at a later date | Unknown - Unlikely Lead |  |  |  | No | Other |  | Will Inspect meter box at a later date | Unknown | Don't Know | Don't Know |  | Building | Unknown | Unknown | No |  |  | Unknown
13897 | 207 W VEGA DR, HOBBS NM |  | No | No | Unknown - Unlikely Lead | Don't Know |  |  |  | No | Other |  | Will Inspect meter box at a later date | Unknown - Unlikely Lead |  |  |  | No | Other |  | Will Inspect meter box at a later date | Unknown | Don't Know | Don't Know |  | Building | Unknown | Unknown | No |  |  | Unknown
14315 | 1021 E YESO DR 402A, HOBBS NM |  | No | No | Unknown - Unlikely Lead | Don't Know |  |  |  | No | Other |  | Will Inspect meter box at a later date | Unknown - Unlikely Lead |  |  |  | No | Other |  | Will Inspect meter box at a later date | Unknown | Don't Know | Don't Know |  | Building | Unknown | Unknown | No |  |  | Unknown
4639 | 606 E DUNNAM ST, HOBBS NM |  | No | No | Unknown - Unlikely Lead | Don't Know |  |  |  | No | Other |  | Will Inspect meter box at a later date | Unknown - Unlikely Lead |  |  |  | No | Other |  | Will Inspect meter box at a later date | Unknown | Don't Know | Don't Know |  | Building | Unknown | Unknown | No |  |  | Unknown
3130 | 3901 N CENTRAL B 104, HOBBS NM |  | No | No | Non-Lead - Plastic | No | 2009 | 3/4 | Field inspection only with no records | Yes | Visual inspection at the meter pit | 05/26/2024 00:00:00 |  | Non-Lead - Plastic | 2009 | 3/4 | Installation date after lead ban | Yes | Visual inspection at the meter pit | 05/26/2024 00:00:00 |  | Non-Lead | No | No |  | Single Family Residence |  | No | No |  |  | Non-Lead
1963 | 1704 E BOND ST, HOBBS NM |  | No | No | Unknown - Unlikely Lead | Don't Know |  |  |  | No | Other |  | Will Inspect meter box at a later date | Unknown - Unlikely Lead |  |  |  | No | Other |  | Will Inspect meter box at a later date | Unknown | Don't Know | Don't Know |  | Building | Unknown | Unknown | No |  |  | Unknown
2816 | 514 E COPPER AVE, HOBBS NM |  | No | No | Unknown - Unlikely Lead | Don't Know |  |  |  | No | Other |  | Will Inspect meter box at a later date | Unknown - Unlikely Lead |  |  |  | No | Other |  | Will Inspect meter box at a later date | Unknown | Don't Know | Don't Know |  | Building | Unknown | Unknown | No |  |  | Unknown
2854 | 215 E CLEARFORK DR, HOBBS NM |  | No | No | Unknown - Unlikely Lead | Don't Know |  |  |  | No | Other |  | Will Inspect meter box at a later date | Unknown - Unlikely Lead |  |  |  | No | Other |  | Will Inspect meter box at a later date | Unknown | Don't Know | Don't Know |  | Building | Unknown | Unknown | No |  |  | Unknown
14255 | 1236 E YESO DR, HOBBS NM |  | No | No | Unknown - Unlikely Lead | Don't Know |  |  |  | No | Other |  | Will Inspect meter box at a later date | Unknown - Unlikely Lead |  |  |  | No | Other |  | Will Inspect meter box at a later date | Unknown | Don't Know | Don't Know |  | Building | Unknown | Unknown | No |  |  | Unknown
13719 | 310 W TAYLOR ST, HOBBS NM |  | No | No | Unknown - Unlikely Lead | Don't Know |  |  |  | No | Other |  | Will Inspect meter box at a later date | Unknown - Unlikely Lead |  |  |  | No | Other |  | Will Inspect meter box at a later date | Unknown | Don't Know | Don't Know |  | Building | Unknown | Unknown | No |  |  | Unknown
14481 | 1201 ZUNI ST, HOBBS NM |  | No | No | Unknown - Unlikely Lead | Don't Know |  |  |  | No | Other |  | Will Inspect meter box at a later date | Unknown - Unlikely Lead |  |  |  | No | Other |  | Will Inspect meter box at a later date | Unknown | Don't Know | Don't Know |  | Building | Unknown | Unknown | No |  |  | Unknown
2597 | 223 S AVENUE C, HOBBS NM |  | No | No | Unknown - Unlikely Lead | Don't Know |  |  |  | No | Other |  | Will Inspect meter box at a later date | Unknown - Unlikely Lead |  |  |  | No | Other |  | Will Inspect meter box at a later date | Unknown | Don't Know | Don't Know |  | Building | Unknown | Unknown | No |  |  | Unknown
2815 | 426 E COPPER AVE, HOBBS NM |  | No | No | Unknown - Unlikely Lead | Don't Know |  |  |  | No | Other |  | Will Inspect meter box at a later date | Unknown - Unlikely Lead |  |  |  | No | Other |  | Will Inspect meter box at a later date | Unknown | Don't Know | Don't Know |  | Building | Unknown | Unknown | No |  |  | Unknown
14060 | 123 W WOLFCAMP DR, HOBBS NM |  | No | No | Unknown - Unlikely Lead | Don't Know |  |  |  | No | Other |  | Will Inspect meter box at a later date | Unknown - Unlikely Lead |  |  |  | No | Other |  | Will Inspect meter box at a later date | Unknown | Don't Know | Don't Know |  | Building | Unknown | Unknown | No |  |  | Unknown
4726 | 1108 W DUNNAM ST, HOBBS NM |  | No | No | Unknown - Unlikely Lead | Don't Know |  |  |  | No | Other |  | Will Inspect meter box at a later date | Unknown - Unlikely Lead |  |  |  | No | Other |  | Will Inspect meter box at a later date | Unknown | Don't Know | Don't Know |  | Building | Unknown | Unknown | No |  |  | Unknown
3684 | 1837 N CHAMA DR, HOBBS NM |  | No | No | Unknown - Unlikely Lead | Don't Know |  |  |  | No | Other |  | Will Inspect meter box at a later date | Unknown - Unlikely Lead |  |  |  | No | Other |  | Will Inspect meter box at a later date | Unknown | Don't Know | Don't Know |  | Building | Unknown | Unknown | No |  |  | Unknown
2063 | 611 E CLINTON ST, HOBBS NM |  | No | No | Unknown - Unlikely Lead | Don't Know |  |  |  | No | Other |  | Will Inspect meter box at a later date | Unknown - Unlikely Lead |  |  |  | No | Other |  | Will Inspect meter box at a later date | Unknown | Don't Know | Don't Know |  | Building | Unknown | Unknown | No |  |  | Unknown
3707 | 3221 N CIBOLA AVE, HOBBS NM |  | No | No | Unknown - Unlikely Lead | Don't Know |  |  |  | No | Other |  | Will Inspect meter box at a later date | Unknown - Unlikely Lead |  |  |  | No | Other |  | Will Inspect meter box at a later date | Unknown | Don't Know | Don't Know |  | Building | Unknown | Unknown | No |  |  | Unknown
3099 | 3901 N CENTRAL K 302, HOBBS NM |  | No | No | Non-Lead - Plastic | No | 2009 | 3/4 | Field inspection only with no records | Yes | Visual inspection at the meter pit | 05/26/2024 00:00:00 |  | Non-Lead - Plastic | 2009 | 3/4 | Installation date after lead ban | Yes | Visual inspection at the meter pit | 05/26/2024 00:00:00 |  | Non-Lead | No | No |  | Single Family Residence |  | No | No |  |  | Non-Lead
1480 | 2409 N BRAZOS AVE, HOBBS NM |  | No | No | Non-Lead - Plastic | Don't Know |  | 1 | Field inspection only with no records | Yes | Visual inspection at the meter pit | 09/10/2024 00:00:00 |  | Non-Lead - Plastic |  | 1 | Field inspection only with no records | Yes | Visual inspection at the meter pit | 09/10/2024 00:00:00 |  | Non-Lead | No | Don't Know |  | Single Family Residence |  | No | No |  |  | Non-Lead
3448 | 508 N CECIL ST, HOBBS NM |  | No | No | Unknown - Unlikely Lead | Don't Know |  |  |  | No | Other |  | Will Inspect meter box at a later date | Unknown - Unlikely Lead |  |  |  | No | Other |  | Will Inspect meter box at a later date | Unknown | Don't Know | Don't Know |  | Building | Unknown | Unknown | No |  |  | Unknown
2418 | 311 S CHILDERS DR, HOBBS NM |  | No | No | Unknown - Unlikely Lead | Don't Know |  |  |  | No | Other |  | Will Inspect meter box at a later date | Unknown - Unlikely Lead |  |  |  | No | Other |  | Will Inspect meter box at a later date | Unknown | Don't Know | Don't Know |  | Building | Unknown | Unknown | No |  |  | Unknown
14187 | 309 W WOODFIN DR, HOBBS NM |  | No | No | Unknown - Unlikely Lead | Don't Know |  |  |  | No | Other |  | Will Inspect meter box at a later date | Unknown - Unlikely Lead |  |  |  | No | Other |  | Will Inspect meter box at a later date | Unknown | Don't Know | Don't Know |  | Building | Unknown | Unknown | No |  |  | Unknown
3234 | 3527 N CENTRAL DR, HOBBS NM |  | No | No | Unknown - Unlikely Lead | Don't Know |  |  |  | No | Other |  | Will Inspect meter box at a later date | Unknown - Unlikely Lead |  |  |  | No | Other |  | Will Inspect meter box at a later date | Unknown | Don't Know | Don't Know |  | Building | Unknown | Unknown | No |  |  | Unknown
3643 | 724 S CARLTON ST, HOBBS NM |  | No | No | Unknown - Unlikely Lead | Don't Know |  |  |  | No | Other |  | Will Inspect meter box at a later date | Unknown - Unlikely Lead |  |  |  | No | Other |  | Will Inspect meter box at a later date | Unknown | Don't Know | Don't Know |  | Building | Unknown | Unknown | No |  |  | Unknown
3450 | 505 N CECIL ST, HOBBS NM |  | No | No | Unknown - Unlikely Lead | Don't Know |  |  |  | No | Other |  | Will Inspect meter box at a later date | Unknown - Unlikely Lead |  |  |  | No | Other |  | Will Inspect meter box at a later date | Unknown | Don't Know | Don't Know |  | Building | Unknown | Unknown | No |  |  | Unknown
2432 | 1126 W COAL AVE, HOBBS NM |  | No | No | Unknown - Unlikely Lead | Don't Know |  |  |  | No | Other |  | Will Inspect meter box at a later date | Unknown - Unlikely Lead |  |  |  | No | Other |  | Will Inspect meter box at a later date | Unknown | Don't Know | Don't Know |  | Building | Unknown | Unknown | No |  |  | Unknown
2411 | 431 S CHILDERS DR, HOBBS NM |  | No | No | Unknown - Unlikely Lead | Don't Know |  |  |  | No | Other |  | Will Inspect meter box at a later date | Unknown - Unlikely Lead |  |  |  | No | Other |  | Will Inspect meter box at a later date | Unknown | Don't Know | Don't Know |  | Building | Unknown | Unknown | No |  |  | Unknown
4017 | 2417 CATTLE CALL DR, HOBBS NM |  | No | No | Unknown - Unlikely Lead | Don't Know |  |  |  | No | Other |  | Will Inspect meter box at a later date | Unknown - Unlikely Lead |  |  |  | No | Other |  | Will Inspect meter box at a later date | Unknown | Don't Know | Don't Know |  | Building | Unknown | Unknown | No |  |  | Unknown
3205 | 3541 N CENTRAL DR, HOBBS NM |  | No | No | Unknown - Unlikely Lead | Don't Know |  |  |  | No | Other |  | Will Inspect meter box at a later date | Unknown - Unlikely Lead |  |  |  | No | Other |  | Will Inspect meter box at a later date | Unknown | Don't Know | Don't Know |  | Building | Unknown | Unknown | No |  |  | Unknown
1804 | 103 W BROADWAY ST, HOBBS NM |  | No | No | Unknown - Unlikely Lead | Don't Know |  |  |  | No | Other |  | Will Inspect meter box at a later date | Unknown - Unlikely Lead |  |  |  | No | Other |  | Will Inspect meter box at a later date | Unknown | Don't Know | Don't Know |  | Building | Unknown | Unknown | No |  |  | Unknown
3657 | 1627 N CHAMA DR, HOBBS NM |  | No | No | Unknown - Unlikely Lead | Don't Know |  |  |  | No | Other |  | Will Inspect meter box at a later date | Unknown - Unlikely Lead |  |  |  | No | Other |  | Will Inspect meter box at a later date | Unknown | Don't Know | Don't Know |  | Building | Unknown | Unknown | No |  |  | Unknown
4145 | 903 W CORTO, HOBBS NM |  | No | No | Unknown - Unlikely Lead | Don't Know |  |  |  | No | Other |  | Will Inspect meter box at a later date | Unknown - Unlikely Lead |  |  |  | No | Other |  | Will Inspect meter box at a later date | Unknown | Don't Know | Don't Know |  | Building | Unknown | Unknown | No |  |  | Unknown
261 | 316 E ALBERTSON DR, HOBBS NM |  | No | No | Unknown - Unlikely Lead | Don't Know |  |  |  | No | Other |  | Will Inspect meter box at a later date | Unknown - Unlikely Lead |  |  |  | No | Other |  | Will Inspect meter box at a later date | Unknown | Don't Know | Don't Know |  | Building | Unknown | Unknown | No |  |  | Unknown
3371 | 1012 W CAPROCK ST, HOBBS NM |  | No | No | Unknown - Unlikely Lead | Don't Know |  |  |  | No | Other |  | Will Inspect meter box at a later date | Unknown - Unlikely Lead |  |  |  | No | Other |  | Will Inspect meter box at a later date | Unknown | Don't Know | Don't Know |  | Building | Unknown | Unknown | No |  |  | Unknown
403 | 408 E ALTO DR, HOBBS NM |  | No | No | Unknown - Unlikely Lead | Don't Know |  |  |  | No | Other |  | Will Inspect meter box at a later date | Unknown - Unlikely Lead |  |  |  | No | Other |  | Will Inspect meter box at a later date | Unknown | Don't Know | Don't Know |  | Building | Unknown | Unknown | No |  |  | Unknown
1950 | 2119 E BOND ST, HOBBS NM |  | No | No | Unknown - Unlikely Lead | Don't Know |  |  |  | No | Other |  | Will Inspect meter box at a later date | Unknown - Unlikely Lead |  |  |  | No | Other |  | Will Inspect meter box at a later date | Unknown | Don't Know | Don't Know |  | Building | Unknown | Unknown | No |  |  | Unknown
13935 | 2812 N WEDGEWOOD DR, HOBBS NM |  | No | No | Non-Lead - Plastic | Don't Know | 2019 | 1 | Field inspection only with no records | Yes | Visual inspection at the meter pit | 08/19/2024 00:00:00 |  | Non-Lead - Plastic | 2019 | 1 | Field inspection only with no records | Yes | Visual inspection at the meter pit | 08/19/2024 00:00:00 |  | Non-Lead | No | Don't Know |  | Single Family Residence |  | No | No |  |  | Non-Lead
4082 | 2901 N CLIFFWOOD CIRCLE, HOBBS NM |  | No | No | Non-Lead - Plastic | Don't Know | 2019 | 1 | Field inspection only with no records | Yes | Visual inspection at the meter pit | 08/19/2024 00:00:00 |  | Non-Lead - Plastic | 2019 | 1 | Field inspection only with no records | Yes | Visual inspection at the meter pit | 08/19/2024 00:00:00 |  | Non-Lead | No | Don't Know |  | Single Family Residence |  | No | No |  |  | Non-Lead
3626 | 620 N COLEMAN ST, HOBBS NM |  | No | No | Unknown - Unlikely Lead | Don't Know |  |  |  | No | Other |  | Will Inspect meter box at a later date | Unknown - Unlikely Lead |  |  |  | No | Other |  | Will Inspect meter box at a later date | Unknown | Don't Know | Don't Know |  | Building | Unknown | Unknown | No |  |  | Unknown
13915 | 112 W VEGA DR, HOBBS NM |  | No | No | Unknown - Unlikely Lead | Don't Know |  |  |  | No | Other |  | Will Inspect meter box at a later date | Unknown - Unlikely Lead |  |  |  | No | Other |  | Will Inspect meter box at a later date | Unknown | Don't Know | Don't Know |  | Building | Unknown | Unknown | No |  |  | Unknown
3863 | 1522 CAMINO REAL, HOBBS NM |  | No | No | Unknown - Unlikely Lead | Don't Know |  |  |  | No | Other |  | Will Inspect meter box at a later date | Unknown - Unlikely Lead |  |  |  | No | Other |  | Will Inspect meter box at a later date | Unknown | Don't Know | Don't Know |  | Building | Unknown | Unknown | No |  |  | Unknown
2964 | 3901 N CENTRAL B 102, HOBBS NM |  | No | No | Non-Lead - Plastic | No | 2009 | 3/4 | Field inspection only with no records | Yes | Visual inspection at the meter pit | 05/26/2024 00:00:00 |  | Non-Lead - Plastic | 2009 | 3/4 | Installation date after lead ban | Yes | Visual inspection at the meter pit | 05/26/2024 00:00:00 |  | Non-Lead | No | No |  | Single Family Residence |  | No | No |  |  | Non-Lead
39 | 1109 S 6TH ST, HOBBS NM |  | No | No | Unknown - Unlikely Lead | Don't Know |  |  |  | No | Other |  | Will Inspect meter box at a later date | Unknown - Unlikely Lead |  |  |  | No | Other |  | Will Inspect meter box at a later date | Unknown | Don't Know | Don't Know |  | Building | Unknown | Unknown | No |  |  | Unknown
4355 | 3419 N DAL PASO BLD 14 A, HOBBS NM |  | No | No | Non-Lead - Plastic | No | 2020 | 3/4 | Field inspection only with no records | Yes | Visual inspection at the meter pit | 05/26/2024 00:00:00 |  | Non-Lead - Plastic |  | 3/4 | Installation date after lead ban | Yes | Visual inspection at the meter pit | 05/26/2024 00:00:00 |  | Non-Lead | No | No |  | Single Family Residence |  | No | No |  |  | Non-Lead
14305 | 1021 E YESO DR 105B, HOBBS NM |  | No | No | Unknown - Unlikely Lead | Don't Know |  |  |  | No | Other |  | Will Inspect meter box at a later date | Unknown - Unlikely Lead |  |  |  | No | Other |  | Will Inspect meter box at a later date | Unknown | Don't Know | Don't Know |  | Building | Unknown | Unknown | No |  |  | Unknown
2741 | 1120 W COPPER AVE, HOBBS NM |  | No | No | Unknown - Unlikely Lead | Don't Know |  |  |  | No | Other |  | Will Inspect meter box at a later date | Unknown - Unlikely Lead |  |  |  | No | Other |  | Will Inspect meter box at a later date | Unknown | Don't Know | Don't Know |  | Building | Unknown | Unknown | No |  |  | Unknown
2450 | 108 W COAL AVE, HOBBS NM |  | No | No | Unknown - Unlikely Lead | Don't Know |  |  |  | No | Other |  | Will Inspect meter box at a later date | Unknown - Unlikely Lead |  |  |  | No | Other |  | Will Inspect meter box at a later date | Unknown | Don't Know | Don't Know |  | Building | Unknown | Unknown | No |  |  | Unknown
4682 | 1605 E DUNNAM ST, HOBBS NM |  | No | No | Unknown - Unlikely Lead | Don't Know |  |  |  | No | Other |  | Will Inspect meter box at a later date | Unknown - Unlikely Lead |  |  |  | No | Other |  | Will Inspect meter box at a later date | Unknown | Don't Know | Don't Know |  | Building | Unknown | Unknown | No |  |  | Unknown
13705 | 808 W TAYLOR ST, HOBBS NM |  | No | No | Unknown - Unlikely Lead | Don't Know |  |  |  | No | Other |  | Will Inspect meter box at a later date | Unknown - Unlikely Lead |  |  |  | No | Other |  | Will Inspect meter box at a later date | Unknown | Don't Know | Don't Know |  | Building | Unknown | Unknown | No |  |  | Unknown
14467 | 1122 N YUCCA ST, HOBBS NM |  | No | No | Unknown - Unlikely Lead | Don't Know |  |  |  | No | Other |  | Will Inspect meter box at a later date | Unknown - Unlikely Lead |  |  |  | No | Other |  | Will Inspect meter box at a later date | Unknown | Don't Know | Don't Know |  | Building | Unknown | Unknown | No |  |  | Unknown
1688 | 1735 N BRECKON DR, HOBBS NM |  | No | No | Unknown - Unlikely Lead | Don't Know |  |  |  | No | Other |  | Will Inspect meter box at a later date | Unknown - Unlikely Lead |  |  |  | No | Other |  | Will Inspect meter box at a later date | Unknown | Don't Know | Don't Know |  | Building | Unknown | Unknown | No |  |  | Unknown
4584 | 4902 W DARK HORSE RD, HOBBS NM |  | No | No | Non-Lead - Plastic | No | 2015 | 3/4 | Field inspection only with no records | Yes | Visual inspection at the meter pit | 05/26/2024 00:00:00 |  | Non-Lead - Plastic | 2015 | 3/4 | Installation date after lead ban | Yes | Visual inspection at the meter pit | 05/26/2024 00:00:00 |  | Non-Lead | No | No |  | Single Family Residence |  | No | No |  |  | Non-Lead
175 | 109 W ALBERTSON DR, HOBBS NM |  | No | No | Unknown - Unlikely Lead | Don't Know |  |  |  | No | Other |  | Will Inspect meter box at a later date | Unknown - Unlikely Lead |  |  |  | No | Other |  | Will Inspect meter box at a later date | Unknown | Don't Know | Don't Know |  | Building | Unknown | Unknown | No |  |  | Unknown
2466 | 1026 W COAL AVE, HOBBS NM |  | No | No | Unknown - Unlikely Lead | Don't Know |  |  |  | No | Other |  | Will Inspect meter box at a later date | Unknown - Unlikely Lead |  |  |  | No | Other |  | Will Inspect meter box at a later date | Unknown | Don't Know | Don't Know |  | Building | Unknown | Unknown | No |  |  | Unknown
4538 | 5001 W DARK HORSE RD, HOBBS NM |  | No | No | Non-Lead - Plastic | No | 2015 | 3/4 | Field inspection only with no records | Yes | Visual inspection at the meter pit | 05/26/2024 00:00:00 |  | Non-Lead - Plastic | 2015 | 3/4 | Installation date after lead ban | Yes | Visual inspection at the meter pit | 05/26/2024 00:00:00 |  | Non-Lead | No | No |  | Single Family Residence |  | No | No |  |  | Non-Lead
2750 | 1126 W COPPER AVE, HOBBS NM |  | No | No | Unknown - Unlikely Lead | Don't Know |  |  |  | No | Other |  | Will Inspect meter box at a later date | Unknown - Unlikely Lead |  |  |  | No | Other |  | Will Inspect meter box at a later date | Unknown | Don't Know | Don't Know |  | Building | Unknown | Unknown | No |  |  | Unknown
2880 | 425 W CLEARFORK CIR, HOBBS NM |  | No | No | Unknown - Unlikely Lead | Don't Know |  |  |  | No | Other |  | Will Inspect meter box at a later date | Unknown - Unlikely Lead |  |  |  | No | Other |  | Will Inspect meter box at a later date | Unknown | Don't Know | Don't Know |  | Building | Unknown | Unknown | No |  |  | Unknown
2834 | 605 E COPPER AVE, HOBBS NM |  | No | No | Unknown - Unlikely Lead | Don't Know |  |  |  | No | Other |  | Will Inspect meter box at a later date | Unknown - Unlikely Lead |  |  |  | No | Other |  | Will Inspect meter box at a later date | Unknown | Don't Know | Don't Know |  | Building | Unknown | Unknown | No |  |  | Unknown
2650 | 1900 N CIELO DR, HOBBS NM |  | No | No | Unknown - Unlikely Lead | Don't Know |  |  |  | No | Other |  | Will Inspect meter box at a later date | Unknown - Unlikely Lead |  |  |  | No | Other |  | Will Inspect meter box at a later date | Unknown | Don't Know | Don't Know |  | Building | Unknown | Unknown | No |  |  | Unknown
2065 | 109 E CLINTON ST, HOBBS NM |  | No | No | Unknown - Unlikely Lead | Don't Know |  |  |  | No | Other |  | Will Inspect meter box at a later date | Unknown - Unlikely Lead |  |  |  | No | Other |  | Will Inspect meter box at a later date | Unknown | Don't Know | Don't Know |  | Building | Unknown | Unknown | No |  |  | Unknown
2328 | 909 N COCHRAN ST, HOBBS NM |  | No | No | Unknown - Unlikely Lead | Don't Know |  |  |  | No | Other |  | Will Inspect meter box at a later date | Unknown - Unlikely Lead |  |  |  | No | Other |  | Will Inspect meter box at a later date | Unknown | Don't Know | Don't Know |  | Building | Unknown | Unknown | No |  |  | Unknown
14233 | 1123 E YESO DR, HOBBS NM |  | No | No | Unknown - Unlikely Lead | Don't Know |  |  |  | No | Other |  | Will Inspect meter box at a later date | Unknown - Unlikely Lead |  |  |  | No | Other |  | Will Inspect meter box at a later date | Unknown | Don't Know | Don't Know |  | Building | Unknown | Unknown | No |  |  | Unknown
14144 | 300 N WILLOW ST, HOBBS NM |  | No | No | Unknown - Unlikely Lead | Don't Know |  |  |  | No | Other |  | Will Inspect meter box at a later date | Unknown - Unlikely Lead |  |  |  | No | Other |  | Will Inspect meter box at a later date | Unknown | Don't Know | Don't Know |  | Building | Unknown | Unknown | No |  |  | Unknown
4419 | 3419 N DAL PASO BLD 21 B, HOBBS NM |  | No | No | Non-Lead - Plastic | No | 2020 | 3/4 | Field inspection only with no records | Yes | Visual inspection at the meter pit | 05/26/2024 00:00:00 |  | Non-Lead - Plastic |  | 3/4 | Installation date after lead ban | Yes | Visual inspection at the meter pit | 05/26/2024 00:00:00 |  | Non-Lead | No | No |  | Single Family Residence |  | No | No |  |  | Non-Lead
3770 | 3821 W COLLEGE LN, HOBBS NM |  | No | No | Unknown - Unlikely Lead | Don't Know |  |  |  | No | Other |  | Will Inspect meter box at a later date | Unknown - Unlikely Lead |  |  |  | No | Other |  | Will Inspect meter box at a later date | Unknown | Don't Know | Don't Know |  | Building | Unknown | Unknown | No |  |  | Unknown
2213 | 310 S COCHRAN ST, HOBBS NM |  | No | No | Unknown - Unlikely Lead | Don't Know |  |  |  | No | Other |  | Will Inspect meter box at a later date | Unknown - Unlikely Lead |  |  |  | No | Other |  | Will Inspect meter box at a later date | Unknown | Don't Know | Don't Know |  | Building | Unknown | Unknown | No |  |  | Unknown
1410 | 412 W BYERS ST, HOBBS NM |  | No | No | Unknown - Unlikely Lead | Don't Know |  |  |  | No | Other |  | Will Inspect meter box at a later date | Unknown - Unlikely Lead |  |  |  | No | Other |  | Will Inspect meter box at a later date | Unknown | Don't Know | Don't Know |  | Building | Unknown | Unknown | No |  |  | Unknown
13916 | 226 W VEGA DR, HOBBS NM |  | No | No | Unknown - Unlikely Lead | Don't Know |  |  |  | No | Other |  | Will Inspect meter box at a later date | Unknown - Unlikely Lead |  |  |  | No | Other |  | Will Inspect meter box at a later date | Unknown | Don't Know | Don't Know |  | Building | Unknown | Unknown | No |  |  | Unknown
4533 | 4805 W DARK HORSE RD, HOBBS NM |  | No | No | Non-Lead - Plastic | No | 2015 | 3/4 | Field inspection only with no records | Yes | Visual inspection at the meter pit | 05/26/2024 00:00:00 |  | Non-Lead - Plastic | 2015 | 3/4 | Installation date after lead ban | Yes | Visual inspection at the meter pit | 05/26/2024 00:00:00 |  | Non-Lead | No | No |  | Single Family Residence |  | No | No |  |  | Non-Lead
3488 | 212 N CECIL ST, HOBBS NM |  | No | No | Unknown - Unlikely Lead | Don't Know |  |  |  | No | Other |  | Will Inspect meter box at a later date | Unknown - Unlikely Lead |  |  |  | No | Other |  | Will Inspect meter box at a later date | Unknown | Don't Know | Don't Know |  | Building | Unknown | Unknown | No |  |  | Unknown
2423 | 414 S CHILDERS DR, HOBBS NM |  | No | No | Unknown - Unlikely Lead | Don't Know |  |  |  | No | Other |  | Will Inspect meter box at a later date | Unknown - Unlikely Lead |  |  |  | No | Other |  | Will Inspect meter box at a later date | Unknown | Don't Know | Don't Know |  | Building | Unknown | Unknown | No |  |  | Unknown
2109 | 307 W CLINTON ST, HOBBS NM |  | No | No | Unknown - Unlikely Lead | Don't Know |  |  |  | No | Other |  | Will Inspect meter box at a later date | Unknown - Unlikely Lead |  |  |  | No | Other |  | Will Inspect meter box at a later date | Unknown | Don't Know | Don't Know |  | Building | Unknown | Unknown | No |  |  | Unknown
3223 | 3311 N CENTRAL DR, HOBBS NM |  | No | No | Unknown - Unlikely Lead | Don't Know |  |  |  | No | Other |  | Will Inspect meter box at a later date | Unknown - Unlikely Lead |  |  |  | No | Other |  | Will Inspect meter box at a later date | Unknown | Don't Know | Don't Know |  | Building | Unknown | Unknown | No |  |  | Unknown
1861 | 113 E BROADWAY ST, HOBBS NM |  | No | No | Unknown - Unlikely Lead | Don't Know |  |  |  | No | Other |  | Will Inspect meter box at a later date | Unknown - Unlikely Lead |  |  |  | No | Other |  | Will Inspect meter box at a later date | Unknown | Don't Know | Don't Know |  | Building | Unknown | Unknown | No |  |  | Unknown
13910 | 116 W VEGA DR, HOBBS NM |  | No | No | Unknown - Unlikely Lead | Don't Know |  |  |  | No | Other |  | Will Inspect meter box at a later date | Unknown - Unlikely Lead |  |  |  | No | Other |  | Will Inspect meter box at a later date | Unknown | Don't Know | Don't Know |  | Building | Unknown | Unknown | No |  |  | Unknown
4149 | 827 W CORTO, HOBBS NM |  | No | No | Unknown - Unlikely Lead | Don't Know |  |  |  | No | Other |  | Will Inspect meter box at a later date | Unknown - Unlikely Lead |  |  |  | No | Other |  | Will Inspect meter box at a later date | Unknown | Don't Know | Don't Know |  | Building | Unknown | Unknown | No |  |  | Unknown
2565 | 110 N AVENUE C, HOBBS NM |  | No | No | Unknown - Unlikely Lead | Don't Know |  |  |  | No | Other |  | Will Inspect meter box at a later date | Unknown - Unlikely Lead |  |  |  | No | Other |  | Will Inspect meter box at a later date | Unknown | Don't Know | Don't Know |  | Building | Unknown | Unknown | No |  |  | Unknown
1500 | 1631 N BRAZOS AVE, HOBBS NM |  | No | No | Unknown - Unlikely Lead | Don't Know |  |  |  | No | Other |  | Will Inspect meter box at a later date | Unknown - Unlikely Lead |  |  |  | No | Other |  | Will Inspect meter box at a later date | Unknown | Don't Know | Don't Know |  | Building | Unknown | Unknown | No |  |  | Unknown
3199 | 3901 N CENTRAL F 105, HOBBS NM |  | No | No | Non-Lead - Plastic | No | 2009 | 3/4 | Field inspection only with no records | Yes | Visual inspection at the meter pit | 05/26/2024 00:00:00 |  | Non-Lead - Plastic | 2009 | 3/4 | Installation date after lead ban | Yes | Visual inspection at the meter pit | 05/26/2024 00:00:00 |  | Non-Lead | No | No |  | Single Family Residence |  | No | No |  |  | Non-Lead
2780 | 507 W COPPER AVE, HOBBS NM |  | No | No | Unknown - Unlikely Lead | Don't Know |  |  |  | No | Other |  | Will Inspect meter box at a later date | Unknown - Unlikely Lead |  |  |  | No | Other |  | Will Inspect meter box at a later date | Unknown | Don't Know | Don't Know |  | Building | Unknown | Unknown | No |  |  | Unknown
13669 | 1718-A S THORP ST, HOBBS NM |  | No | No | Unknown - Unlikely Lead | Don't Know |  |  |  | No | Other |  | Will Inspect meter box at a later date | Unknown - Unlikely Lead |  |  |  | No | Other |  | Will Inspect meter box at a later date | Unknown | Don't Know | Don't Know |  | Building | Unknown | Unknown | No |  |  | Unknown
3854 | 1417 CAMINO REAL, HOBBS NM |  | No | No | Unknown - Unlikely Lead | Don't Know |  |  |  | No | Other |  | Will Inspect meter box at a later date | Unknown - Unlikely Lead |  |  |  | No | Other |  | Will Inspect meter box at a later date | Unknown | Don't Know | Don't Know |  | Building | Unknown | Unknown | No |  |  | Unknown
4030 | 2500 CATTLE CALL DR, HOBBS NM |  | No | No | Unknown - Unlikely Lead | Don't Know |  |  |  | No | Other |  | Will Inspect meter box at a later date | Unknown - Unlikely Lead |  |  |  | No | Other |  | Will Inspect meter box at a later date | Unknown | Don't Know | Don't Know |  | Building | Unknown | Unknown | No |  |  | Unknown
14421 | 1113 E YUCCA ST, HOBBS NM |  | No | No | Unknown - Unlikely Lead | Don't Know |  |  |  | No | Other |  | Will Inspect meter box at a later date | Unknown - Unlikely Lead |  |  |  | No | Other |  | Will Inspect meter box at a later date | Unknown | Don't Know | Don't Know |  | Building | Unknown | Unknown | No |  |  | Unknown
258 | 404 E ALBERTSON DR, HOBBS NM |  | No | No | Unknown - Unlikely Lead | Don't Know |  |  |  | No | Other |  | Will Inspect meter box at a later date | Unknown - Unlikely Lead |  |  |  | No | Other |  | Will Inspect meter box at a later date | Unknown | Don't Know | Don't Know |  | Building | Unknown | Unknown | No |  |  | Unknown
14143 | 210 N WILLOW ST, HOBBS NM |  | No | No | Unknown - Unlikely Lead | Don't Know |  |  |  | No | Other |  | Will Inspect meter box at a later date | Unknown - Unlikely Lead |  |  |  | No | Other |  | Will Inspect meter box at a later date | Unknown | Don't Know | Don't Know |  | Building | Unknown | Unknown | No |  |  | Unknown
3153 | 3901 N CENTRAL E 308, HOBBS NM |  | No | No | Non-Lead - Plastic | No | 2009 | 3/4 | Field inspection only with no records | Yes | Visual inspection at the meter pit | 05/26/2024 00:00:00 |  | Non-Lead - Plastic | 2009 | 3/4 | Installation date after lead ban | Yes | Visual inspection at the meter pit | 05/26/2024 00:00:00 |  | Non-Lead | No | No |  | Single Family Residence |  | No | No |  |  | Non-Lead
2365 | 1018 S COCHRAN ST, HOBBS NM |  | No | No | Unknown - Unlikely Lead | Don't Know |  |  |  | No | Other |  | Will Inspect meter box at a later date | Unknown - Unlikely Lead |  |  |  | No | Other |  | Will Inspect meter box at a later date | Unknown | Don't Know | Don't Know |  | Building | Unknown | Unknown | No |  |  | Unknown
13682 | 400 E TAYLOR ST, HOBBS NM |  | No | No | Unknown - Unlikely Lead | Don't Know |  |  |  | No | Other |  | Will Inspect meter box at a later date | Unknown - Unlikely Lead |  |  |  | No | Other |  | Will Inspect meter box at a later date | Unknown | Don't Know | Don't Know |  | Building | Unknown | Unknown | No |  |  | Unknown
4099 | 5025 N CAMELOT, HOBBS NM |  | No | No | Unknown - Unlikely Lead | Don't Know |  |  |  | No | Other |  | Will Inspect meter box at a later date | Unknown - Unlikely Lead |  |  |  | No | Other |  | Will Inspect meter box at a later date | Unknown | Don't Know | Don't Know |  | Building | Unknown | Unknown | No |  |  | Unknown
4552 | 5115 W DARK HORSE RD, HOBBS NM |  | No | No | Non-Lead - Plastic | No | 2015 | 3/4 | Field inspection only with no records | Yes | Visual inspection at the meter pit | 05/26/2024 00:00:00 |  | Non-Lead - Plastic | 2015 | 3/4 | Installation date after lead ban | Yes | Visual inspection at the meter pit | 05/26/2024 00:00:00 |  | Non-Lead | No | No |  | Single Family Residence |  | No | No |  |  | Non-Lead
3516 | 220 1/2 S CECIL ST, HOBBS NM |  | No | No | Unknown - Unlikely Lead | Don't Know |  |  |  | No | Other |  | Will Inspect meter box at a later date | Unknown - Unlikely Lead |  |  |  | No | Other |  | Will Inspect meter box at a later date | Unknown | Don't Know | Don't Know |  | Building | Unknown | Unknown | No |  |  | Unknown
2177 | 306 W CASTLE AVE, HOBBS NM |  | No | No | Unknown - Unlikely Lead | Don't Know |  |  |  | No | Other |  | Will Inspect meter box at a later date | Unknown - Unlikely Lead |  |  |  | No | Other |  | Will Inspect meter box at a later date | Unknown | Don't Know | Don't Know |  | Building | Unknown | Unknown | No |  |  | Unknown
2460 | 1216 W COAL AVE, HOBBS NM |  | No | No | Non-Lead - Copper | Don't Know | 1960 | 3/4 | Field inspection only with no records | Yes | Visual inspection at the meter pit | 09/10/2024 00:00:00 |  | Non-Lead - Plastic |  | 3/4 | Field inspection only with no records | Yes | Visual inspection at the meter pit | 09/10/2024 00:00:00 |  | Non-Lead | No | Don't Know |  | Single Family Residence |  | No | No |  |  | Non-Lead
472 | 631 E ABO DR, HOBBS NM |  | No | No | Unknown - Unlikely Lead | Don't Know |  |  |  | No | Other |  | Will Inspect meter box at a later date | Unknown - Unlikely Lead |  |  |  | No | Other |  | Will Inspect meter box at a later date | Unknown | Don't Know | Don't Know |  | Building | Unknown | Unknown | No |  |  | Unknown
4719 | 115 E DUNNAM ST, HOBBS NM |  | No | No | Unknown - Unlikely Lead | Don't Know |  |  |  | No | Other |  | Will Inspect meter box at a later date | Unknown - Unlikely Lead |  |  |  | No | Other |  | Will Inspect meter box at a later date | Unknown | Don't Know | Don't Know |  | Building | Unknown | Unknown | No |  |  | Unknown
2308 | 705 N COCHRAN ST, HOBBS NM |  | No | No | Unknown - Unlikely Lead | Don't Know |  |  |  | No | Other |  | Will Inspect meter box at a later date | Unknown - Unlikely Lead |  |  |  | No | Other |  | Will Inspect meter box at a later date | Unknown | Don't Know | Don't Know |  | Building | Unknown | Unknown | No |  |  | Unknown
2608 | 302 S AVENUE C, HOBBS NM |  | No | No | Unknown - Unlikely Lead | Don't Know |  |  |  | No | Other |  | Will Inspect meter box at a later date | Unknown - Unlikely Lead |  |  |  | No | Other |  | Will Inspect meter box at a later date | Unknown | Don't Know | Don't Know |  | Building | Unknown | Unknown | No |  |  | Unknown
3414 | 1629 W CHICO DR, HOBBS NM |  | No | No | Unknown - Unlikely Lead | Don't Know |  |  |  | No | Other |  | Will Inspect meter box at a later date | Unknown - Unlikely Lead |  |  |  | No | Other |  | Will Inspect meter box at a later date | Unknown | Don't Know | Don't Know |  | Building | Unknown | Unknown | No |  |  | Unknown
4141 | 4314 CORTO CT, HOBBS NM |  | No | No | Unknown - Unlikely Lead | Don't Know |  |  |  | No | Other |  | Will Inspect meter box at a later date | Unknown - Unlikely Lead |  |  |  | No | Other |  | Will Inspect meter box at a later date | Unknown | Don't Know | Don't Know |  | Building | Unknown | Unknown | No |  |  | Unknown
248 | 512 E ALBERTSON CIR, HOBBS NM |  | No | No | Unknown - Unlikely Lead | Don't Know |  |  |  | No | Other |  | Will Inspect meter box at a later date | Unknown - Unlikely Lead |  |  |  | No | Other |  | Will Inspect meter box at a later date | Unknown | Don't Know | Don't Know |  | Building | Unknown | Unknown | No |  |  | Unknown
3703 | 3217 N CIBOLA AVE, HOBBS NM |  | No | No | Unknown - Unlikely Lead | Don't Know |  |  |  | No | Other |  | Will Inspect meter box at a later date | Unknown - Unlikely Lead |  |  |  | No | Other |  | Will Inspect meter box at a later date | Unknown | Don't Know | Don't Know |  | Building | Unknown | Unknown | No |  |  | Unknown
3572 | 1617 N COLEMAN ST, HOBBS NM |  | No | No | Unknown - Unlikely Lead | Don't Know |  |  |  | No | Other |  | Will Inspect meter box at a later date | Unknown - Unlikely Lead |  |  |  | No | Other |  | Will Inspect meter box at a later date | Unknown | Don't Know | Don't Know |  | Building | Unknown | Unknown | No |  |  | Unknown
1969 | 105 N BOND ST, HOBBS NM |  | No | No | Unknown - Unlikely Lead | Don't Know |  |  |  | No | Other |  | Will Inspect meter box at a later date | Unknown - Unlikely Lead |  |  |  | No | Other |  | Will Inspect meter box at a later date | Unknown | Don't Know | Don't Know |  | Building | Unknown | Unknown | No |  |  | Unknown
13666 | 903 1/2 S THORP ST, HOBBS NM |  | No | No | Unknown - Unlikely Lead | Don't Know |  |  |  | No | Other |  | Will Inspect meter box at a later date | Unknown - Unlikely Lead |  |  |  | No | Other |  | Will Inspect meter box at a later date | Unknown | Don't Know | Don't Know |  | Building | Unknown | Unknown | No |  |  | Unknown
13914 | 109 W VEGA DR, HOBBS NM |  | No | No | Unknown - Unlikely Lead | Don't Know |  |  |  | No | Other |  | Will Inspect meter box at a later date | Unknown - Unlikely Lead |  |  |  | No | Other |  | Will Inspect meter box at a later date | Unknown | Don't Know | Don't Know |  | Building | Unknown | Unknown | No |  |  | Unknown
14134 | 310 N WILLOW ST, HOBBS NM |  | No | No | Unknown - Unlikely Lead | Don't Know |  |  |  | No | Other |  | Will Inspect meter box at a later date | Unknown - Unlikely Lead |  |  |  | No | Other |  | Will Inspect meter box at a later date | Unknown | Don't Know | Don't Know |  | Building | Unknown | Unknown | No |  |  | Unknown
1780 | 1113 W BROADWAY ST, HOBBS NM |  | No | No | Unknown - Unlikely Lead | Don't Know |  |  |  | No | Other |  | Will Inspect meter box at a later date | Unknown - Unlikely Lead |  |  |  | No | Other |  | Will Inspect meter box at a later date | Unknown | Don't Know | Don't Know |  | Building | Unknown | Unknown | No |  |  | Unknown
3195 | 3901 N CENTRAL G 108, HOBBS NM |  | No | No | Non-Lead - Plastic | No | 2009 | 3/4 | Field inspection only with no records | Yes | Visual inspection at the meter pit | 05/26/2024 00:00:00 |  | Non-Lead - Plastic | 2009 | 3/4 | Installation date after lead ban | Yes | Visual inspection at the meter pit | 05/26/2024 00:00:00 |  | Non-Lead | No | No |  | Single Family Residence |  | No | No |  |  | Non-Lead
2260 | 300 W CASTLE AVE, HOBBS NM |  | No | No | Unknown - Unlikely Lead | Don't Know |  |  |  | No | Other |  | Will Inspect meter box at a later date | Unknown - Unlikely Lead |  |  |  | No | Other |  | Will Inspect meter box at a later date | Unknown | Don't Know | Don't Know |  | Building | Unknown | Unknown | No |  |  | Unknown
3085 | 3901 N CENTRAL F 308, HOBBS NM |  | No | No | Non-Lead - Plastic | No | 2009 | 3/4 | Field inspection only with no records | Yes | Visual inspection at the meter pit | 05/26/2024 00:00:00 |  | Non-Lead - Plastic | 2009 | 3/4 | Installation date after lead ban | Yes | Visual inspection at the meter pit | 05/26/2024 00:00:00 |  | Non-Lead | No | No |  | Single Family Residence |  | No | No |  |  | Non-Lead
1821 | 509 W BROADWAY ST, HOBBS NM |  | No | No | Unknown - Unlikely Lead | Don't Know |  |  |  | No | Other |  | Will Inspect meter box at a later date | Unknown - Unlikely Lead |  |  |  | No | Other |  | Will Inspect meter box at a later date | Unknown | Don't Know | Don't Know |  | Building | Unknown | Unknown | No |  |  | Unknown
453 | 301 W ALTO DR, HOBBS NM |  | No | No | Unknown - Unlikely Lead | Don't Know |  |  |  | No | Other |  | Will Inspect meter box at a later date | Unknown - Unlikely Lead |  |  |  | No | Other |  | Will Inspect meter box at a later date | Unknown | Don't Know | Don't Know |  | Building | Unknown | Unknown | No |  |  | Unknown
3202 | 3901 N CENTRAL L 201, HOBBS NM |  | No | No | Non-Lead - Plastic | No | 2009 | 3/4 | Field inspection only with no records | Yes | Visual inspection at the meter pit | 05/26/2024 00:00:00 |  | Non-Lead - Plastic | 2009 | 3/4 | Installation date after lead ban | Yes | Visual inspection at the meter pit | 05/26/2024 00:00:00 |  | Non-Lead | No | No |  | Single Family Residence |  | No | No |  |  | Non-Lead
3942 | 1522-B W CALLE SUR ST, HOBBS NM |  | No | No | Unknown - Unlikely Lead | Don't Know |  |  |  | No | Other |  | Will Inspect meter box at a later date | Unknown - Unlikely Lead |  |  |  | No | Other |  | Will Inspect meter box at a later date | Unknown | Don't Know | Don't Know |  | Building | Unknown | Unknown | No |  |  | Unknown
1407 | 1209 W BYERS ST, HOBBS NM |  | No | No | Unknown - Unlikely Lead | Don't Know |  |  |  | No | Other |  | Will Inspect meter box at a later date | Unknown - Unlikely Lead |  |  |  | No | Other |  | Will Inspect meter box at a later date | Unknown | Don't Know | Don't Know |  | Building | Unknown | Unknown | No |  |  | Unknown
2101 | 404 W CLINTON ST, HOBBS NM |  | No | No | Unknown - Unlikely Lead | Don't Know |  |  |  | No | Other |  | Will Inspect meter box at a later date | Unknown - Unlikely Lead |  |  |  | No | Other |  | Will Inspect meter box at a later date | Unknown | Don't Know | Don't Know |  | Building | Unknown | Unknown | No |  |  | Unknown
3161 | 3901 N CENTRAL I 103, HOBBS NM |  | No | No | Non-Lead - Plastic | No | 2009 | 3/4 | Field inspection only with no records | Yes | Visual inspection at the meter pit | 05/26/2024 00:00:00 |  | Non-Lead - Plastic | 2009 | 3/4 | Installation date after lead ban | Yes | Visual inspection at the meter pit | 05/26/2024 00:00:00 |  | Non-Lead | No | No |  | Single Family Residence |  | No | No |  |  | Non-Lead
3000 | 3901 N CENTRAL F 203, HOBBS NM |  | No | No | Non-Lead - Plastic | No | 2009 | 3/4 | Field inspection only with no records | Yes | Visual inspection at the meter pit | 05/26/2024 00:00:00 |  | Non-Lead - Plastic | 2009 | 3/4 | Installation date after lead ban | Yes | Visual inspection at the meter pit | 05/26/2024 00:00:00 |  | Non-Lead | No | No |  | Single Family Residence |  | No | No |  |  | Non-Lead
13737 | 1208 TERRY CT, HOBBS NM |  | No | No | Unknown - Unlikely Lead | Don't Know |  |  |  | No | Other |  | Will Inspect meter box at a later date | Unknown - Unlikely Lead |  |  |  | No | Other |  | Will Inspect meter box at a later date | Unknown | Don't Know | Don't Know |  | Building | Unknown | Unknown | No |  |  | Unknown
3422 | 1620 W CHICO DR, HOBBS NM |  | No | No | Unknown - Unlikely Lead | Don't Know |  |  |  | No | Other |  | Will Inspect meter box at a later date | Unknown - Unlikely Lead |  |  |  | No | Other |  | Will Inspect meter box at a later date | Unknown | Don't Know | Don't Know |  | Building | Unknown | Unknown | No |  |  | Unknown
2427 | 425 W COAL AVE, HOBBS NM |  | No | No | Unknown - Unlikely Lead | Don't Know |  |  |  | No | Other |  | Will Inspect meter box at a later date | Unknown - Unlikely Lead |  |  |  | No | Other |  | Will Inspect meter box at a later date | Unknown | Don't Know | Don't Know |  | Building | Unknown | Unknown | No |  |  | Unknown
290 | 2637 N ALBERTSON DR, HOBBS NM |  | No | No | Unknown - Unlikely Lead | Don't Know |  |  |  | No | Other |  | Will Inspect meter box at a later date | Unknown - Unlikely Lead |  |  |  | No | Other |  | Will Inspect meter box at a later date | Unknown | Don't Know | Don't Know |  | Building | Unknown | Unknown | No |  |  | Unknown
4015 | 2424 CATTLE CALL DR, HOBBS NM |  | No | No | Unknown - Unlikely Lead | Don't Know |  |  |  | No | Other |  | Will Inspect meter box at a later date | Unknown - Unlikely Lead |  |  |  | No | Other |  | Will Inspect meter box at a later date | Unknown | Don't Know | Don't Know |  | Building | Unknown | Unknown | No |  |  | Unknown
1432 | 4905 N BREANNA, HOBBS NM |  | No | No | Non-Lead - Plastic |  | 2008 | 1 | Installation date after lead ban | No | Other |  | Newer Construction, verified by GIS Mapping | Non-Lead - Plastic | 2008 | 1 | Installation date after lead ban | No | Other |  | Newer Construction, verified by GIS Mapping | Non-Lead | No | No |  | Single Family Residence |  | Unknown |  |  |  | Non-Lead
4289 | 1400 N DAL PASO ST, HOBBS NM |  | No | No | Unknown - Unlikely Lead | Don't Know |  |  |  | No | Other |  | Will Inspect meter box at a later date | Unknown - Unlikely Lead |  |  |  | No | Other |  | Will Inspect meter box at a later date | Unknown | Don't Know | Don't Know |  | Building | Unknown | Unknown | No |  |  | Unknown
14317 | 1021 E YESO DR 210B, HOBBS NM |  | No | No | Unknown - Unlikely Lead | Don't Know |  |  |  | No | Other |  | Will Inspect meter box at a later date | Unknown - Unlikely Lead |  |  |  | No | Other |  | Will Inspect meter box at a later date | Unknown | Don't Know | Don't Know |  | Building | Unknown | Unknown | No |  |  | Unknown
1920 | 1320 West Brittany Drive, Hobbs, NM 88242 |  | No | No | Non-Lead - Plastic | No | 2008 | 1 | Installation date after lead ban | Yes | Other | 03/01/2024 00:00:00 | Newer Construction, verified by GIS Mapping | Non-Lead - Plastic | 2008 | 1 | Installation date after lead ban | No | Other |  | Newer Construction, verified by GIS Mapping |  | No | No |  | Single Family Residence | Unknown | No | No |  |  | Non-Lead | Tier 5 | 32.758091 | -103.152841
13698 | 700 E TAYLOR ST, HOBBS NM |  | No | No | Unknown - Unlikely Lead | Don't Know |  |  |  | No | Other |  | Will Inspect meter box at a later date | Unknown - Unlikely Lead |  |  |  | No | Other |  | Will Inspect meter box at a later date | Unknown | Don't Know | Don't Know |  | Building | Unknown | Unknown | No |  |  | Unknown
13790 | 1201 N UTE PL, HOBBS NM |  | No | No | Unknown - Unlikely Lead | Don't Know |  |  |  | No | Other |  | Will Inspect meter box at a later date | Unknown - Unlikely Lead |  |  |  | No | Other |  | Will Inspect meter box at a later date | Unknown | Don't Know | Don't Know |  | Building | Unknown | Unknown | No |  |  | Unknown
3655 | 1633 N CHAMA DR, HOBBS NM |  | No | No | Unknown - Unlikely Lead | Don't Know |  |  |  | No | Other |  | Will Inspect meter box at a later date | Unknown - Unlikely Lead |  |  |  | No | Other |  | Will Inspect meter box at a later date | Unknown | Don't Know | Don't Know |  | Building | Unknown | Unknown | No |  |  | Unknown
3044 | 3901 N CENTRAL M 304, HOBBS NM |  | No | No | Non-Lead - Plastic | No | 2009 | 3/4 | Field inspection only with no records | Yes | Visual inspection at the meter pit | 05/26/2024 00:00:00 |  | Non-Lead - Plastic | 2009 | 3/4 | Installation date after lead ban | Yes | Visual inspection at the meter pit | 05/26/2024 00:00:00 |  | Non-Lead | No | No |  | Single Family Residence |  | No | No |  |  | Non-Lead
14207 | 112 E YESO DR, HOBBS NM |  | No | No | Unknown - Unlikely Lead | Don't Know |  |  |  | No | Other |  | Will Inspect meter box at a later date | Unknown - Unlikely Lead |  |  |  | No | Other |  | Will Inspect meter box at a later date | Unknown | Don't Know | Don't Know |  | Building | Unknown | Unknown | No |  |  | Unknown
4282 | 2803 N DAL PASO ST, HOBBS NM |  | No | No | Unknown - Unlikely Lead | Don't Know |  |  |  | No | Other |  | Will Inspect meter box at a later date | Unknown - Unlikely Lead |  |  |  | No | Other |  | Will Inspect meter box at a later date | Unknown | Don't Know | Don't Know |  | Building | Unknown | Unknown | No |  |  | Unknown
4543 | 5017 W DARK HORSE RD, HOBBS NM |  | No | No | Non-Lead - Plastic | No | 2015 | 3/4 | Field inspection only with no records | Yes | Visual inspection at the meter pit | 05/26/2024 00:00:00 |  | Non-Lead - Plastic | 2015 | 3/4 | Installation date after lead ban | Yes | Visual inspection at the meter pit | 05/26/2024 00:00:00 |  | Non-Lead | No | No |  | Single Family Residence |  | No | No |  |  | Non-Lead
3892 | 3914 N CALLE GRANDE, HOBBS NM |  | No | No | Unknown - Unlikely Lead | Don't Know |  |  |  | No | Other |  | Will Inspect meter box at a later date | Unknown - Unlikely Lead |  |  |  | No | Other |  | Will Inspect meter box at a later date | Unknown | Don't Know | Don't Know |  | Building | Unknown | Unknown | No |  |  | Unknown
2482 | 1014 W COAL AVE, HOBBS NM |  | No | No | Unknown - Unlikely Lead | Don't Know |  |  |  | No | Other |  | Will Inspect meter box at a later date | Unknown - Unlikely Lead |  |  |  | No | Other |  | Will Inspect meter box at a later date | Unknown | Don't Know | Don't Know |  | Building | Unknown | Unknown | No |  |  | Unknown
2933 | 3901 N CENTRAL E 203, HOBBS NM |  | No | No | Non-Lead - Plastic | No | 2009 | 3/4 | Field inspection only with no records | Yes | Visual inspection at the meter pit | 05/26/2024 00:00:00 |  | Non-Lead - Plastic | 2009 | 3/4 | Installation date after lead ban | Yes | Visual inspection at the meter pit | 05/26/2024 00:00:00 |  | Non-Lead | No | No |  | Single Family Residence |  | No | No |  |  | Non-Lead
2571 | 307 N AVENUE C, HOBBS NM |  | No | No | Unknown - Unlikely Lead | Don't Know |  |  |  | No | Other |  | Will Inspect meter box at a later date | Unknown - Unlikely Lead |  |  |  | No | Other |  | Will Inspect meter box at a later date | Unknown | Don't Know | Don't Know |  | Building | Unknown | Unknown | No |  |  | Unknown
4505 | 1101 S DAL PASO ST, HOBBS NM |  | No | No | Unknown - Unlikely Lead | Don't Know |  |  |  | No | Other |  | Will Inspect meter box at a later date | Unknown - Unlikely Lead |  |  |  | No | Other |  | Will Inspect meter box at a later date | Unknown | Don't Know | Don't Know |  | Building | Unknown | Unknown | No |  |  | Unknown
1550 | 1923 N BLANCO DR, HOBBS NM |  | No | No | Unknown - Unlikely Lead | Don't Know |  |  |  | No | Other |  | Will Inspect meter box at a later date | Unknown - Unlikely Lead |  |  |  | No | Other |  | Will Inspect meter box at a later date | Unknown | Don't Know | Don't Know |  | Building | Unknown | Unknown | No |  |  | Unknown
14045 | 1225 E WALKER DR, HOBBS NM |  | No | No | Unknown - Unlikely Lead | Don't Know |  |  |  | No | Other |  | Will Inspect meter box at a later date | Unknown - Unlikely Lead |  |  |  | No | Other |  | Will Inspect meter box at a later date | Unknown | Don't Know | Don't Know |  | Building | Unknown | Unknown | No |  |  | Unknown
2526 | 413 E CAIN ST, HOBBS NM |  | No | No | Unknown - Unlikely Lead | Don't Know |  |  |  | No | Other |  | Will Inspect meter box at a later date | Unknown - Unlikely Lead |  |  |  | No | Other |  | Will Inspect meter box at a later date | Unknown | Don't Know | Don't Know |  | Building | Unknown | Unknown | No |  |  | Unknown
14126 | 316 S WILLOW ST, HOBBS NM |  | No | No | Unknown - Unlikely Lead | Don't Know |  |  |  | No | Other |  | Will Inspect meter box at a later date | Unknown - Unlikely Lead |  |  |  | No | Other |  | Will Inspect meter box at a later date | Unknown | Don't Know | Don't Know |  | Building | Unknown | Unknown | No |  |  | Unknown
14335 | 703 E YESO DR, HOBBS NM |  | No | No | Unknown - Unlikely Lead | Don't Know |  |  |  | No | Other |  | Will Inspect meter box at a later date | Unknown - Unlikely Lead |  |  |  | No | Other |  | Will Inspect meter box at a later date | Unknown | Don't Know | Don't Know |  | Building | Unknown | Unknown | No |  |  | Unknown
4045 | 2412 CHARLCIA BLVD, HOBBS NM |  | No | No | Unknown - Unlikely Lead | Don't Know |  |  |  | No | Other |  | Will Inspect meter box at a later date | Unknown - Unlikely Lead |  |  |  | No | Other |  | Will Inspect meter box at a later date | Unknown | Don't Know | Don't Know |  | Building | Unknown | Unknown | No |  |  | Unknown
2882 | 433 W CLEARFORK CIR, HOBBS NM |  | No | No | Unknown - Unlikely Lead | Don't Know |  |  |  | No | Other |  | Will Inspect meter box at a later date | Unknown - Unlikely Lead |  |  |  | No | Other |  | Will Inspect meter box at a later date | Unknown | Don't Know | Don't Know |  | Building | Unknown | Unknown | No |  |  | Unknown
3495 | 119 N CECIL ST, HOBBS NM |  | No | No | Unknown - Unlikely Lead | Don't Know |  |  |  | No | Other |  | Will Inspect meter box at a later date | Unknown - Unlikely Lead |  |  |  | No | Other |  | Will Inspect meter box at a later date | Unknown | Don't Know | Don't Know |  | Building | Unknown | Unknown | No |  |  | Unknown
3514 | 1127 S CECIL ST, HOBBS NM |  | No | No | Unknown - Unlikely Lead | Don't Know |  |  |  | No | Other |  | Will Inspect meter box at a later date | Unknown - Unlikely Lead |  |  |  | No | Other |  | Will Inspect meter box at a later date | Unknown | Don't Know | Don't Know |  | Building | Unknown | Unknown | No |  |  | Unknown
3469 | 517 N CECIL ST, HOBBS NM |  | No | No | Unknown - Unlikely Lead | Don't Know |  |  |  | No | Other |  | Will Inspect meter box at a later date | Unknown - Unlikely Lead |  |  |  | No | Other |  | Will Inspect meter box at a later date | Unknown | Don't Know | Don't Know |  | Building | Unknown | Unknown | No |  |  | Unknown
3764 | 1820 W COLLEGE LN, HOBBS NM |  | No | No | Unknown - Unlikely Lead | Don't Know |  |  |  | No | Other |  | Will Inspect meter box at a later date | Unknown - Unlikely Lead |  |  |  | No | Other |  | Will Inspect meter box at a later date | Unknown | Don't Know | Don't Know |  | Building | Unknown | Unknown | No |  |  | Unknown
2976 | 3901 N CENTRAL L 306, HOBBS NM |  | No | No | Non-Lead - Plastic | No | 2009 | 3/4 | Field inspection only with no records | Yes | Visual inspection at the meter pit | 05/26/2024 00:00:00 |  | Non-Lead - Plastic | 2009 | 3/4 | Installation date after lead ban | Yes | Visual inspection at the meter pit | 05/26/2024 00:00:00 |  | Non-Lead | No | No |  | Single Family Residence |  | No | No |  |  | Non-Lead
3676 | 1840 N CHAMA DR, HOBBS NM |  | No | No | Unknown - Unlikely Lead | Don't Know |  |  |  | No | Other |  | Will Inspect meter box at a later date | Unknown - Unlikely Lead |  |  |  | No | Other |  | Will Inspect meter box at a later date | Unknown | Don't Know | Don't Know |  | Building | Unknown | Unknown | No |  |  | Unknown
1366 | 1310 E BYERS ST, HOBBS NM |  | No | No | Unknown - Unlikely Lead | Don't Know |  |  |  | No | Other |  | Will Inspect meter box at a later date | Unknown - Unlikely Lead |  |  |  | No | Other |  | Will Inspect meter box at a later date | Unknown | Don't Know | Don't Know |  | Building | Unknown | Unknown | No |  |  | Unknown
3039 | 3901 N CENTRAL K 305, HOBBS NM |  | No | No | Non-Lead - Plastic | No | 2009 | 3/4 | Field inspection only with no records | Yes | Visual inspection at the meter pit | 05/26/2024 00:00:00 |  | Non-Lead - Plastic | 2009 | 3/4 | Installation date after lead ban | Yes | Visual inspection at the meter pit | 05/26/2024 00:00:00 |  | Non-Lead | No | No |  | Single Family Residence |  | No | No |  |  | Non-Lead
4010 | 1701 CATTLE CALL DR, HOBBS NM |  | No | No | Unknown - Unlikely Lead | Don't Know |  |  |  | No | Other |  | Will Inspect meter box at a later date | Unknown - Unlikely Lead |  |  |  | No | Other |  | Will Inspect meter box at a later date | Unknown | Don't Know | Don't Know |  | Building | Unknown | Unknown | No |  |  | Unknown
4086 | 2912 N CLIFFWOOD CIRCLE, HOBBS NM |  | No | No | Non-Lead - Plastic | Don't Know | 2019 | 1 | Field inspection only with no records | Yes | Visual inspection at the meter pit | 08/19/2024 00:00:00 |  | Non-Lead - Plastic | 2019 | 1 | Field inspection only with no records | Yes | Visual inspection at the meter pit | 08/19/2024 00:00:00 |  | Non-Lead | No | Don't Know |  | Single Family Residence |  | No | No |  |  | Non-Lead
14221 | 203 E YESO DR, HOBBS NM |  | No | No | Unknown - Unlikely Lead | Don't Know |  |  |  | No | Other |  | Will Inspect meter box at a later date | Unknown - Unlikely Lead |  |  |  | No | Other |  | Will Inspect meter box at a later date | Unknown | Don't Know | Don't Know |  | Building | Unknown | Unknown | No |  |  | Unknown
2600 | 206 S AVENUE C, HOBBS NM |  | No | No | Unknown - Unlikely Lead | Don't Know |  |  |  | No | Other |  | Will Inspect meter box at a later date | Unknown - Unlikely Lead |  |  |  | No | Other |  | Will Inspect meter box at a later date | Unknown | Don't Know | Don't Know |  | Building | Unknown | Unknown | No |  |  | Unknown
1846 | 217 E BROADWAY ST, HOBBS NM |  | No | No | Unknown - Unlikely Lead | Don't Know |  |  |  | No | Other |  | Will Inspect meter box at a later date | Unknown - Unlikely Lead |  |  |  | No | Other |  | Will Inspect meter box at a later date | Unknown | Don't Know | Don't Know |  | Building | Unknown | Unknown | No |  |  | Unknown
4174 | 4025 N CORTEZ ST, HOBBS NM |  | No | No | Unknown - Unlikely Lead | Don't Know |  |  |  | No | Other |  | Will Inspect meter box at a later date | Unknown - Unlikely Lead |  |  |  | No | Other |  | Will Inspect meter box at a later date | Unknown | Don't Know | Don't Know |  | Building | Unknown | Unknown | No |  |  | Unknown
2538 | 601 E CAIN ST, HOBBS NM |  | No | No | Unknown - Unlikely Lead | Don't Know |  |  |  | No | Other |  | Will Inspect meter box at a later date | Unknown - Unlikely Lead |  |  |  | No | Other |  | Will Inspect meter box at a later date | Unknown | Don't Know | Don't Know |  | Building | Unknown | Unknown | No |  |  | Unknown
3275 | 1128 W COCHITI AVE, HOBBS NM |  | No | No | Unknown - Unlikely Lead | Don't Know |  |  |  | No | Other |  | Will Inspect meter box at a later date | Unknown - Unlikely Lead |  |  |  | No | Other |  | Will Inspect meter box at a later date | Unknown | Don't Know | Don't Know |  | Building | Unknown | Unknown | No |  |  | Unknown
4345 | 3419 N DAL PASO BLD 14 D, HOBBS NM |  | No | No | Non-Lead - Plastic | No | 2020 | 3/4 | Field inspection only with no records | Yes | Visual inspection at the meter pit | 05/26/2024 00:00:00 |  | Non-Lead - Plastic |  | 3/4 | Installation date after lead ban | Yes | Visual inspection at the meter pit | 05/26/2024 00:00:00 |  | Non-Lead | No | No |  | Single Family Residence |  | No | No |  |  | Non-Lead
1698 | 1312 N BRECKON DR, HOBBS NM |  | No | No | Unknown - Unlikely Lead | Don't Know |  |  |  | No | Other |  | Will Inspect meter box at a later date | Unknown - Unlikely Lead |  |  |  | No | Other |  | Will Inspect meter box at a later date | Unknown | Don't Know | Don't Know |  | Building | Unknown | Unknown | No |  |  | Unknown
2062 | 1225 E CLINTON ST, HOBBS NM |  | No | No | Unknown - Unlikely Lead | Don't Know |  |  |  | No | Other |  | Will Inspect meter box at a later date | Unknown - Unlikely Lead |  |  |  | No | Other |  | Will Inspect meter box at a later date | Unknown | Don't Know | Don't Know |  | Building | Unknown | Unknown | No |  |  | Unknown
3786 | 1421 W CAMINO DEL ARCO, HOBBS NM |  | No | No | Unknown - Unlikely Lead | Don't Know |  |  |  | No | Other |  | Will Inspect meter box at a later date | Unknown - Unlikely Lead |  |  |  | No | Other |  | Will Inspect meter box at a later date | Unknown | Don't Know | Don't Know |  | Building | Unknown | Unknown | No |  |  | Unknown
3029 | 3901 N CENTRAL G 205, HOBBS NM |  | No | No | Non-Lead - Plastic | No | 2009 | 3/4 | Field inspection only with no records | Yes | Visual inspection at the meter pit | 05/26/2024 00:00:00 |  | Non-Lead - Plastic | 2009 | 3/4 | Installation date after lead ban | Yes | Visual inspection at the meter pit | 05/26/2024 00:00:00 |  | Non-Lead | No | No |  | Single Family Residence |  | No | No |  |  | Non-Lead
13690 | 200 E TAYLOR ST, HOBBS NM |  | No | No | Unknown - Unlikely Lead | Don't Know |  |  |  | No | Other |  | Will Inspect meter box at a later date | Unknown - Unlikely Lead |  |  |  | No | Other |  | Will Inspect meter box at a later date | Unknown | Don't Know | Don't Know |  | Building | Unknown | Unknown | No |  |  | Unknown
3922 | 1618-B W CALLE SUR ST, HOBBS NM |  | No | No | Unknown - Unlikely Lead | Don't Know |  |  |  | No | Other |  | Will Inspect meter box at a later date | Unknown - Unlikely Lead |  |  |  | No | Other |  | Will Inspect meter box at a later date | Unknown | Don't Know | Don't Know |  | Building | Unknown | Unknown | No |  |  | Unknown
3641 | 818 1/2 S CARLTON ST, HOBBS NM |  | No | No | Unknown - Unlikely Lead | Don't Know |  |  |  | No | Other |  | Will Inspect meter box at a later date | Unknown - Unlikely Lead |  |  |  | No | Other |  | Will Inspect meter box at a later date | Unknown | Don't Know | Don't Know |  | Building | Unknown | Unknown | No |  |  | Unknown
3776 | 1515 W CAMINO DEL ARCO, HOBBS NM |  | No | No | Unknown - Unlikely Lead | Don't Know |  |  |  | No | Other |  | Will Inspect meter box at a later date | Unknown - Unlikely Lead |  |  |  | No | Other |  | Will Inspect meter box at a later date | Unknown | Don't Know | Don't Know |  | Building | Unknown | Unknown | No |  |  | Unknown
14252 | 900 E YESO DR #2, HOBBS NM |  | No | No | Unknown - Unlikely Lead | Don't Know |  |  |  | No | Other |  | Will Inspect meter box at a later date | Unknown - Unlikely Lead |  |  |  | No | Other |  | Will Inspect meter box at a later date | Unknown | Don't Know | Don't Know |  | Building | Unknown | Unknown | No |  |  | Unknown
1680 | 1108 N BRECKON DR, HOBBS NM |  | No | No | Unknown - Unlikely Lead | Don't Know |  |  |  | No | Other |  | Will Inspect meter box at a later date | Unknown - Unlikely Lead |  |  |  | No | Other |  | Will Inspect meter box at a later date | Unknown | Don't Know | Don't Know |  | Building | Unknown | Unknown | No |  |  | Unknown
4563 | 5221 W DARK HORSE RD, HOBBS NM |  | No | No | Non-Lead - Plastic | No | 2015 | 3/4 | Field inspection only with no records | Yes | Visual inspection at the meter pit | 05/26/2024 00:00:00 |  | Non-Lead - Plastic | 2015 | 3/4 | Installation date after lead ban | Yes | Visual inspection at the meter pit | 05/26/2024 00:00:00 |  | Non-Lead | No | No |  | Single Family Residence |  | No | No |  |  | Non-Lead
421 | 307 E ALTO DR, HOBBS NM |  | No | No | Unknown - Unlikely Lead | Don't Know |  |  |  | No | Other |  | Will Inspect meter box at a later date | Unknown - Unlikely Lead |  |  |  | No | Other |  | Will Inspect meter box at a later date | Unknown | Don't Know | Don't Know |  | Building | Unknown | Unknown | No |  |  | Unknown
373 | 1418 E ALSTON ST, HOBBS NM |  | No | No | Unknown - Unlikely Lead | Don't Know |  |  |  | No | Other |  | Will Inspect meter box at a later date | Unknown - Unlikely Lead |  |  |  | No | Other |  | Will Inspect meter box at a later date | Unknown | Don't Know | Don't Know |  | Building | Unknown | Unknown | No |  |  | Unknown
13947 | 2713 N WEDGEWOOD DR, HOBBS NM |  | No | No | Non-Lead - Plastic | Don't Know | 2019 | 1 | Field inspection only with no records | Yes | Visual inspection at the meter pit | 08/19/2024 00:00:00 |  | Non-Lead - Plastic | 2019 | 1 | Field inspection only with no records | Yes | Visual inspection at the meter pit | 08/19/2024 00:00:00 |  | Non-Lead | No | Don't Know |  | Single Family Residence |  | No | No |  |  | Non-Lead
3123 | 3901 N CENTRAL E 202, HOBBS NM |  | No | No | Non-Lead - Plastic | No | 2009 | 3/4 | Field inspection only with no records | Yes | Visual inspection at the meter pit | 05/26/2024 00:00:00 |  | Non-Lead - Plastic | 2009 | 3/4 | Installation date after lead ban | Yes | Visual inspection at the meter pit | 05/26/2024 00:00:00 |  | Non-Lead | No | No |  | Single Family Residence |  | No | No |  |  | Non-Lead
13902 | 210 W VEGA DR, HOBBS NM |  | No | No | Unknown - Unlikely Lead | Don't Know |  |  |  | No | Other |  | Will Inspect meter box at a later date | Unknown - Unlikely Lead |  |  |  | No | Other |  | Will Inspect meter box at a later date | Unknown | Don't Know | Don't Know |  | Building | Unknown | Unknown | No |  |  | Unknown
2940 | 3901 N CENTRAL B 203, HOBBS NM |  | No | No | Non-Lead - Plastic | No | 2009 | 3/4 | Field inspection only with no records | Yes | Visual inspection at the meter pit | 05/26/2024 00:00:00 |  | Non-Lead - Plastic | 2009 | 3/4 | Installation date after lead ban | Yes | Visual inspection at the meter pit | 05/26/2024 00:00:00 |  | Non-Lead | No | No |  | Single Family Residence |  | No | No |  |  | Non-Lead
3513 | 1000 S CECIL ST, HOBBS NM |  | No | No | Unknown - Unlikely Lead | Don't Know |  |  |  | No | Other |  | Will Inspect meter box at a later date | Unknown - Unlikely Lead |  |  |  | No | Other |  | Will Inspect meter box at a later date | Unknown | Don't Know | Don't Know |  | Building | Unknown | Unknown | No |  |  | Unknown
3427 | 1123 N CECIL ST, HOBBS NM |  | No | No | Unknown - Unlikely Lead | Don't Know |  |  |  | No | Other |  | Will Inspect meter box at a later date | Unknown - Unlikely Lead |  |  |  | No | Other |  | Will Inspect meter box at a later date | Unknown | Don't Know | Don't Know |  | Building | Unknown | Unknown | No |  |  | Unknown
4105 | 1219 W CANTERBURY ST, HOBBS NM |  | No | No | Unknown - Unlikely Lead | Don't Know |  |  |  | No | Other |  | Will Inspect meter box at a later date | Unknown - Unlikely Lead |  |  |  | No | Other |  | Will Inspect meter box at a later date | Unknown | Don't Know | Don't Know |  | Building | Unknown | Unknown | No |  |  | Unknown
13709 | 1203 W TAYLOR ST, HOBBS NM |  | No | No | Unknown - Unlikely Lead | Don't Know |  |  |  | No | Other |  | Will Inspect meter box at a later date | Unknown - Unlikely Lead |  |  |  | No | Other |  | Will Inspect meter box at a later date | Unknown | Don't Know | Don't Know |  | Building | Unknown | Unknown | No |  |  | Unknown
2283 | 1111 N COCHRAN ST, HOBBS NM |  | No | No | Unknown - Unlikely Lead | Don't Know |  |  |  | No | Other |  | Will Inspect meter box at a later date | Unknown - Unlikely Lead |  |  |  | No | Other |  | Will Inspect meter box at a later date | Unknown | Don't Know | Don't Know |  | Building | Unknown | Unknown | No |  |  | Unknown
2543 | 1020 W CAIN ST, HOBBS NM |  | No | No | Unknown - Unlikely Lead | Don't Know |  |  |  | No | Other |  | Will Inspect meter box at a later date | Unknown - Unlikely Lead |  |  |  | No | Other |  | Will Inspect meter box at a later date | Unknown | Don't Know | Don't Know |  | Building | Unknown | Unknown | No |  |  | Unknown
4649 | 1615 E DUNNAM ST, HOBBS NM |  | No | No | Unknown - Unlikely Lead | Don't Know |  |  |  | No | Other |  | Will Inspect meter box at a later date | Unknown - Unlikely Lead |  |  |  | No | Other |  | Will Inspect meter box at a later date | Unknown | Don't Know | Don't Know |  | Building | Unknown | Unknown | No |  |  | Unknown
1386 | 206 E BYERS ST, HOBBS NM |  | No | No | Unknown - Unlikely Lead | Don't Know |  |  |  | No | Other |  | Will Inspect meter box at a later date | Unknown - Unlikely Lead |  |  |  | No | Other |  | Will Inspect meter box at a later date | Unknown | Don't Know | Don't Know |  | Building | Unknown | Unknown | No |  |  | Unknown
2619 | 2314 N CIELO DR, HOBBS NM |  | No | No | Unknown - Unlikely Lead | Don't Know |  |  |  | No | Other |  | Will Inspect meter box at a later date | Unknown - Unlikely Lead |  |  |  | No | Other |  | Will Inspect meter box at a later date | Unknown | Don't Know | Don't Know |  | Building | Unknown | Unknown | No |  |  | Unknown
13954 | 1315 E WHITE ST, HOBBS NM |  | No | No | Unknown - Unlikely Lead | Don't Know |  |  |  | No | Other |  | Will Inspect meter box at a later date | Unknown - Unlikely Lead |  |  |  | No | Other |  | Will Inspect meter box at a later date | Unknown | Don't Know | Don't Know |  | Building | Unknown | Unknown | No |  |  | Unknown
3017 | 3901 N CENTRAL C 308, HOBBS NM |  | No | No | Non-Lead - Plastic | No | 2009 | 3/4 | Field inspection only with no records | Yes | Visual inspection at the meter pit | 05/26/2024 00:00:00 |  | Non-Lead - Plastic | 2009 | 3/4 | Installation date after lead ban | Yes | Visual inspection at the meter pit | 05/26/2024 00:00:00 |  | Non-Lead | No | No |  | Single Family Residence |  | No | No |  |  | Non-Lead
1391 | 514 E BYERS ST, HOBBS NM |  | No | No | Unknown - Unlikely Lead | Don't Know |  |  |  | No | Other |  | Will Inspect meter box at a later date | Unknown - Unlikely Lead |  |  |  | No | Other |  | Will Inspect meter box at a later date | Unknown | Don't Know | Don't Know |  | Building | Unknown | Unknown | No |  |  | Unknown
4308 | 3320 N DAL PASO ST #13, HOBBS NM |  | No | No | Non-Lead - Plastic | No | 1986 | 3/4 | Field inspection only with no records | Yes | Visual inspection at the meter pit | 05/26/2024 00:00:00 |  | Non-Lead - Plastic |  | 3/4 | Installation date after lead ban | Yes | Visual inspection at the meter pit | 05/26/2024 00:00:00 |  | Non-Lead | No | No |  | Single Family Residence |  | No | No |  |  | Non-Lead
3558 | 1202 N COLEMAN ST, HOBBS NM |  | No | No | Unknown - Unlikely Lead | Don't Know |  |  |  | No | Other |  | Will Inspect meter box at a later date | Unknown - Unlikely Lead |  |  |  | No | Other |  | Will Inspect meter box at a later date | Unknown | Don't Know | Don't Know |  | Building | Unknown | Unknown | No |  |  | Unknown
3543 | 1106 N COLEMAN ST, HOBBS NM |  | No | No | Unknown - Unlikely Lead | Don't Know |  |  |  | No | Other |  | Will Inspect meter box at a later date | Unknown - Unlikely Lead |  |  |  | No | Other |  | Will Inspect meter box at a later date | Unknown | Don't Know | Don't Know |  | Building | Unknown | Unknown | No |  |  | Unknown
4597 | 1112 S DALMONT ST, HOBBS NM |  | No | No | Unknown - Unlikely Lead | Don't Know |  |  |  | No | Other |  | Will Inspect meter box at a later date | Unknown - Unlikely Lead |  |  |  | No | Other |  | Will Inspect meter box at a later date | Unknown | Don't Know | Don't Know |  | Building | Unknown | Unknown | No |  |  | Unknown
3080 | 3901 N CENTRAL D 105, HOBBS NM |  | No | No | Non-Lead - Plastic | No | 2009 | 3/4 | Field inspection only with no records | Yes | Visual inspection at the meter pit | 05/26/2024 00:00:00 |  | Non-Lead - Plastic | 2009 | 3/4 | Installation date after lead ban | Yes | Visual inspection at the meter pit | 05/26/2024 00:00:00 |  | Non-Lead | No | No |  | Single Family Residence |  | No | No |  |  | Non-Lead
2181 | 124 W CASTLE AVE, HOBBS NM |  | No | No | Unknown - Unlikely Lead | Don't Know |  |  |  | No | Other |  | Will Inspect meter box at a later date | Unknown - Unlikely Lead |  |  |  | No | Other |  | Will Inspect meter box at a later date | Unknown | Don't Know | Don't Know |  | Building | Unknown | Unknown | No |  |  | Unknown
1701 | 1213 N BRECKON DR, HOBBS NM |  | No | No | Unknown - Unlikely Lead | Don't Know |  |  |  | No | Other |  | Will Inspect meter box at a later date | Unknown - Unlikely Lead |  |  |  | No | Other |  | Will Inspect meter box at a later date | Unknown | Don't Know | Don't Know |  | Building | Unknown | Unknown | No |  |  | Unknown
313 | 507 W ALSTON ST, HOBBS NM |  | No | No | Unknown - Unlikely Lead | Don't Know |  |  |  | No | Other |  | Will Inspect meter box at a later date | Unknown - Unlikely Lead |  |  |  | No | Other |  | Will Inspect meter box at a later date | Unknown | Don't Know | Don't Know |  | Building | Unknown | Unknown | No |  |  | Unknown
13939 | 2706 N WEDGEWOOD DR, HOBBS NM |  | No | No | Non-Lead - Plastic | Don't Know | 2019 | 1 | Field inspection only with no records | Yes | Visual inspection at the meter pit | 08/19/2024 00:00:00 |  | Non-Lead - Plastic | 2019 | 1 | Field inspection only with no records | Yes | Visual inspection at the meter pit | 08/19/2024 00:00:00 |  | Non-Lead | No | Don't Know |  | Single Family Residence |  | No | No |  |  | Non-Lead
1886 | 509 E BROADWAY ST, HOBBS NM |  | No | No | Unknown - Unlikely Lead | Don't Know |  |  |  | No | Other |  | Will Inspect meter box at a later date | Unknown - Unlikely Lead |  |  |  | No | Other |  | Will Inspect meter box at a later date | Unknown | Don't Know | Don't Know |  | Building | Unknown | Unknown | No |  |  | Unknown
2784 | 407 W COPPER AVE, HOBBS NM |  | No | No | Unknown - Unlikely Lead | Don't Know |  |  |  | No | Other |  | Will Inspect meter box at a later date | Unknown - Unlikely Lead |  |  |  | No | Other |  | Will Inspect meter box at a later date | Unknown | Don't Know | Don't Know |  | Building | Unknown | Unknown | No |  |  | Unknown
4020 | 1709 CATTLE CALL DR, HOBBS NM |  | No | No | Unknown - Unlikely Lead | Don't Know |  |  |  | No | Other |  | Will Inspect meter box at a later date | Unknown - Unlikely Lead |  |  |  | No | Other |  | Will Inspect meter box at a later date | Unknown | Don't Know | Don't Know |  | Building | Unknown | Unknown | No |  |  | Unknown
13921 | 2101 E VERA ST, HOBBS NM |  | No | No | Unknown - Unlikely Lead | Don't Know |  |  |  | No | Other |  | Will Inspect meter box at a later date | Unknown - Unlikely Lead |  |  |  | No | Other |  | Will Inspect meter box at a later date | Unknown | Don't Know | Don't Know |  | Building | Unknown | Unknown | No |  |  | Unknown
14125 | 312 S WILLOW ST, HOBBS NM |  | No | No | Unknown - Unlikely Lead | Don't Know |  |  |  | No | Other |  | Will Inspect meter box at a later date | Unknown - Unlikely Lead |  |  |  | No | Other |  | Will Inspect meter box at a later date | Unknown | Don't Know | Don't Know |  | Building | Unknown | Unknown | No |  |  | Unknown
14288 | 1021 E YESO DR 107A, HOBBS NM |  | No | No | Unknown - Unlikely Lead | Don't Know |  |  |  | No | Other |  | Will Inspect meter box at a later date | Unknown - Unlikely Lead |  |  |  | No | Other |  | Will Inspect meter box at a later date | Unknown | Don't Know | Don't Know |  | Building | Unknown | Unknown | No |  |  | Unknown
1721 | 1822 N BRECKON DR, HOBBS NM |  | No | No | Unknown - Unlikely Lead | Don't Know |  |  |  | No | Other |  | Will Inspect meter box at a later date | Unknown - Unlikely Lead |  |  |  | No | Other |  | Will Inspect meter box at a later date | Unknown | Don't Know | Don't Know |  | Building | Unknown | Unknown | No |  |  | Unknown
4217 | 1717 W COMMERCE, HOBBS NM |  | No | No | Unknown - Unlikely Lead | Don't Know |  |  |  | No | Other |  | Will Inspect meter box at a later date | Unknown - Unlikely Lead |  |  |  | No | Other |  | Will Inspect meter box at a later date | Unknown | Don't Know | Don't Know |  | Building | Unknown | Unknown | No |  |  | Unknown
398 | 509 E ALTO DR, HOBBS NM |  | No | No | Unknown - Unlikely Lead | Don't Know |  |  |  | No | Other |  | Will Inspect meter box at a later date | Unknown - Unlikely Lead |  |  |  | No | Other |  | Will Inspect meter box at a later date | Unknown | Don't Know | Don't Know |  | Building | Unknown | Unknown | No |  |  | Unknown
4049 | 2401 CHARLCIA BLVD, HOBBS NM |  | No | No | Unknown - Unlikely Lead | Don't Know |  |  |  | No | Other |  | Will Inspect meter box at a later date | Unknown - Unlikely Lead |  |  |  | No | Other |  | Will Inspect meter box at a later date | Unknown | Don't Know | Don't Know |  | Building | Unknown | Unknown | No |  |  | Unknown
3125 | 3901 N CENTRAL B 107, HOBBS NM |  | No | No | Non-Lead - Plastic | No | 2009 | 3/4 | Field inspection only with no records | Yes | Visual inspection at the meter pit | 05/26/2024 00:00:00 |  | Non-Lead - Plastic | 2009 | 3/4 | Installation date after lead ban | Yes | Visual inspection at the meter pit | 05/26/2024 00:00:00 |  | Non-Lead | No | No |  | Single Family Residence |  | No | No |  |  | Non-Lead
1823 | 220 W BROADWAY ST, HOBBS NM |  | No | No | Unknown - Unlikely Lead | Don't Know |  |  |  | No | Other |  | Will Inspect meter box at a later date | Unknown - Unlikely Lead |  |  |  | No | Other |  | Will Inspect meter box at a later date | Unknown | Don't Know | Don't Know |  | Building | Unknown | Unknown | No |  |  | Unknown
1478 | 2420 N BRAZOS AVE, HOBBS NM |  | No | No | Unknown - Unlikely Lead | Don't Know |  |  |  | No | Other |  | Will Inspect meter box at a later date | Unknown - Unlikely Lead |  |  |  | No | Other |  | Will Inspect meter box at a later date | Unknown | Don't Know | Don't Know |  | Building | Unknown | Unknown | No |  |  | Unknown
2060 | 1008 E CLINTON ST, HOBBS NM |  | No | No | Unknown - Unlikely Lead | Don't Know |  |  |  | No | Other |  | Will Inspect meter box at a later date | Unknown - Unlikely Lead |  |  |  | No | Other |  | Will Inspect meter box at a later date | Unknown | Don't Know | Don't Know |  | Building | Unknown | Unknown | No |  |  | Unknown
3808 | 1537 CORDOBA LN, HOBBS NM |  | No | No | Unknown - Unlikely Lead | Don't Know |  |  |  | No | Other |  | Will Inspect meter box at a later date | Unknown - Unlikely Lead |  |  |  | No | Other |  | Will Inspect meter box at a later date | Unknown | Don't Know | Don't Know |  | Building | Unknown | Unknown | No |  |  | Unknown
3775 | 1501 W CAMINO DEL ARCO, HOBBS NM |  | No | No | Unknown - Unlikely Lead | Don't Know |  |  |  | No | Other |  | Will Inspect meter box at a later date | Unknown - Unlikely Lead |  |  |  | No | Other |  | Will Inspect meter box at a later date | Unknown | Don't Know | Don't Know |  | Building | Unknown | Unknown | No |  |  | Unknown
1993 | 501 E CORBETT ST, HOBBS NM |  | No | No | Unknown - Unlikely Lead | Don't Know |  |  |  | No | Other |  | Will Inspect meter box at a later date | Unknown - Unlikely Lead |  |  |  | No | Other |  | Will Inspect meter box at a later date | Unknown | Don't Know | Don't Know |  | Building | Unknown | Unknown | No |  |  | Unknown
3167 | 3901 N CENTRAL C 301, HOBBS NM |  | No | No | Non-Lead - Plastic | No | 2009 | 3/4 | Field inspection only with no records | Yes | Visual inspection at the meter pit | 05/26/2024 00:00:00 |  | Non-Lead - Plastic | 2009 | 3/4 | Installation date after lead ban | Yes | Visual inspection at the meter pit | 05/26/2024 00:00:00 |  | Non-Lead | No | No |  | Single Family Residence |  | No | No |  |  | Non-Lead
3257 | 507 W COCHITI AVE, HOBBS NM |  | No | No | Unknown - Unlikely Lead | Don't Know |  |  |  | No | Other |  | Will Inspect meter box at a later date | Unknown - Unlikely Lead |  |  |  | No | Other |  | Will Inspect meter box at a later date | Unknown | Don't Know | Don't Know |  | Building | Unknown | Unknown | No |  |  | Unknown
14316 | 1021 E YESO DR 207B, HOBBS NM |  | No | No | Unknown - Unlikely Lead | Don't Know |  |  |  | No | Other |  | Will Inspect meter box at a later date | Unknown - Unlikely Lead |  |  |  | No | Other |  | Will Inspect meter box at a later date | Unknown | Don't Know | Don't Know |  | Building | Unknown | Unknown | No |  |  | Unknown
2592 | 117 S AVENUE C, HOBBS NM |  | No | No | Unknown - Unlikely Lead | Don't Know |  |  |  | No | Other |  | Will Inspect meter box at a later date | Unknown - Unlikely Lead |  |  |  | No | Other |  | Will Inspect meter box at a later date | Unknown | Don't Know | Don't Know |  | Building | Unknown | Unknown | No |  |  | Unknown
330 | 305 E ALSTON ST, HOBBS NM |  | No | No | Unknown - Unlikely Lead | Don't Know |  |  |  | No | Other |  | Will Inspect meter box at a later date | Unknown - Unlikely Lead |  |  |  | No | Other |  | Will Inspect meter box at a later date | Unknown | Don't Know | Don't Know |  | Building | Unknown | Unknown | No |  |  | Unknown
14222 | 410 E YESO DR, HOBBS NM |  | No | No | Unknown - Unlikely Lead | Don't Know |  |  |  | No | Other |  | Will Inspect meter box at a later date | Unknown - Unlikely Lead |  |  |  | No | Other |  | Will Inspect meter box at a later date | Unknown | Don't Know | Don't Know |  | Building | Unknown | Unknown | No |  |  | Unknown
13909 | 102 W VEGA DR, HOBBS NM |  | No | No | Unknown - Unlikely Lead | Don't Know |  |  |  | No | Other |  | Will Inspect meter box at a later date | Unknown - Unlikely Lead |  |  |  | No | Other |  | Will Inspect meter box at a later date | Unknown | Don't Know | Don't Know |  | Building | Unknown | Unknown | No |  |  | Unknown
4296 | 2216 N DAL PASO ST, HOBBS NM |  | No | No | Unknown - Unlikely Lead | Don't Know |  |  |  | No | Other |  | Will Inspect meter box at a later date | Unknown - Unlikely Lead |  |  |  | No | Other |  | Will Inspect meter box at a later date | Unknown | Don't Know | Don't Know |  | Building | Unknown | Unknown | No |  |  | Unknown
4617 | 910 N DALMONT ST, HOBBS NM |  | No | No | Non-Lead - Plastic | No |  | 3/4 | Field inspection only with no records | Yes | Visual inspection at the meter pit | 05/26/2024 00:00:00 |  | Non-Lead - Plastic |  | 3/4 | Installation date after lead ban | Yes | Visual inspection at the meter pit | 05/26/2024 00:00:00 |  | Non-Lead | No | No |  | Single Family Residence |  | No | No |  |  | Non-Lead
3366 | 1206 W CAPROCK ST, HOBBS NM |  | No | No | Unknown - Unlikely Lead | Don't Know |  |  |  | No | Other |  | Will Inspect meter box at a later date | Unknown - Unlikely Lead |  |  |  | No | Other |  | Will Inspect meter box at a later date | Unknown | Don't Know | Don't Know |  | Building | Unknown | Unknown | No |  |  | Unknown
1892 | 1300 E BROADWAY ST, HOBBS NM |  | No | No | Unknown - Unlikely Lead | Don't Know |  |  |  | No | Other |  | Will Inspect meter box at a later date | Unknown - Unlikely Lead |  |  |  | No | Other |  | Will Inspect meter box at a later date | Unknown | Don't Know | Don't Know |  | Building | Unknown | Unknown | No |  |  | Unknown
4641 | 712 E DUNNAM ST, HOBBS NM |  | No | No | Unknown - Unlikely Lead | Don't Know |  |  |  | No | Other |  | Will Inspect meter box at a later date | Unknown - Unlikely Lead |  |  |  | No | Other |  | Will Inspect meter box at a later date | Unknown | Don't Know | Don't Know |  | Building | Unknown | Unknown | No |  |  | Unknown
14062 | 117 W WOLFCAMP DR, HOBBS NM |  | No | No | Non-Lead - Plastic | Don't Know |  | 1 | Field inspection only with no records | Yes | Visual inspection at the meter pit | 07/23/2024 00:00:00 |  | Non-Lead - Copper | 1982 | 3/4 | Field inspection only with no records | Yes | Visual inspection at the meter pit | 07/23/2024 00:00:00 |  | Non-Lead | No | Don't Know |  | Single Family Residence |  | No | No |  |  | Non-Lead
3402 | 1115 W CAPROCK ST, HOBBS NM |  | No | No | Unknown - Unlikely Lead | Don't Know |  |  |  | No | Other |  | Will Inspect meter box at a later date | Unknown - Unlikely Lead |  |  |  | No | Other |  | Will Inspect meter box at a later date | Unknown | Don't Know | Don't Know |  | Building | Unknown | Unknown | No |  |  | Unknown
1601 | 1605 BRADLEY CT, HOBBS NM |  | No | No | Unknown - Unlikely Lead | Don't Know |  |  |  | No | Other |  | Will Inspect meter box at a later date | Unknown - Unlikely Lead |  |  |  | No | Other |  | Will Inspect meter box at a later date | Unknown | Don't Know | Don't Know |  | Building | Unknown | Unknown | No |  |  | Unknown
2190 | 117 W CASTLE AVE, HOBBS NM |  | No | No | Unknown - Unlikely Lead | Don't Know |  |  |  | No | Other |  | Will Inspect meter box at a later date | Unknown - Unlikely Lead |  |  |  | No | Other |  | Will Inspect meter box at a later date | Unknown | Don't Know | Don't Know |  | Building | Unknown | Unknown | No |  |  | Unknown
3117 | 3901 N CENTRAL F 207, HOBBS NM |  | No | No | Non-Lead - Plastic | No | 2009 | 3/4 | Field inspection only with no records | Yes | Visual inspection at the meter pit | 05/26/2024 00:00:00 |  | Non-Lead - Plastic | 2009 | 3/4 | Installation date after lead ban | Yes | Visual inspection at the meter pit | 05/26/2024 00:00:00 |  | Non-Lead | No | No |  | Single Family Residence |  | No | No |  |  | Non-Lead
4541 | 5009 W DARK HORSE RD, HOBBS NM |  | No | No | Non-Lead - Plastic | No | 2015 | 3/4 | Field inspection only with no records | Yes | Visual inspection at the meter pit | 05/26/2024 00:00:00 |  | Non-Lead - Plastic | 2015 | 3/4 | Installation date after lead ban | Yes | Visual inspection at the meter pit | 05/26/2024 00:00:00 |  | Non-Lead | No | No |  | Single Family Residence |  | No | No |  |  | Non-Lead
4650 | 1623 E DUNNAM ST, HOBBS NM |  | No | No | Unknown - Unlikely Lead | Don't Know |  |  |  | No | Other |  | Will Inspect meter box at a later date | Unknown - Unlikely Lead |  |  |  | No | Other |  | Will Inspect meter box at a later date | Unknown | Don't Know | Don't Know |  | Building | Unknown | Unknown | No |  |  | Unknown
13816 | 709 N VISTA CT, HOBBS NM |  | No | No | Unknown - Unlikely Lead | Don't Know |  |  |  | No | Other |  | Will Inspect meter box at a later date | Unknown - Unlikely Lead |  |  |  | No | Other |  | Will Inspect meter box at a later date | Unknown | Don't Know | Don't Know |  | Building | Unknown | Unknown | No |  |  | Unknown
2646 | 2226 N CIELO DR, HOBBS NM |  | No | No | Unknown - Unlikely Lead | Don't Know |  |  |  | No | Other |  | Will Inspect meter box at a later date | Unknown - Unlikely Lead |  |  |  | No | Other |  | Will Inspect meter box at a later date | Unknown | Don't Know | Don't Know |  | Building | Unknown | Unknown | No |  |  | Unknown
4070 | 2400 CHARLCIA BLVD, HOBBS NM |  | No | No | Unknown - Unlikely Lead | Don't Know |  |  |  | No | Other |  | Will Inspect meter box at a later date | Unknown - Unlikely Lead |  |  |  | No | Other |  | Will Inspect meter box at a later date | Unknown | Don't Know | Don't Know |  | Building | Unknown | Unknown | No |  |  | Unknown
13749 | 1430 W TURTLEBACK CT, HOBBS NM |  | No | No | Non-Lead - Plastic | No | 2019 | 1 | Installation date after lead ban | No | Other |  | GIS verfied because of being built after ban | Non-Lead - Plastic | 2008 | 1 | Installation date after lead ban | No | Other |  | Newer Construction, verified by GIS Mapping |  | No | No |  | Single Family Residence | Unknown | No | No |  |  | Non-Lead
1687 | 1636 N BRECKON DR, HOBBS NM |  | No | No | Unknown - Unlikely Lead | Don't Know |  |  |  | No | Other |  | Will Inspect meter box at a later date | Unknown - Unlikely Lead |  |  |  | No | Other |  | Will Inspect meter box at a later date | Unknown | Don't Know | Don't Know |  | Building | Unknown | Unknown | No |  |  | Unknown
2575 | 115 N AVENUE C, HOBBS NM |  | No | No | Unknown - Unlikely Lead | Don't Know |  |  |  | No | Other |  | Will Inspect meter box at a later date | Unknown - Unlikely Lead |  |  |  | No | Other |  | Will Inspect meter box at a later date | Unknown | Don't Know | Don't Know |  | Building | Unknown | Unknown | No |  |  | Unknown
4091 | 2124 E CLIFFWOOD CIRCLE, HOBBS NM |  | No | No | Non-Lead - Plastic | Don't Know | 2019 | 1 | Field inspection only with no records | Yes | Visual inspection at the meter pit | 08/19/2024 00:00:00 |  | Non-Lead - Plastic | 2019 | 1 | Field inspection only with no records | Yes | Visual inspection at the meter pit | 08/19/2024 00:00:00 |  | Non-Lead | No | Don't Know |  | Single Family Residence |  | No | No |  |  | Non-Lead
3557 | 1630 N COLEMAN ST, HOBBS NM |  | No | No | Unknown - Unlikely Lead | Don't Know |  |  |  | No | Other |  | Will Inspect meter box at a later date | Unknown - Unlikely Lead |  |  |  | No | Other |  | Will Inspect meter box at a later date | Unknown | Don't Know | Don't Know |  | Building | Unknown | Unknown | No |  |  | Unknown
3126 | 3901 N CENTRAL E 108, HOBBS NM |  | No | No | Non-Lead - Plastic | No | 2009 | 3/4 | Field inspection only with no records | Yes | Visual inspection at the meter pit | 05/26/2024 00:00:00 |  | Non-Lead - Plastic | 2009 | 3/4 | Installation date after lead ban | Yes | Visual inspection at the meter pit | 05/26/2024 00:00:00 |  | Non-Lead | No | No |  | Single Family Residence |  | No | No |  |  | Non-Lead
14020 | 3424 W WHITE OAK ST, HOBBS NM |  | No | No | Non-Lead - Plastic | Don't Know | 2019 | 1 | Field inspection only with no records | Yes | Visual inspection at the meter pit | 08/19/2024 00:00:00 |  | Non-Lead - Plastic | 2019 | 1 | Field inspection only with no records | Yes | Visual inspection at the meter pit | 08/19/2024 00:00:00 |  | Non-Lead | No | Don't Know |  | Single Family Residence |  | No | No |  |  | Non-Lead
2848 | 415 E CLEARFORK DR, HOBBS NM |  | No | No | Unknown - Unlikely Lead | Don't Know |  |  |  | No | Other |  | Will Inspect meter box at a later date | Unknown - Unlikely Lead |  |  |  | No | Other |  | Will Inspect meter box at a later date | Unknown | Don't Know | Don't Know |  | Building | Unknown | Unknown | No |  |  | Unknown
14050 | 1107 E WALKER DR, HOBBS NM |  | No | No | Unknown - Unlikely Lead | Don't Know |  |  |  | No | Other |  | Will Inspect meter box at a later date | Unknown - Unlikely Lead |  |  |  | No | Other |  | Will Inspect meter box at a later date | Unknown | Don't Know | Don't Know |  | Building | Unknown | Unknown | No |  |  | Unknown
4066 | 2305 CHARLCIA BLVD, HOBBS NM |  | No | No | Unknown - Unlikely Lead | Don't Know |  |  |  | No | Other |  | Will Inspect meter box at a later date | Unknown - Unlikely Lead |  |  |  | No | Other |  | Will Inspect meter box at a later date | Unknown | Don't Know | Don't Know |  | Building | Unknown | Unknown | No |  |  | Unknown
3136 | 3901 N CENTRAL D 204, HOBBS NM |  | No | No | Non-Lead - Plastic | No | 2009 | 3/4 | Field inspection only with no records | Yes | Visual inspection at the meter pit | 05/26/2024 00:00:00 |  | Non-Lead - Plastic | 2009 | 3/4 | Installation date after lead ban | Yes | Visual inspection at the meter pit | 05/26/2024 00:00:00 |  | Non-Lead | No | No |  | Single Family Residence |  | No | No |  |  | Non-Lead
2054 | 1301 E CLINTON ST, HOBBS NM |  | No | No | Unknown - Unlikely Lead | Don't Know |  |  |  | No | Other |  | Will Inspect meter box at a later date | Unknown - Unlikely Lead |  |  |  | No | Other |  | Will Inspect meter box at a later date | Unknown | Don't Know | Don't Know |  | Building | Unknown | Unknown | No |  |  | Unknown
14116 | 315 S WILLOW ST, HOBBS NM |  | No | No | Unknown - Unlikely Lead | Don't Know |  |  |  | No | Other |  | Will Inspect meter box at a later date | Unknown - Unlikely Lead |  |  |  | No | Other |  | Will Inspect meter box at a later date | Unknown | Don't Know | Don't Know |  | Building | Unknown | Unknown | No |  |  | Unknown
1629 | 2221 N BRECKON DR, HOBBS NM |  | No | No | Unknown - Unlikely Lead | Don't Know |  |  |  | No | Other |  | Will Inspect meter box at a later date | Unknown - Unlikely Lead |  |  |  | No | Other |  | Will Inspect meter box at a later date | Unknown | Don't Know | Don't Know |  | Building | Unknown | Unknown | No |  |  | Unknown
4025 | 1722 CATTLECALL DR, HOBBS NM |  | No | No | Unknown - Unlikely Lead | Don't Know |  |  |  | No | Other |  | Will Inspect meter box at a later date | Unknown - Unlikely Lead |  |  |  | No | Other |  | Will Inspect meter box at a later date | Unknown | Don't Know | Don't Know |  | Building | Unknown | Unknown | No |  |  | Unknown
4767 | 705 N DENSON DR, HOBBS NM |  | No | No | Unknown - Unlikely Lead | Don't Know |  |  |  | No | Other |  | Will Inspect meter box at a later date | Unknown - Unlikely Lead |  |  |  | No | Other |  | Will Inspect meter box at a later date | Unknown | Don't Know | Don't Know |  | Building | Unknown | Unknown | No |  |  | Unknown
13783 | 2543 N TRADITIONS DR, HOBBS NM |  | No | No | Non-Lead - Copper | No | 2007 | 3/4 | Field inspection only with no records | Yes | Visual inspection at the meter pit | 05/26/2024 00:00:00 |  | Non-Lead - Copper | 2007 | 3/4 | Installation date after lead ban | No | Visual inspection at the meter pit | 05/26/2024 00:00:00 |  | Non-Lead | No | No |  | Single Family Residence |  | No | No |  |  | Non-Lead
23 | 1000 S 1ST ST, HOBBS NM |  | No | No | Unknown - Unlikely Lead | Don't Know |  |  |  | No | Other |  | Will Inspect meter box at a later date | Unknown - Unlikely Lead |  |  |  | No | Other |  | Will Inspect meter box at a later date | Unknown | Don't Know | Don't Know |  | Building | Unknown | Unknown | No |  |  | Unknown
4273 | 801 N DAL PASO ST, HOBBS NM |  | No | No | Unknown - Unlikely Lead | Don't Know |  |  |  | No | Other |  | Will Inspect meter box at a later date | Unknown - Unlikely Lead |  |  |  | No | Other |  | Will Inspect meter box at a later date | Unknown | Don't Know | Don't Know |  | Building | Unknown | Unknown | No |  |  | Unknown
4498 | 415 S DAL PASO ST, HOBBS NM |  | No | No | Unknown - Unlikely Lead | Don't Know |  |  |  | No | Other |  | Will Inspect meter box at a later date | Unknown - Unlikely Lead |  |  |  | No | Other |  | Will Inspect meter box at a later date | Unknown | Don't Know | Don't Know |  | Building | Unknown | Unknown | No |  |  | Unknown
4353 | 3419 N DAL PASO BLD 11 D, HOBBS NM |  | No | No | Non-Lead - Plastic | No | 2020 | 3/4 | Field inspection only with no records | Yes | Visual inspection at the meter pit | 05/26/2024 00:00:00 |  | Non-Lead - Plastic |  | 3/4 | Installation date after lead ban | Yes | Visual inspection at the meter pit | 05/26/2024 00:00:00 |  | Non-Lead | No | No |  | Single Family Residence |  | No | No |  |  | Non-Lead
3798 | 1605 W CAMINO DEL ARCO, HOBBS NM |  | No | No | Unknown - Unlikely Lead | Don't Know |  |  |  | No | Other |  | Will Inspect meter box at a later date | Unknown - Unlikely Lead |  |  |  | No | Other |  | Will Inspect meter box at a later date | Unknown | Don't Know | Don't Know |  | Building | Unknown | Unknown | No |  |  | Unknown
3368 | 1414 W CAPROCK ST, HOBBS NM |  | No | No | Unknown - Unlikely Lead | Don't Know |  |  |  | No | Other |  | Will Inspect meter box at a later date | Unknown - Unlikely Lead |  |  |  | No | Other |  | Will Inspect meter box at a later date | Unknown | Don't Know | Don't Know |  | Building | Unknown | Unknown | No |  |  | Unknown
359 | 502 E ALSTON ST, HOBBS NM |  | No | No | Unknown - Unlikely Lead | Don't Know |  |  |  | No | Other |  | Will Inspect meter box at a later date | Unknown - Unlikely Lead |  |  |  | No | Other |  | Will Inspect meter box at a later date | Unknown | Don't Know | Don't Know |  | Building | Unknown | Unknown | No |  |  | Unknown
2821 | 601 E COPPER AVE, HOBBS NM |  | No | No | Unknown - Unlikely Lead | Don't Know |  |  |  | No | Other |  | Will Inspect meter box at a later date | Unknown - Unlikely Lead |  |  |  | No | Other |  | Will Inspect meter box at a later date | Unknown | Don't Know | Don't Know |  | Building | Unknown | Unknown | No |  |  | Unknown
3526 | 1623 N COLEMAN ST, HOBBS NM |  | No | No | Unknown - Unlikely Lead | Don't Know |  |  |  | No | Other |  | Will Inspect meter box at a later date | Unknown - Unlikely Lead |  |  |  | No | Other |  | Will Inspect meter box at a later date | Unknown | Don't Know | Don't Know |  | Building | Unknown | Unknown | No |  |  | Unknown
1862 | 516 E BROADWAY ST, HOBBS NM |  | No | No | Unknown - Unlikely Lead | Don't Know |  |  |  | No | Other |  | Will Inspect meter box at a later date | Unknown - Unlikely Lead |  |  |  | No | Other |  | Will Inspect meter box at a later date | Unknown | Don't Know | Don't Know |  | Building | Unknown | Unknown | No |  |  | Unknown
2517 | 409 W COAL AVE, HOBBS NM |  | No | No | Unknown - Unlikely Lead | Don't Know |  |  |  | No | Other |  | Will Inspect meter box at a later date | Unknown - Unlikely Lead |  |  |  | No | Other |  | Will Inspect meter box at a later date | Unknown | Don't Know | Don't Know |  | Building | Unknown | Unknown | No |  |  | Unknown
14391 | 417 E YUCCA ST, HOBBS NM |  | No | No | Unknown - Unlikely Lead | Don't Know |  |  |  | No | Other |  | Will Inspect meter box at a later date | Unknown - Unlikely Lead |  |  |  | No | Other |  | Will Inspect meter box at a later date | Unknown | Don't Know | Don't Know |  | Building | Unknown | Unknown | No |  |  | Unknown
368 | 714 E ALSTON ST, HOBBS NM |  | No | No | Unknown - Unlikely Lead | Don't Know |  |  |  | No | Other |  | Will Inspect meter box at a later date | Unknown - Unlikely Lead |  |  |  | No | Other |  | Will Inspect meter box at a later date | Unknown | Don't Know | Don't Know |  | Building | Unknown | Unknown | No |  |  | Unknown
2206 | 308 W CASTLE AVE, HOBBS NM |  | No | No | Unknown - Unlikely Lead | Don't Know |  |  |  | No | Other |  | Will Inspect meter box at a later date | Unknown - Unlikely Lead |  |  |  | No | Other |  | Will Inspect meter box at a later date | Unknown | Don't Know | Don't Know |  | Building | Unknown | Unknown | No |  |  | Unknown
14489 | 618 E ZIA DR, HOBBS NM |  | No | No | Unknown - Unlikely Lead | Don't Know |  |  |  | No | Other |  | Will Inspect meter box at a later date | Unknown - Unlikely Lead |  |  |  | No | Other |  | Will Inspect meter box at a later date | Unknown | Don't Know | Don't Know |  | Building | Unknown | Unknown | No |  |  | Unknown
1660 | 1731 N BRECKON DR, HOBBS NM |  | No | No | Unknown - Unlikely Lead | Don't Know |  |  |  | No | Other |  | Will Inspect meter box at a later date | Unknown - Unlikely Lead |  |  |  | No | Other |  | Will Inspect meter box at a later date | Unknown | Don't Know | Don't Know |  | Building | Unknown | Unknown | No |  |  | Unknown
14334 | 1021 E YESO DR 205A, HOBBS NM |  | No | No | Unknown - Unlikely Lead | Don't Know |  |  |  | No | Other |  | Will Inspect meter box at a later date | Unknown - Unlikely Lead |  |  |  | No | Other |  | Will Inspect meter box at a later date | Unknown | Don't Know | Don't Know |  | Building | Unknown | Unknown | No |  |  | Unknown
357 | 314 E ALSTON ST, HOBBS NM |  | No | No | Unknown - Unlikely Lead | Don't Know |  |  |  | No | Other |  | Will Inspect meter box at a later date | Unknown - Unlikely Lead |  |  |  | No | Other |  | Will Inspect meter box at a later date | Unknown | Don't Know | Don't Know |  | Building | Unknown | Unknown | No |  |  | Unknown
13848 | 1915 N VEGA DR, HOBBS NM |  | No | No | Unknown - Unlikely Lead | Don't Know |  |  |  | No | Other |  | Will Inspect meter box at a later date | Unknown - Unlikely Lead |  |  |  | No | Other |  | Will Inspect meter box at a later date | Unknown | Don't Know | Don't Know |  | Building | Unknown | Unknown | No |  |  | Unknown
13680 | 815 E TAYLOR ST, HOBBS NM |  | No | No | Unknown - Unlikely Lead | Don't Know |  |  |  | No | Other |  | Will Inspect meter box at a later date | Unknown - Unlikely Lead |  |  |  | No | Other |  | Will Inspect meter box at a later date | Unknown | Don't Know | Don't Know |  | Building | Unknown | Unknown | No |  |  | Unknown
3972 | 1212 W CALLE SUR ST, HOBBS NM |  | No | No | Unknown - Unlikely Lead | Don't Know |  |  |  | No | Other |  | Will Inspect meter box at a later date | Unknown - Unlikely Lead |  |  |  | No | Other |  | Will Inspect meter box at a later date | Unknown | Don't Know | Don't Know |  | Building | Unknown | Unknown | No |  |  | Unknown
3268 | 318 W COCHITI AVE, HOBBS NM |  | No | No | Unknown - Unlikely Lead | Don't Know |  |  |  | No | Other |  | Will Inspect meter box at a later date | Unknown - Unlikely Lead |  |  |  | No | Other |  | Will Inspect meter box at a later date | Unknown | Don't Know | Don't Know |  | Building | Unknown | Unknown | No |  |  | Unknown
4454 | 221 N DAL PASO ST, HOBBS NM |  | No | No | Unknown - Unlikely Lead | Don't Know |  |  |  | No | Other |  | Will Inspect meter box at a later date | Unknown - Unlikely Lead |  |  |  | No | Other |  | Will Inspect meter box at a later date | Unknown | Don't Know | Don't Know |  | Building | Unknown | Unknown | No |  |  | Unknown
3705 | 3225 N CIBOLA AVE, HOBBS NM |  | No | No | Unknown - Unlikely Lead | Don't Know |  |  |  | No | Other |  | Will Inspect meter box at a later date | Unknown - Unlikely Lead |  |  |  | No | Other |  | Will Inspect meter box at a later date | Unknown | Don't Know | Don't Know |  | Building | Unknown | Unknown | No |  |  | Unknown
1878 | 900 E BROADWAY ST, HOBBS NM |  | No | No | Unknown - Unlikely Lead | Don't Know |  |  |  | No | Other |  | Will Inspect meter box at a later date | Unknown - Unlikely Lead |  |  |  | No | Other |  | Will Inspect meter box at a later date | Unknown | Don't Know | Don't Know |  | Building | Unknown | Unknown | No |  |  | Unknown
1545 | 1910 N BLANCO DR, HOBBS NM |  | No | No | Unknown - Unlikely Lead | Don't Know |  |  |  | No | Other |  | Will Inspect meter box at a later date | Unknown - Unlikely Lead |  |  |  | No | Other |  | Will Inspect meter box at a later date | Unknown | Don't Know | Don't Know |  | Building | Unknown | Unknown | No |  |  | Unknown
14086 | 317 E WOLFCAMP DR, HOBBS NM |  | No | No | Unknown - Unlikely Lead | Don't Know |  |  |  | No | Other |  | Will Inspect meter box at a later date | Unknown - Unlikely Lead |  |  |  | No | Other |  | Will Inspect meter box at a later date | Unknown | Don't Know | Don't Know |  | Building | Unknown | Unknown | No |  |  | Unknown
4287 | 200 N DAL PASO ST, HOBBS NM |  | No | No | Unknown - Unlikely Lead | Don't Know |  |  |  | No | Other |  | Will Inspect meter box at a later date | Unknown - Unlikely Lead |  |  |  | No | Other |  | Will Inspect meter box at a later date | Unknown | Don't Know | Don't Know |  | Building | Unknown | Unknown | No |  |  | Unknown
3260 | 607 W COCHITI AVE, HOBBS NM |  | No | No | Unknown - Unlikely Lead | Don't Know |  |  |  | No | Other |  | Will Inspect meter box at a later date | Unknown - Unlikely Lead |  |  |  | No | Other |  | Will Inspect meter box at a later date | Unknown | Don't Know | Don't Know |  | Building | Unknown | Unknown | No |  |  | Unknown
2574 | 205 N AVENUE C, HOBBS NM |  | No | No | Unknown - Unlikely Lead | Don't Know |  |  |  | No | Other |  | Will Inspect meter box at a later date | Unknown - Unlikely Lead |  |  |  | No | Other |  | Will Inspect meter box at a later date | Unknown | Don't Know | Don't Know |  | Building | Unknown | Unknown | No |  |  | Unknown
4050 | 2430 CHARLCIA BLVD, HOBBS NM |  | No | No | Unknown - Unlikely Lead | Don't Know |  |  |  | No | Other |  | Will Inspect meter box at a later date | Unknown - Unlikely Lead |  |  |  | No | Other |  | Will Inspect meter box at a later date | Unknown | Don't Know | Don't Know |  | Building | Unknown | Unknown | No |  |  | Unknown
3832 | 3520 CORDOBA LN, HOBBS NM |  | No | No | Unknown - Unlikely Lead | Don't Know |  |  |  | No | Other |  | Will Inspect meter box at a later date | Unknown - Unlikely Lead |  |  |  | No | Other |  | Will Inspect meter box at a later date | Unknown | Don't Know | Don't Know |  | Building | Unknown | Unknown | No |  |  | Unknown
2751 | 1114 W COPPER AVE, HOBBS NM |  | No | No | Unknown - Unlikely Lead | Don't Know |  |  |  | No | Other |  | Will Inspect meter box at a later date | Unknown - Unlikely Lead |  |  |  | No | Other |  | Will Inspect meter box at a later date | Unknown | Don't Know | Don't Know |  | Building | Unknown | Unknown | No |  |  | Unknown
3322 | 1207 W CAPROCK ST, HOBBS NM |  | No | No | Unknown - Unlikely Lead | Don't Know |  |  |  | No | Other |  | Will Inspect meter box at a later date | Unknown - Unlikely Lead |  |  |  | No | Other |  | Will Inspect meter box at a later date | Unknown | Don't Know | Don't Know |  | Building | Unknown | Unknown | No |  |  | Unknown
1782 | 100 W BROADWAY ST, HOBBS NM |  | No | No | Unknown - Unlikely Lead | Don't Know |  |  |  | No | Other |  | Will Inspect meter box at a later date | Unknown - Unlikely Lead |  |  |  | No | Other |  | Will Inspect meter box at a later date | Unknown | Don't Know | Don't Know |  | Building | Unknown | Unknown | No |  |  | Unknown
3590 | 519 N COLEMAN ST, HOBBS NM |  | No | No | Unknown - Unlikely Lead | Don't Know |  |  |  | No | Other |  | Will Inspect meter box at a later date | Unknown - Unlikely Lead |  |  |  | No | Other |  | Will Inspect meter box at a later date | Unknown | Don't Know | Don't Know |  | Building | Unknown | Unknown | No |  |  | Unknown
4326 | 3419 N DAL PASO BLD 3 C, HOBBS NM |  | No | No | Unknown - Unlikely Lead | Don't Know |  |  |  | No | Other |  | Will Inspect meter box at a later date | Unknown - Unlikely Lead |  |  |  | No | Other |  | Will Inspect meter box at a later date | Unknown | Don't Know | Don't Know |  | Building | Unknown | Unknown | No |  |  | Unknown
1731 | 1903 N BRECKON DR, HOBBS NM |  | No | No | Unknown - Unlikely Lead | Don't Know |  |  |  | No | Other |  | Will Inspect meter box at a later date | Unknown - Unlikely Lead |  |  |  | No | Other |  | Will Inspect meter box at a later date | Unknown | Don't Know | Don't Know |  | Building | Unknown | Unknown | No |  |  | Unknown
4054 | 2526 CHARLCIA BLVD, HOBBS NM |  | No | No | Unknown - Unlikely Lead | Don't Know |  |  |  | No | Other |  | Will Inspect meter box at a later date | Unknown - Unlikely Lead |  |  |  | No | Other |  | Will Inspect meter box at a later date | Unknown | Don't Know | Don't Know |  | Building | Unknown | Unknown | No |  |  | Unknown
4772 | 226 N DENSON DR, HOBBS NM |  | No | No | Unknown - Unlikely Lead | Don't Know |  |  |  | No | Other |  | Will Inspect meter box at a later date | Unknown - Unlikely Lead |  |  |  | No | Other |  | Will Inspect meter box at a later date | Unknown | Don't Know | Don't Know |  | Building | Unknown | Unknown | No |  |  | Unknown
367 | 706 E ALSTON ST, HOBBS NM |  | No | No | Unknown - Unlikely Lead | Don't Know |  |  |  | No | Other |  | Will Inspect meter box at a later date | Unknown - Unlikely Lead |  |  |  | No | Other |  | Will Inspect meter box at a later date | Unknown | Don't Know | Don't Know |  | Building | Unknown | Unknown | No |  |  | Unknown
1451 | 1515 N BRAZOS AVE, HOBBS NM |  | No | No | Unknown - Unlikely Lead | Don't Know |  |  |  | No | Other |  | Will Inspect meter box at a later date | Unknown - Unlikely Lead |  |  |  | No | Other |  | Will Inspect meter box at a later date | Unknown | Don't Know | Don't Know |  | Building | Unknown | Unknown | No |  |  | Unknown
3733 | 1039 E CIMARRON CT, HOBBS NM |  | No | No | Unknown - Unlikely Lead | Don't Know |  |  |  | No | Other |  | Will Inspect meter box at a later date | Unknown - Unlikely Lead |  |  |  | No | Other |  | Will Inspect meter box at a later date | Unknown | Don't Know | Don't Know |  | Building | Unknown | Unknown | No |  |  | Unknown
14248 | 1021 E YESO DR 410A, HOBBS NM |  | No | No | Unknown - Unlikely Lead | Don't Know |  |  |  | No | Other |  | Will Inspect meter box at a later date | Unknown - Unlikely Lead |  |  |  | No | Other |  | Will Inspect meter box at a later date | Unknown | Don't Know | Don't Know |  | Building | Unknown | Unknown | No |  |  | Unknown
4281 | 2827 N DAL PASO STE10, HOBBS NM |  | No | No | Unknown - Unlikely Lead | Don't Know |  |  |  | No | Other |  | Will Inspect meter box at a later date | Unknown - Unlikely Lead |  |  |  | No | Other |  | Will Inspect meter box at a later date | Unknown | Don't Know | Don't Know |  | Building | Unknown | Unknown | No |  |  | Unknown
2487 | 1207 W COAL AVE, HOBBS NM |  | No | No | Unknown - Unlikely Lead | Don't Know |  |  |  | No | Other |  | Will Inspect meter box at a later date | Unknown - Unlikely Lead |  |  |  | No | Other |  | Will Inspect meter box at a later date | Unknown | Don't Know | Don't Know |  | Building | Unknown | Unknown | No |  |  | Unknown
4393 | 3400 N DAL PASO ST, HOBBS NM |  | No | No | Unknown - Unlikely Lead | Don't Know |  |  |  | No | Other |  | Will Inspect meter box at a later date | Unknown - Unlikely Lead |  |  |  | No | Other |  | Will Inspect meter box at a later date | Unknown | Don't Know | Don't Know |  | Building | Unknown | Unknown | No |  |  | Unknown
14178 | 1315 N WEST COUNTY RD, HOBBS NM |  | No | No | Unknown - Unlikely Lead | Don't Know |  |  |  | No | Other |  | Will Inspect meter box at a later date | Unknown - Unlikely Lead |  |  |  | No | Other |  | Will Inspect meter box at a later date | Unknown | Don't Know | Don't Know |  | Building | Unknown | Unknown | No |  |  | Unknown
3342 | 901 W CAPROCK ST, HOBBS NM |  | No | No | Unknown - Unlikely Lead | Don't Know |  |  |  | No | Other |  | Will Inspect meter box at a later date | Unknown - Unlikely Lead |  |  |  | No | Other |  | Will Inspect meter box at a later date | Unknown | Don't Know | Don't Know |  | Building | Unknown | Unknown | No |  |  | Unknown
3352 | 1024 W CAPROCK ST, HOBBS NM |  | No | No | Unknown - Unlikely Lead | Don't Know |  |  |  | No | Other |  | Will Inspect meter box at a later date | Unknown - Unlikely Lead |  |  |  | No | Other |  | Will Inspect meter box at a later date | Unknown | Don't Know | Don't Know |  | Building | Unknown | Unknown | No |  |  | Unknown
2237 | 1804 S COCHRAN ST, HOBBS NM |  | No | No | Unknown - Unlikely Lead | Don't Know |  |  |  | No | Other |  | Will Inspect meter box at a later date | Unknown - Unlikely Lead |  |  |  | No | Other |  | Will Inspect meter box at a later date | Unknown | Don't Know | Don't Know |  | Building | Unknown | Unknown | No |  |  | Unknown
4478 | 1001 S DAL PASO ST, HOBBS NM |  | No | No | Unknown - Unlikely Lead | Don't Know |  |  |  | No | Other |  | Will Inspect meter box at a later date | Unknown - Unlikely Lead |  |  |  | No | Other |  | Will Inspect meter box at a later date | Unknown | Don't Know | Don't Know |  | Building | Unknown | Unknown | No |  |  | Unknown
3345 | 1027 W CAPROCK ST, HOBBS NM |  | No | No | Unknown - Unlikely Lead | Don't Know |  |  |  | No | Other |  | Will Inspect meter box at a later date | Unknown - Unlikely Lead |  |  |  | No | Other |  | Will Inspect meter box at a later date | Unknown | Don't Know | Don't Know |  | Building | Unknown | Unknown | No |  |  | Unknown
3151 | 3901 N CENTRAL M 201, HOBBS NM |  | No | No | Non-Lead - Plastic | No | 2009 | 3/4 | Field inspection only with no records | Yes | Visual inspection at the meter pit | 05/26/2024 00:00:00 |  | Non-Lead - Plastic | 2009 | 3/4 | Installation date after lead ban | Yes | Visual inspection at the meter pit | 05/26/2024 00:00:00 |  | Non-Lead | No | No |  | Single Family Residence |  | No | No |  |  | Non-Lead
13810 | 608 W VISTA CT, HOBBS NM |  | No | No | Unknown - Unlikely Lead | Don't Know |  |  |  | No | Other |  | Will Inspect meter box at a later date | Unknown - Unlikely Lead |  |  |  | No | Other |  | Will Inspect meter box at a later date | Unknown | Don't Know | Don't Know |  | Building | Unknown | Unknown | No |  |  | Unknown
3627 | 1007 N COLEMAN ST, HOBBS NM |  | No | No | Unknown - Unlikely Lead | Don't Know |  |  |  | No | Other |  | Will Inspect meter box at a later date | Unknown - Unlikely Lead |  |  |  | No | Other |  | Will Inspect meter box at a later date | Unknown | Don't Know | Don't Know |  | Building | Unknown | Unknown | No |  |  | Unknown
14194 | 709 E YESO DR, HOBBS NM |  | No | No | Unknown - Unlikely Lead | Don't Know |  |  |  | No | Other |  | Will Inspect meter box at a later date | Unknown - Unlikely Lead |  |  |  | No | Other |  | Will Inspect meter box at a later date | Unknown | Don't Know | Don't Know |  | Building | Unknown | Unknown | No |  |  | Unknown
351 | 600 E ALSTON ST, HOBBS NM |  | No | No | Unknown - Unlikely Lead | Don't Know |  |  |  | No | Other |  | Will Inspect meter box at a later date | Unknown - Unlikely Lead |  |  |  | No | Other |  | Will Inspect meter box at a later date | Unknown | Don't Know | Don't Know |  | Building | Unknown | Unknown | No |  |  | Unknown
4073 | 2623 CHARLCIA BLVD, HOBBS NM |  | No | No | Unknown - Unlikely Lead | Don't Know |  |  |  | No | Other |  | Will Inspect meter box at a later date | Unknown - Unlikely Lead |  |  |  | No | Other |  | Will Inspect meter box at a later date | Unknown | Don't Know | Don't Know |  | Building | Unknown | Unknown | No |  |  | Unknown
1977 | 4401 BUSINESS PARK BLVD, HOBBS NM |  | No | No | Unknown - Unlikely Lead | Don't Know |  |  |  | No | Other |  | Will Inspect meter box at a later date | Unknown - Unlikely Lead |  |  |  | No | Other |  | Will Inspect meter box at a later date | Unknown | Don't Know | Don't Know |  | Building | Unknown | Unknown | No |  |  | Unknown
4369 | 1518 N DAL PASO ST, HOBBS NM |  | No | No | Unknown - Unlikely Lead | Don't Know |  |  |  | No | Other |  | Will Inspect meter box at a later date | Unknown - Unlikely Lead |  |  |  | No | Other |  | Will Inspect meter box at a later date | Unknown | Don't Know | Don't Know |  | Building | Unknown | Unknown | No |  |  | Unknown
2706 | 2811 CIELO AZUL, HOBBS NM |  | No | No | Non-Lead - Plastic | Don't Know | 2019 | 1 | Field inspection only with no records | Yes | Visual inspection at the meter pit | 08/19/2024 00:00:00 |  | Non-Lead - Plastic | 2019 | 1 | Field inspection only with no records | Yes | Visual inspection at the meter pit | 08/19/2024 00:00:00 |  | Non-Lead | No | Don't Know |  | Single Family Residence |  | No | No |  |  | Non-Lead
3213 | 3615 N CENTRAL DR, HOBBS NM |  | No | No | Unknown - Unlikely Lead | Don't Know |  |  |  | No | Other |  | Will Inspect meter box at a later date | Unknown - Unlikely Lead |  |  |  | No | Other |  | Will Inspect meter box at a later date | Unknown | Don't Know | Don't Know |  | Building | Unknown | Unknown | No |  |  | Unknown
4643 | 521 E DUNNAM ST, HOBBS NM |  | No | No | Unknown - Unlikely Lead | Don't Know |  |  |  | No | Other |  | Will Inspect meter box at a later date | Unknown - Unlikely Lead |  |  |  | No | Other |  | Will Inspect meter box at a later date | Unknown | Don't Know | Don't Know |  | Building | Unknown | Unknown | No |  |  | Unknown
2841 | 404 E CLEARFORK DR, HOBBS NM |  | No | No | Unknown - Unlikely Lead | Don't Know |  |  |  | No | Other |  | Will Inspect meter box at a later date | Unknown - Unlikely Lead |  |  |  | No | Other |  | Will Inspect meter box at a later date | Unknown | Don't Know | Don't Know |  | Building | Unknown | Unknown | No |  |  | Unknown
3753 | 1100 W COLLEGE LN, HOBBS NM |  | No | No | Unknown - Unlikely Lead | Don't Know |  |  |  | No | Other |  | Will Inspect meter box at a later date | Unknown - Unlikely Lead |  |  |  | No | Other |  | Will Inspect meter box at a later date | Unknown | Don't Know | Don't Know |  | Building | Unknown | Unknown | No |  |  | Unknown
1943 | 1616 E BOND ST, HOBBS NM |  | No | No | Unknown - Unlikely Lead | Don't Know |  |  |  | No | Other |  | Will Inspect meter box at a later date | Unknown - Unlikely Lead |  |  |  | No | Other |  | Will Inspect meter box at a later date | Unknown | Don't Know | Don't Know |  | Building | Unknown | Unknown | No |  |  | Unknown
2513 | 303 W COAL AVE, HOBBS NM |  | No | No | Unknown - Unlikely Lead | Don't Know |  |  |  | No | Other |  | Will Inspect meter box at a later date | Unknown - Unlikely Lead |  |  |  | No | Other |  | Will Inspect meter box at a later date | Unknown | Don't Know | Don't Know |  | Building | Unknown | Unknown | No |  |  | Unknown
1716 | 1122 N BRECKON DR, HOBBS NM |  | No | No | Unknown - Unlikely Lead | Don't Know |  |  |  | No | Other |  | Will Inspect meter box at a later date | Unknown - Unlikely Lead |  |  |  | No | Other |  | Will Inspect meter box at a later date | Unknown | Don't Know | Don't Know |  | Building | Unknown | Unknown | No |  |  | Unknown
4185 | 2827 N CARINO DR, HOBBS NM |  | No | No | Non-Lead - Plastic | Don't Know | 2019 | 1 | Field inspection only with no records | Yes | Visual inspection at the meter pit | 08/19/2024 00:00:00 |  | Non-Lead - Plastic | 2019 | 1 | Field inspection only with no records | Yes | Visual inspection at the meter pit | 08/19/2024 00:00:00 |  | Non-Lead | No | Don't Know |  | Single Family Residence |  | No | No |  |  | Non-Lead
341 | 321 E ALSTON ST, HOBBS NM |  | No | No | Unknown - Unlikely Lead | Don't Know |  |  |  | No | Other |  | Will Inspect meter box at a later date | Unknown - Unlikely Lead |  |  |  | No | Other |  | Will Inspect meter box at a later date | Unknown | Don't Know | Don't Know |  | Building | Unknown | Unknown | No |  |  | Unknown
2723 | 706 W COPPER AVE, HOBBS NM |  | No | No | Unknown - Unlikely Lead | Don't Know |  |  |  | No | Other |  | Will Inspect meter box at a later date | Unknown - Unlikely Lead |  |  |  | No | Other |  | Will Inspect meter box at a later date | Unknown | Don't Know | Don't Know |  | Building | Unknown | Unknown | No |  |  | Unknown
3389 | 1417 W CAPROCK ST, HOBBS NM |  | No | No | Unknown - Unlikely Lead | Don't Know |  |  |  | No | Other |  | Will Inspect meter box at a later date | Unknown - Unlikely Lead |  |  |  | No | Other |  | Will Inspect meter box at a later date | Unknown | Don't Know | Don't Know |  | Building | Unknown | Unknown | No |  |  | Unknown
2878 | 429 W CLEARFORK CIR, HOBBS NM |  | No | No | Unknown - Unlikely Lead | Don't Know |  |  |  | No | Other |  | Will Inspect meter box at a later date | Unknown - Unlikely Lead |  |  |  | No | Other |  | Will Inspect meter box at a later date | Unknown | Don't Know | Don't Know |  | Building | Unknown | Unknown | No |  |  | Unknown
2802 | 432 E COPPER AVE, HOBBS NM |  | No | No | Unknown - Unlikely Lead | Don't Know |  |  |  | No | Other |  | Will Inspect meter box at a later date | Unknown - Unlikely Lead |  |  |  | No | Other |  | Will Inspect meter box at a later date | Unknown | Don't Know | Don't Know |  | Building | Unknown | Unknown | No |  |  | Unknown
14378 | 1525 YESO CIR, HOBBS NM |  | No | No | Unknown - Unlikely Lead | Don't Know |  |  |  | No | Other |  | Will Inspect meter box at a later date | Unknown - Unlikely Lead |  |  |  | No | Other |  | Will Inspect meter box at a later date | Unknown | Don't Know | Don't Know |  | Building | Unknown | Unknown | No |  |  | Unknown
2677 | 624 W CIELO DR, HOBBS NM |  | No | No | Unknown - Unlikely Lead | Don't Know |  |  |  | No | Other |  | Will Inspect meter box at a later date | Unknown - Unlikely Lead |  |  |  | No | Other |  | Will Inspect meter box at a later date | Unknown | Don't Know | Don't Know |  | Building | Unknown | Unknown | No |  |  | Unknown
2866 | 207 E CLEARFORK DR, HOBBS NM |  | No | No | Unknown - Unlikely Lead | Don't Know |  |  |  | No | Other |  | Will Inspect meter box at a later date | Unknown - Unlikely Lead |  |  |  | No | Other |  | Will Inspect meter box at a later date | Unknown | Don't Know | Don't Know |  | Building | Unknown | Unknown | No |  |  | Unknown
3987 | 1410 N COBB DR, HOBBS NM |  | No | No | Unknown - Unlikely Lead | Don't Know |  |  |  | No | Other |  | Will Inspect meter box at a later date | Unknown - Unlikely Lead |  |  |  | No | Other |  | Will Inspect meter box at a later date | Unknown | Don't Know | Don't Know |  | Building | Unknown | Unknown | No |  |  | Unknown
4106 | 1207 W CANTERBURY ST, HOBBS NM |  | No | No | Unknown - Unlikely Lead | Don't Know |  |  |  | No | Other |  | Will Inspect meter box at a later date | Unknown - Unlikely Lead |  |  |  | No | Other |  | Will Inspect meter box at a later date | Unknown | Don't Know | Don't Know |  | Building | Unknown | Unknown | No |  |  | Unknown
4544 | 5004 W DARK HORSE RD, HOBBS NM |  | No | No | Non-Lead - Plastic | No | 2015 | 3/4 | Field inspection only with no records | Yes | Visual inspection at the meter pit | 05/26/2024 00:00:00 |  | Non-Lead - Plastic | 2015 | 3/4 | Installation date after lead ban | Yes | Visual inspection at the meter pit | 05/26/2024 00:00:00 |  | Non-Lead | No | No |  | Single Family Residence |  | No | No |  |  | Non-Lead
2555 | 615 W CAIN ST, HOBBS NM |  | No | No | Unknown - Unlikely Lead | Don't Know |  |  |  | No | Other |  | Will Inspect meter box at a later date | Unknown - Unlikely Lead |  |  |  | No | Other |  | Will Inspect meter box at a later date | Unknown | Don't Know | Don't Know |  | Building | Unknown | Unknown | No |  |  | Unknown
13840 | 2809 N VISTA DR, HOBBS NM |  | No | No | Unknown - Unlikely Lead | Don't Know |  |  |  | No | Other |  | Will Inspect meter box at a later date | Unknown - Unlikely Lead |  |  |  | No | Other |  | Will Inspect meter box at a later date | Unknown | Don't Know | Don't Know |  | Building | Unknown | Unknown | No |  |  | Unknown
476 | 606 E ABO DR, HOBBS NM |  | No | No | Unknown - Unlikely Lead | Don't Know |  |  |  | No | Other |  | Will Inspect meter box at a later date | Unknown - Unlikely Lead |  |  |  | No | Other |  | Will Inspect meter box at a later date | Unknown | Don't Know | Don't Know |  | Building | Unknown | Unknown | No |  |  | Unknown
4595 | 617 S DALMONT ST, HOBBS NM |  | No | No | Unknown - Unlikely Lead | Don't Know |  |  |  | No | Other |  | Will Inspect meter box at a later date | Unknown - Unlikely Lead |  |  |  | No | Other |  | Will Inspect meter box at a later date | Unknown | Don't Know | Don't Know |  | Building | Unknown | Unknown | No |  |  | Unknown
14146 | 124 N WILLOW ST, HOBBS NM |  | No | No | Unknown - Unlikely Lead | Don't Know |  |  |  | No | Other |  | Will Inspect meter box at a later date | Unknown - Unlikely Lead |  |  |  | No | Other |  | Will Inspect meter box at a later date | Unknown | Don't Know | Don't Know |  | Building | Unknown | Unknown | No |  |  | Unknown
14123 | 325 S WILLOW ST, HOBBS NM |  | No | No | Unknown - Unlikely Lead | Don't Know |  |  |  | No | Other |  | Will Inspect meter box at a later date | Unknown - Unlikely Lead |  |  |  | No | Other |  | Will Inspect meter box at a later date | Unknown | Don't Know | Don't Know |  | Building | Unknown | Unknown | No |  |  | Unknown
4655 | 1305 E DUNNAM ST, HOBBS NM |  | No | No | Unknown - Unlikely Lead | Don't Know |  |  |  | No | Other |  | Will Inspect meter box at a later date | Unknown - Unlikely Lead |  |  |  | No | Other |  | Will Inspect meter box at a later date | Unknown | Don't Know | Don't Know |  | Building | Unknown | Unknown | No |  |  | Unknown
3499 | 213 N CECIL ST, HOBBS NM |  | No | No | Unknown - Unlikely Lead | Don't Know |  |  |  | No | Other |  | Will Inspect meter box at a later date | Unknown - Unlikely Lead |  |  |  | No | Other |  | Will Inspect meter box at a later date | Unknown | Don't Know | Don't Know |  | Building | Unknown | Unknown | No |  |  | Unknown
2045 | 1006 E CLINTON ST, HOBBS NM |  | No | No | Unknown - Unlikely Lead | Don't Know |  |  |  | No | Other |  | Will Inspect meter box at a later date | Unknown - Unlikely Lead |  |  |  | No | Other |  | Will Inspect meter box at a later date | Unknown | Don't Know | Don't Know |  | Building | Unknown | Unknown | No |  |  | Unknown
3472 | 305 N CECIL ST, HOBBS NM |  | No | No | Unknown - Unlikely Lead | Don't Know |  |  |  | No | Other |  | Will Inspect meter box at a later date | Unknown - Unlikely Lead |  |  |  | No | Other |  | Will Inspect meter box at a later date | Unknown | Don't Know | Don't Know |  | Building | Unknown | Unknown | No |  |  | Unknown
3777 | 1603 W CAMINO DEL ARCO, HOBBS NM |  | No | No | Unknown - Unlikely Lead | Don't Know |  |  |  | No | Other |  | Will Inspect meter box at a later date | Unknown - Unlikely Lead |  |  |  | No | Other |  | Will Inspect meter box at a later date | Unknown | Don't Know | Don't Know |  | Building | Unknown | Unknown | No |  |  | Unknown
2691 | 514 W CIELO DR, HOBBS NM |  | No | No | Unknown - Unlikely Lead | Don't Know |  |  |  | No | Other |  | Will Inspect meter box at a later date | Unknown - Unlikely Lead |  |  |  | No | Other |  | Will Inspect meter box at a later date | Unknown | Don't Know | Don't Know |  | Building | Unknown | Unknown | No |  |  | Unknown
13696 | 318 E TAYLOR ST, HOBBS NM |  | No | No | Unknown - Unlikely Lead | Don't Know |  |  |  | No | Other |  | Will Inspect meter box at a later date | Unknown - Unlikely Lead |  |  |  | No | Other |  | Will Inspect meter box at a later date | Unknown | Don't Know | Don't Know |  | Building | Unknown | Unknown | No |  |  | Unknown
13677 | 714 E TAYLOR ST, HOBBS NM |  | No | No | Unknown - Unlikely Lead | Don't Know |  |  |  | No | Other |  | Will Inspect meter box at a later date | Unknown - Unlikely Lead |  |  |  | No | Other |  | Will Inspect meter box at a later date | Unknown | Don't Know | Don't Know |  | Building | Unknown | Unknown | No |  |  | Unknown
14401 | 301 E YUCCA ST, HOBBS NM |  | No | No | Unknown - Unlikely Lead | Don't Know |  |  |  | No | Other |  | Will Inspect meter box at a later date | Unknown - Unlikely Lead |  |  |  | No | Other |  | Will Inspect meter box at a later date | Unknown | Don't Know | Don't Know |  | Building | Unknown | Unknown | No |  |  | Unknown
3239 | 921 W COCHITI AVE, HOBBS NM |  | No | No | Unknown - Unlikely Lead | Don't Know |  |  |  | No | Other |  | Will Inspect meter box at a later date | Unknown - Unlikely Lead |  |  |  | No | Other |  | Will Inspect meter box at a later date | Unknown | Don't Know | Don't Know |  | Building | Unknown | Unknown | No |  |  | Unknown
13793 | 1217 N UTE PL, HOBBS NM |  | No | No | Unknown - Unlikely Lead | Don't Know |  |  |  | No | Other |  | Will Inspect meter box at a later date | Unknown - Unlikely Lead |  |  |  | No | Other |  | Will Inspect meter box at a later date | Unknown | Don't Know | Don't Know |  | Building | Unknown | Unknown | No |  |  | Unknown
3932 | 1130 W CALLE SUR ST, HOBBS NM |  | No | No | Unknown - Unlikely Lead | Don't Know |  |  |  | No | Other |  | Will Inspect meter box at a later date | Unknown - Unlikely Lead |  |  |  | No | Other |  | Will Inspect meter box at a later date | Unknown | Don't Know | Don't Know |  | Building | Unknown | Unknown | No |  |  | Unknown
4625 | 509 N DALMONT ST, HOBBS NM |  | No | No | Unknown - Unlikely Lead | Don't Know |  |  |  | No | Other |  | Will Inspect meter box at a later date | Unknown - Unlikely Lead |  |  |  | No | Other |  | Will Inspect meter box at a later date | Unknown | Don't Know | Don't Know |  | Building | Unknown | Unknown | No |  |  | Unknown
431 | 307 W ALTO DR, HOBBS NM |  | No | No | Unknown - Unlikely Lead | Don't Know |  |  |  | No | Other |  | Will Inspect meter box at a later date | Unknown - Unlikely Lead |  |  |  | No | Other |  | Will Inspect meter box at a later date | Unknown | Don't Know | Don't Know |  | Building | Unknown | Unknown | No |  |  | Unknown
2745 | 1235 W COPPER AVE, HOBBS NM |  | No | No | Unknown - Unlikely Lead | Don't Know |  |  |  | No | Other |  | Will Inspect meter box at a later date | Unknown - Unlikely Lead |  |  |  | No | Other |  | Will Inspect meter box at a later date | Unknown | Don't Know | Don't Know |  | Building | Unknown | Unknown | No |  |  | Unknown
2284 | 1101 N COCHRAN ST, HOBBS NM |  | No | No | Unknown - Unlikely Lead | Don't Know |  |  |  | No | Other |  | Will Inspect meter box at a later date | Unknown - Unlikely Lead |  |  |  | No | Other |  | Will Inspect meter box at a later date | Unknown | Don't Know | Don't Know |  | Building | Unknown | Unknown | No |  |  | Unknown
2960 | 3901 N CENTRAL C 204, HOBBS NM |  | No | No | Non-Lead - Plastic | No | 2009 | 3/4 | Field inspection only with no records | Yes | Visual inspection at the meter pit | 05/26/2024 00:00:00 |  | Non-Lead - Plastic | 2009 | 3/4 | Installation date after lead ban | Yes | Visual inspection at the meter pit | 05/26/2024 00:00:00 |  | Non-Lead | No | No |  | Single Family Residence |  | No | No |  |  | Non-Lead
13926 | 2903 N WEDGEWOOD DR, HOBBS NM |  | No | No | Non-Lead - Plastic | Don't Know | 2019 | 1 | Field inspection only with no records | Yes | Visual inspection at the meter pit | 08/19/2024 00:00:00 |  | Non-Lead - Plastic | 2019 | 1 | Field inspection only with no records | Yes | Visual inspection at the meter pit | 08/19/2024 00:00:00 |  | Non-Lead | No | Don't Know |  | Single Family Residence |  | No | No |  |  | Non-Lead
4356 | 3419 N DAL PASO BLD 17 B, HOBBS NM |  | No | No | Non-Lead - Plastic | No | 2020 | 3/4 | Field inspection only with no records | Yes | Visual inspection at the meter pit | 05/26/2024 00:00:00 |  | Non-Lead - Plastic |  | 3/4 | Installation date after lead ban | Yes | Visual inspection at the meter pit | 05/26/2024 00:00:00 |  | Non-Lead | No | No |  | Single Family Residence |  | No | No |  |  | Non-Lead
1504 | 1812 N BRAZOS AVE, HOBBS NM |  | No | No | Unknown - Unlikely Lead | Don't Know |  |  |  | No | Other |  | Will Inspect meter box at a later date | Unknown - Unlikely Lead |  |  |  | No | Other |  | Will Inspect meter box at a later date | Unknown | Don't Know | Don't Know |  | Building | Unknown | Unknown | No |  |  | Unknown
13832 | 2908 N VISTA DR, HOBBS NM |  | No | No | Unknown - Unlikely Lead | Don't Know |  |  |  | No | Other |  | Will Inspect meter box at a later date | Unknown - Unlikely Lead |  |  |  | No | Other |  | Will Inspect meter box at a later date | Unknown | Don't Know | Don't Know |  | Building | Unknown | Unknown | No |  |  | Unknown
3869 | 4024 N CALLE GRANDE, HOBBS NM |  | No | No | Unknown - Unlikely Lead | Don't Know |  |  |  | No | Other |  | Will Inspect meter box at a later date | Unknown - Unlikely Lead |  |  |  | No | Other |  | Will Inspect meter box at a later date | Unknown | Don't Know | Don't Know |  | Building | Unknown | Unknown | No |  |  | Unknown
13789 | 1208 N UTE PL, HOBBS NM |  | No | No | Unknown - Unlikely Lead | Don't Know |  |  |  | No | Other |  | Will Inspect meter box at a later date | Unknown - Unlikely Lead |  |  |  | No | Other |  | Will Inspect meter box at a later date | Unknown | Don't Know | Don't Know |  | Building | Unknown | Unknown | No |  |  | Unknown
14172 | 3307 N WEST COUNTY RD, HOBBS NM |  | No | No | Unknown - Unlikely Lead | Don't Know |  |  |  | No | Other |  | Will Inspect meter box at a later date | Unknown - Unlikely Lead |  |  |  | No | Other |  | Will Inspect meter box at a later date | Unknown | Don't Know | Don't Know |  | Building | Unknown | Unknown | No |  |  | Unknown
2634 | 1922 N CIELO DR, HOBBS NM |  | No | No | Unknown - Unlikely Lead | Don't Know |  |  |  | No | Other |  | Will Inspect meter box at a later date | Unknown - Unlikely Lead |  |  |  | No | Other |  | Will Inspect meter box at a later date | Unknown | Don't Know | Don't Know |  | Building | Unknown | Unknown | No |  |  | Unknown
4389 | 1720 N DAL PASO ST, HOBBS NM |  | No | No | Unknown - Unlikely Lead | Don't Know |  |  |  | No | Other |  | Will Inspect meter box at a later date | Unknown - Unlikely Lead |  |  |  | No | Other |  | Will Inspect meter box at a later date | Unknown | Don't Know | Don't Know |  | Building | Unknown | Unknown | No |  |  | Unknown
2378 | 1813 S COCHRAN ST, HOBBS NM |  | No | No | Unknown - Unlikely Lead | Don't Know |  |  |  | No | Other |  | Will Inspect meter box at a later date | Unknown - Unlikely Lead |  |  |  | No | Other |  | Will Inspect meter box at a later date | Unknown | Don't Know | Don't Know |  | Building | Unknown | Unknown | No |  |  | Unknown
14510 | 518 E ZIA DR, HOBBS NM |  | No | No | Unknown - Unlikely Lead | Don't Know |  |  |  | No | Other |  | Will Inspect meter box at a later date | Unknown - Unlikely Lead |  |  |  | No | Other |  | Will Inspect meter box at a later date | Unknown | Don't Know | Don't Know |  | Building | Unknown | Unknown | No |  |  | Unknown
2227 | 1209 S COCHRAN ST, HOBBS NM |  | No | No | Unknown - Unlikely Lead | Don't Know |  |  |  | No | Other |  | Will Inspect meter box at a later date | Unknown - Unlikely Lead |  |  |  | No | Other |  | Will Inspect meter box at a later date | Unknown | Don't Know | Don't Know |  | Building | Unknown | Unknown | No |  |  | Unknown
1938 | 1607 E BOND ST, HOBBS NM |  | No | No | Unknown - Unlikely Lead | Don't Know |  |  |  | No | Other |  | Will Inspect meter box at a later date | Unknown - Unlikely Lead |  |  |  | No | Other |  | Will Inspect meter box at a later date | Unknown | Don't Know | Don't Know |  | Building | Unknown | Unknown | No |  |  | Unknown
2013 | 700 E CORBETT ST, HOBBS NM |  | No | No | Unknown - Unlikely Lead | Don't Know |  |  |  | No | Other |  | Will Inspect meter box at a later date | Unknown - Unlikely Lead |  |  |  | No | Other |  | Will Inspect meter box at a later date | Unknown | Don't Know | Don't Know |  | Building | Unknown | Unknown | No |  |  | Unknown
4146 | 823 W CORTO, HOBBS NM |  | No | No | Unknown - Unlikely Lead | Don't Know |  |  |  | No | Other |  | Will Inspect meter box at a later date | Unknown - Unlikely Lead |  |  |  | No | Other |  | Will Inspect meter box at a later date | Unknown | Don't Know | Don't Know |  | Building | Unknown | Unknown | No |  |  | Unknown
14458 | 127 E YUCCA ST, HOBBS NM |  | No | No | Unknown - Unlikely Lead | Don't Know |  |  |  | No | Other |  | Will Inspect meter box at a later date | Unknown - Unlikely Lead |  |  |  | No | Other |  | Will Inspect meter box at a later date | Unknown | Don't Know | Don't Know |  | Building | Unknown | Unknown | No |  |  | Unknown
3580 | 516 N COLEMAN ST, HOBBS NM |  | No | No | Unknown - Unlikely Lead | Don't Know |  |  |  | No | Other |  | Will Inspect meter box at a later date | Unknown - Unlikely Lead |  |  |  | No | Other |  | Will Inspect meter box at a later date | Unknown | Don't Know | Don't Know |  | Building | Unknown | Unknown | No |  |  | Unknown
4774 | 208 N DENSON DR, HOBBS NM |  | No | No | Unknown - Unlikely Lead | Don't Know |  |  |  | No | Other |  | Will Inspect meter box at a later date | Unknown - Unlikely Lead |  |  |  | No | Other |  | Will Inspect meter box at a later date | Unknown | Don't Know | Don't Know |  | Building | Unknown | Unknown | No |  |  | Unknown
1694 | 1711 N BRECKON DR, HOBBS NM |  | No | No | Unknown - Unlikely Lead | Don't Know |  |  |  | No | Other |  | Will Inspect meter box at a later date | Unknown - Unlikely Lead |  |  |  | No | Other |  | Will Inspect meter box at a later date | Unknown | Don't Know | Don't Know |  | Building | Unknown | Unknown | No |  |  | Unknown
13864 | 1833 N VEGA DR, HOBBS NM |  | No | No | Unknown - Unlikely Lead | Don't Know |  |  |  | No | Other |  | Will Inspect meter box at a later date | Unknown - Unlikely Lead |  |  |  | No | Other |  | Will Inspect meter box at a later date | Unknown | Don't Know | Don't Know |  | Building | Unknown | Unknown | No |  |  | Unknown
2764 | 607 W COPPER AVE, HOBBS NM |  | No | No | Unknown - Unlikely Lead | Don't Know |  |  |  | No | Other |  | Will Inspect meter box at a later date | Unknown - Unlikely Lead |  |  |  | No | Other |  | Will Inspect meter box at a later date | Unknown | Don't Know | Don't Know |  | Building | Unknown | Unknown | No |  |  | Unknown
3189 | 3901 N CENTRAL E 306, HOBBS NM |  | No | No | Non-Lead - Plastic | No | 2009 | 3/4 | Field inspection only with no records | Yes | Visual inspection at the meter pit | 05/26/2024 00:00:00 |  | Non-Lead - Plastic | 2009 | 3/4 | Installation date after lead ban | Yes | Visual inspection at the meter pit | 05/26/2024 00:00:00 |  | Non-Lead | No | No |  | Single Family Residence |  | No | No |  |  | Non-Lead
2568 | 104 N AVENUE C, HOBBS NM |  | No | No | Unknown - Unlikely Lead | Don't Know |  |  |  | No | Other |  | Will Inspect meter box at a later date | Unknown - Unlikely Lead |  |  |  | No | Other |  | Will Inspect meter box at a later date | Unknown | Don't Know | Don't Know |  | Building | Unknown | Unknown | No |  |  | Unknown
14447 | 200 E YUCCA ST, HOBBS NM |  | No | No | Unknown - Unlikely Lead | Don't Know |  |  |  | No | Other |  | Will Inspect meter box at a later date | Unknown - Unlikely Lead |  |  |  | No | Other |  | Will Inspect meter box at a later date | Unknown | Don't Know | Don't Know |  | Building | Unknown | Unknown | No |  |  | Unknown
3083 | 3901 N CENTRAL H 104, HOBBS NM |  | No | No | Non-Lead - Plastic | No | 2009 | 3/4 | Field inspection only with no records | Yes | Visual inspection at the meter pit | 05/26/2024 00:00:00 |  | Non-Lead - Plastic | 2009 | 3/4 | Installation date after lead ban | Yes | Visual inspection at the meter pit | 05/26/2024 00:00:00 |  | Non-Lead | No | No |  | Single Family Residence |  | No | No |  |  | Non-Lead
2422 | 309 S CHILDERS DR, HOBBS NM |  | No | No | Unknown - Unlikely Lead | Don't Know |  |  |  | No | Other |  | Will Inspect meter box at a later date | Unknown - Unlikely Lead |  |  |  | No | Other |  | Will Inspect meter box at a later date | Unknown | Don't Know | Don't Know |  | Building | Unknown | Unknown | No |  |  | Unknown
3868 | 4110 N CALLE GRANDE, HOBBS NM |  | No | No | Unknown - Unlikely Lead | Don't Know |  |  |  | No | Other |  | Will Inspect meter box at a later date | Unknown - Unlikely Lead |  |  |  | No | Other |  | Will Inspect meter box at a later date | Unknown | Don't Know | Don't Know |  | Building | Unknown | Unknown | No |  |  | Unknown
427 | 101 W ALTO DR, HOBBS NM |  | No | No | Unknown - Unlikely Lead | Don't Know |  |  |  | No | Other |  | Will Inspect meter box at a later date | Unknown - Unlikely Lead |  |  |  | No | Other |  | Will Inspect meter box at a later date | Unknown | Don't Know | Don't Know |  | Building | Unknown | Unknown | No |  |  | Unknown
2176 | 301-A E CASTLE AVE, HOBBS NM |  | No | No | Unknown - Unlikely Lead | Don't Know |  |  |  | No | Other |  | Will Inspect meter box at a later date | Unknown - Unlikely Lead |  |  |  | No | Other |  | Will Inspect meter box at a later date | Unknown | Don't Know | Don't Know |  | Building | Unknown | Unknown | No |  |  | Unknown
4456 | 2413 N DAL PASO ST, HOBBS NM |  | No | No | Unknown - Unlikely Lead | Don't Know |  |  |  | No | Other |  | Will Inspect meter box at a later date | Unknown - Unlikely Lead |  |  |  | No | Other |  | Will Inspect meter box at a later date | Unknown | Don't Know | Don't Know |  | Building | Unknown | Unknown | No |  |  | Unknown
2496 | 609 W COAL AVE, HOBBS NM |  | No | No | Unknown - Unlikely Lead | Don't Know |  |  |  | No | Other |  | Will Inspect meter box at a later date | Unknown - Unlikely Lead |  |  |  | No | Other |  | Will Inspect meter box at a later date | Unknown | Don't Know | Don't Know |  | Building | Unknown | Unknown | No |  |  | Unknown
3168 | 3901 N CENTRAL B 207, HOBBS NM |  | No | No | Non-Lead - Plastic | No | 2009 | 3/4 | Field inspection only with no records | Yes | Visual inspection at the meter pit | 05/26/2024 00:00:00 |  | Non-Lead - Plastic | 2009 | 3/4 | Installation date after lead ban | Yes | Visual inspection at the meter pit | 05/26/2024 00:00:00 |  | Non-Lead | No | No |  | Single Family Residence |  | No | No |  |  | Non-Lead
232 | 1801 E ALBERTSON DR, HOBBS NM |  | No | No | Unknown - Unlikely Lead | Don't Know |  |  |  | No | Other |  | Will Inspect meter box at a later date | Unknown - Unlikely Lead |  |  |  | No | Other |  | Will Inspect meter box at a later date | Unknown | Don't Know | Don't Know |  | Building | Unknown | Unknown | No |  |  | Unknown
202 | 401 E ALBERTSON DR, HOBBS NM |  | No | No | Unknown - Unlikely Lead | Don't Know |  |  |  | No | Other |  | Will Inspect meter box at a later date | Unknown - Unlikely Lead |  |  |  | No | Other |  | Will Inspect meter box at a later date | Unknown | Don't Know | Don't Know |  | Building | Unknown | Unknown | No |  |  | Unknown
3370 | 908 W CAPROCK ST, HOBBS NM |  | No | No | Unknown - Unlikely Lead | Don't Know |  |  |  | No | Other |  | Will Inspect meter box at a later date | Unknown - Unlikely Lead |  |  |  | No | Other |  | Will Inspect meter box at a later date | Unknown | Don't Know | Don't Know |  | Building | Unknown | Unknown | No |  |  | Unknown
4365 | 3419 N DAL PASO BLD 4 C, HOBBS NM |  | No | No | Non-Lead - Plastic | No | 2020 | 3/4 | Field inspection only with no records | Yes | Visual inspection at the meter pit | 05/26/2024 00:00:00 |  | Non-Lead - Plastic |  | 3/4 | Installation date after lead ban | Yes | Visual inspection at the meter pit | 05/26/2024 00:00:00 |  | Non-Lead | No | No |  | Single Family Residence |  | No | No |  |  | Non-Lead
1907 | 1320 W BROADWAY PL, HOBBS NM |  | No | No | Unknown - Unlikely Lead | Don't Know |  |  |  | No | Other |  | Will Inspect meter box at a later date | Unknown - Unlikely Lead |  |  |  | No | Other |  | Will Inspect meter box at a later date | Unknown | Don't Know | Don't Know |  | Building | Unknown | Unknown | No |  |  | Unknown
4448 | 203 N DAL PASO ST, HOBBS NM |  | No | No | Unknown - Unlikely Lead | Don't Know |  |  |  | No | Other |  | Will Inspect meter box at a later date | Unknown - Unlikely Lead |  |  |  | No | Other |  | Will Inspect meter box at a later date | Unknown | Don't Know | Don't Know |  | Building | Unknown | Unknown | No |  |  | Unknown
4259 | 3419 N DAL PASO BLD 17 A, HOBBS NM |  | No | No | Non-Lead - Plastic | No | 2020 | 3/4 | Field inspection only with no records | Yes | Visual inspection at the meter pit | 05/26/2024 00:00:00 |  | Non-Lead - Plastic |  | 3/4 | Installation date after lead ban | Yes | Visual inspection at the meter pit | 05/26/2024 00:00:00 |  | Non-Lead | No | No |  | Single Family Residence |  | No | No |  |  | Non-Lead
4768 | 1121 N DENSON DR, HOBBS NM |  | No | No | Unknown - Unlikely Lead | Don't Know |  |  |  | No | Other |  | Will Inspect meter box at a later date | Unknown - Unlikely Lead |  |  |  | No | Other |  | Will Inspect meter box at a later date | Unknown | Don't Know | Don't Know |  | Building | Unknown | Unknown | No |  |  | Unknown
4155 | 1511 N CATHERINE DR, HOBBS NM |  | No | No | Unknown - Unlikely Lead | Don't Know |  |  |  | No | Other |  | Will Inspect meter box at a later date | Unknown - Unlikely Lead |  |  |  | No | Other |  | Will Inspect meter box at a later date | Unknown | Don't Know | Don't Know |  | Building | Unknown | Unknown | No |  |  | Unknown
1729 | 1527 N BRECKON DR, HOBBS NM |  | No | No | Unknown - Unlikely Lead | Don't Know |  |  |  | No | Other |  | Will Inspect meter box at a later date | Unknown - Unlikely Lead |  |  |  | No | Other |  | Will Inspect meter box at a later date | Unknown | Don't Know | Don't Know |  | Building | Unknown | Unknown | No |  |  | Unknown
2049 | 608 E CLINTON ST, HOBBS NM |  | No | No | Unknown - Unlikely Lead | Don't Know |  |  |  | No | Other |  | Will Inspect meter box at a later date | Unknown - Unlikely Lead |  |  |  | No | Other |  | Will Inspect meter box at a later date | Unknown | Don't Know | Don't Know |  | Building | Unknown | Unknown | No |  |  | Unknown
4072 | 2601 CHARLCIA BLVD, HOBBS NM |  | No | No | Unknown - Unlikely Lead | Don't Know |  |  |  | No | Other |  | Will Inspect meter box at a later date | Unknown - Unlikely Lead |  |  |  | No | Other |  | Will Inspect meter box at a later date | Unknown | Don't Know | Don't Know |  | Building | Unknown | Unknown | No |  |  | Unknown
1794 | 1306 W BROADWAY ST, HOBBS NM |  | No | No | Unknown - Unlikely Lead | Don't Know |  |  |  | No | Other |  | Will Inspect meter box at a later date | Unknown - Unlikely Lead |  |  |  | No | Other |  | Will Inspect meter box at a later date | Unknown | Don't Know | Don't Know |  | Building | Unknown | Unknown | No |  |  | Unknown
1548 | 1929 N BLANCO DR, HOBBS NM |  | No | No | Unknown - Unlikely Lead | Don't Know |  |  |  | No | Other |  | Will Inspect meter box at a later date | Unknown - Unlikely Lead |  |  |  | No | Other |  | Will Inspect meter box at a later date | Unknown | Don't Know | Don't Know |  | Building | Unknown | Unknown | No |  |  | Unknown
4023 | 1808 CATTLE CALL DR, HOBBS NM |  | No | No | Unknown - Unlikely Lead | Don't Know |  |  |  | No | Other |  | Will Inspect meter box at a later date | Unknown - Unlikely Lead |  |  |  | No | Other |  | Will Inspect meter box at a later date | Unknown | Don't Know | Don't Know |  | Building | Unknown | Unknown | No |  |  | Unknown
4630 | 316-A N DALMONT ST, HOBBS NM |  | No | No | Unknown - Unlikely Lead | Don't Know |  |  |  | No | Other |  | Will Inspect meter box at a later date | Unknown - Unlikely Lead |  |  |  | No | Other |  | Will Inspect meter box at a later date | Unknown | Don't Know | Don't Know |  | Building | Unknown | Unknown | No |  |  | Unknown
1516 | 1732 N BRAZOS AVE, HOBBS NM |  | No | No | Unknown - Unlikely Lead | Don't Know |  |  |  | No | Other |  | Will Inspect meter box at a later date | Unknown - Unlikely Lead |  |  |  | No | Other |  | Will Inspect meter box at a later date | Unknown | Don't Know | Don't Know |  | Building | Unknown | Unknown | No |  |  | Unknown
447 | 219 W ALTO DR, HOBBS NM |  | No | No | Unknown - Unlikely Lead | Don't Know |  |  |  | No | Other |  | Will Inspect meter box at a later date | Unknown - Unlikely Lead |  |  |  | No | Other |  | Will Inspect meter box at a later date | Unknown | Don't Know | Don't Know |  | Building | Unknown | Unknown | No |  |  | Unknown
157 | 3321 N ACOMA DR, HOBBS NM |  | No | No | Unknown - Unlikely Lead | Don't Know |  |  |  | No | Other |  | Will Inspect meter box at a later date | Unknown - Unlikely Lead |  |  |  | No | Other |  | Will Inspect meter box at a later date | Unknown | Don't Know | Don't Know |  | Building | Unknown | Unknown | No |  |  | Unknown
3064 | 3901 N CENTRAL C 205, HOBBS NM |  | No | No | Non-Lead - Plastic | No | 2009 | 3/4 | Field inspection only with no records | Yes | Visual inspection at the meter pit | 05/26/2024 00:00:00 |  | Non-Lead - Plastic | 2009 | 3/4 | Installation date after lead ban | Yes | Visual inspection at the meter pit | 05/26/2024 00:00:00 |  | Non-Lead | No | No |  | Single Family Residence |  | No | No |  |  | Non-Lead
13872 | 2021 N VEGA CT, HOBBS NM |  | No | No | Unknown - Unlikely Lead | Don't Know |  |  |  | No | Other |  | Will Inspect meter box at a later date | Unknown - Unlikely Lead |  |  |  | No | Other |  | Will Inspect meter box at a later date | Unknown | Don't Know | Don't Know |  | Building | Unknown | Unknown | No |  |  | Unknown
2640 | 1913 N CIELO DR, HOBBS NM |  | No | No | Unknown - Unlikely Lead | Don't Know |  |  |  | No | Other |  | Will Inspect meter box at a later date | Unknown - Unlikely Lead |  |  |  | No | Other |  | Will Inspect meter box at a later date | Unknown | Don't Know | Don't Know |  | Building | Unknown | Unknown | No |  |  | Unknown
14234 | 307 E YESO DR, HOBBS NM |  | No | No | Unknown - Unlikely Lead | Don't Know |  |  |  | No | Other |  | Will Inspect meter box at a later date | Unknown - Unlikely Lead |  |  |  | No | Other |  | Will Inspect meter box at a later date | Unknown | Don't Know | Don't Know |  | Building | Unknown | Unknown | No |  |  | Unknown
4069 | 2413 CHARLCIA BLVD, HOBBS NM |  | No | No | Unknown - Unlikely Lead | Don't Know |  |  |  | No | Other |  | Will Inspect meter box at a later date | Unknown - Unlikely Lead |  |  |  | No | Other |  | Will Inspect meter box at a later date | Unknown | Don't Know | Don't Know |  | Building | Unknown | Unknown | No |  |  | Unknown
4467 | 810 S DAL PASO ST, HOBBS NM |  | No | No | Unknown - Unlikely Lead | Don't Know |  |  |  | No | Other |  | Will Inspect meter box at a later date | Unknown - Unlikely Lead |  |  |  | No | Other |  | Will Inspect meter box at a later date | Unknown | Don't Know | Don't Know |  | Building | Unknown | Unknown | No |  |  | Unknown
4156 | 1629 N CATHERINE DR, HOBBS NM |  | No | No | Unknown - Unlikely Lead | Don't Know |  |  |  | No | Other |  | Will Inspect meter box at a later date | Unknown - Unlikely Lead |  |  |  | No | Other |  | Will Inspect meter box at a later date | Unknown | Don't Know | Don't Know |  | Building | Unknown | Unknown | No |  |  | Unknown
1784 | 604 W BROADWAY ST, HOBBS NM |  | No | No | Unknown - Unlikely Lead | Don't Know |  |  |  | No | Other |  | Will Inspect meter box at a later date | Unknown - Unlikely Lead |  |  |  | No | Other |  | Will Inspect meter box at a later date | Unknown | Don't Know | Don't Know |  | Building | Unknown | Unknown | No |  |  | Unknown
4441 | 109 N DAL PASO ST, HOBBS NM |  | No | No | Unknown - Unlikely Lead | Don't Know |  |  |  | No | Other |  | Will Inspect meter box at a later date | Unknown - Unlikely Lead |  |  |  | No | Other |  | Will Inspect meter box at a later date | Unknown | Don't Know | Don't Know |  | Building | Unknown | Unknown | No |  |  | Unknown
35 | 1301 S 5TH ST, HOBBS NM |  | No | No | Unknown - Unlikely Lead | Don't Know |  |  |  | No | Other |  | Will Inspect meter box at a later date | Unknown - Unlikely Lead |  |  |  | No | Other |  | Will Inspect meter box at a later date | Unknown | Don't Know | Don't Know |  | Building | Unknown | Unknown | No |  |  | Unknown
2337 | 1801 S COCHRAN ST, HOBBS NM |  | No | No | Unknown - Unlikely Lead | Don't Know |  |  |  | No | Other |  | Will Inspect meter box at a later date | Unknown - Unlikely Lead |  |  |  | No | Other |  | Will Inspect meter box at a later date | Unknown | Don't Know | Don't Know |  | Building | Unknown | Unknown | No |  |  | Unknown
1499 | 2400 N BRAZOS AVE, HOBBS NM |  | No | No | Unknown - Unlikely Lead | Don't Know |  |  |  | No | Other |  | Will Inspect meter box at a later date | Unknown - Unlikely Lead |  |  |  | No | Other |  | Will Inspect meter box at a later date | Unknown | Don't Know | Don't Know |  | Building | Unknown | Unknown | No |  |  | Unknown
3650 | 2505 E CODY LN, HOBBS NM |  | No | No | Unknown - Unlikely Lead | Don't Know |  |  |  | No | Other |  | Will Inspect meter box at a later date | Unknown - Unlikely Lead |  |  |  | No | Other |  | Will Inspect meter box at a later date | Unknown | Don't Know | Don't Know |  | Building | Unknown | Unknown | No |  |  | Unknown
2662 | 700 W CIELO DR, HOBBS NM |  | No | No | Non-Lead - Plastic | No |  | 1 | Field inspection only with no records | Yes | Visual inspection at the meter pit | 09/02/2024 00:00:00 |  | Non-Lead - Plastic |  | 1 | Installation date after lead ban | Yes | Visual inspection at the meter pit | 09/02/2024 00:00:00 |  | Non-Lead | No | No |  | Single Family Residence |  | No | No |  |  | Non-Lead
2002 | 601 E CORBETT ST, HOBBS NM |  | No | No | Unknown - Unlikely Lead | Don't Know |  |  |  | No | Other |  | Will Inspect meter box at a later date | Unknown - Unlikely Lead |  |  |  | No | Other |  | Will Inspect meter box at a later date | Unknown | Don't Know | Don't Know |  | Building | Unknown | Unknown | No |  |  | Unknown
3194 | 3901 N CENTRAL E 201, HOBBS NM |  | No | No | Non-Lead - Plastic | No | 2009 | 3/4 | Field inspection only with no records | Yes | Visual inspection at the meter pit | 05/26/2024 00:00:00 |  | Non-Lead - Plastic | 2009 | 3/4 | Installation date after lead ban | Yes | Visual inspection at the meter pit | 05/26/2024 00:00:00 |  | Non-Lead | No | No |  | Single Family Residence |  | No | No |  |  | Non-Lead
14411 | 1211 E YUCCA ST, HOBBS NM |  | No | No | Unknown - Unlikely Lead | Don't Know |  |  |  | No | Other |  | Will Inspect meter box at a later date | Unknown - Unlikely Lead |  |  |  | No | Other |  | Will Inspect meter box at a later date | Unknown | Don't Know | Don't Know |  | Building | Unknown | Unknown | No |  |  | Unknown
2576 | 206 N AVENUE C, HOBBS NM |  | No | No | Unknown - Unlikely Lead | Don't Know |  |  |  | No | Other |  | Will Inspect meter box at a later date | Unknown - Unlikely Lead |  |  |  | No | Other |  | Will Inspect meter box at a later date | Unknown | Don't Know | Don't Know |  | Building | Unknown | Unknown | No |  |  | Unknown
4729 | 507 W DUNNAM ST, HOBBS NM |  | No | No | Unknown - Unlikely Lead | Don't Know |  |  |  | No | Other |  | Will Inspect meter box at a later date | Unknown - Unlikely Lead |  |  |  | No | Other |  | Will Inspect meter box at a later date | Unknown | Don't Know | Don't Know |  | Building | Unknown | Unknown | No |  |  | Unknown
13936 | 2712 N WEDGEWOOD DR, HOBBS NM |  | No | No | Non-Lead - Plastic | Don't Know | 2019 | 1 | Field inspection only with no records | Yes | Visual inspection at the meter pit | 08/19/2024 00:00:00 |  | Non-Lead - Plastic | 2019 | 1 | Field inspection only with no records | Yes | Visual inspection at the meter pit | 08/19/2024 00:00:00 |  | Non-Lead | No | Don't Know |  | Single Family Residence |  | No | No |  |  | Non-Lead
1590 | 1517 BRADLEY CT, HOBBS NM |  | No | No | Unknown - Unlikely Lead | Don't Know |  |  |  | No | Other |  | Will Inspect meter box at a later date | Unknown - Unlikely Lead |  |  |  | No | Other |  | Will Inspect meter box at a later date | Unknown | Don't Know | Don't Know |  | Building | Unknown | Unknown | No |  |  | Unknown
14452 | 206 E YUCCA ST, HOBBS NM |  | No | No | Unknown - Unlikely Lead | Don't Know |  |  |  | No | Other |  | Will Inspect meter box at a later date | Unknown - Unlikely Lead |  |  |  | No | Other |  | Will Inspect meter box at a later date | Unknown | Don't Know | Don't Know |  | Building | Unknown | Unknown | No |  |  | Unknown
4671 | 2014 E DUNNAM ST, HOBBS NM |  | No | No | Unknown - Unlikely Lead | Don't Know |  |  |  | No | Other |  | Will Inspect meter box at a later date | Unknown - Unlikely Lead |  |  |  | No | Other |  | Will Inspect meter box at a later date | Unknown | Don't Know | Don't Know |  | Building | Unknown | Unknown | No |  |  | Unknown
4097 | 2121 E CLIFFWOOD CIRCLE, HOBBS NM |  | No | No | Non-Lead - Plastic | Don't Know | 2019 | 1 | Field inspection only with no records | Yes | Visual inspection at the meter pit | 08/19/2024 00:00:00 |  | Non-Lead - Plastic | 2019 | 1 | Field inspection only with no records | Yes | Visual inspection at the meter pit | 08/19/2024 00:00:00 |  | Non-Lead | No | Don't Know |  | Single Family Residence |  | No | No |  |  | Non-Lead
14120 | 400 S WILLOW ST, HOBBS NM |  | No | No | Unknown - Unlikely Lead | Don't Know |  |  |  | No | Other |  | Will Inspect meter box at a later date | Unknown - Unlikely Lead |  |  |  | No | Other |  | Will Inspect meter box at a later date | Unknown | Don't Know | Don't Know |  | Building | Unknown | Unknown | No |  |  | Unknown
3689 | 1734 N CHAMA DR, HOBBS NM |  | No | No | Unknown - Unlikely Lead | Don't Know |  |  |  | No | Other |  | Will Inspect meter box at a later date | Unknown - Unlikely Lead |  |  |  | No | Other |  | Will Inspect meter box at a later date | Unknown | Don't Know | Don't Know |  | Building | Unknown | Unknown | No |  |  | Unknown
14130 | 101 N WILLOW ST, HOBBS NM |  | No | No | Unknown - Unlikely Lead | Don't Know |  |  |  | No | Other |  | Will Inspect meter box at a later date | Unknown - Unlikely Lead |  |  |  | No | Other |  | Will Inspect meter box at a later date | Unknown | Don't Know | Don't Know |  | Building | Unknown | Unknown | No |  |  | Unknown
3632 | 205 N COLEMAN ST, HOBBS NM |  | No | No | Unknown - Unlikely Lead | Don't Know |  |  |  | No | Other |  | Will Inspect meter box at a later date | Unknown - Unlikely Lead |  |  |  | No | Other |  | Will Inspect meter box at a later date | Unknown | Don't Know | Don't Know |  | Building | Unknown | Unknown | No |  |  | Unknown
34 | 310 N 5TH ST, HOBBS NM |  | No | No | Unknown - Unlikely Lead | Don't Know |  |  |  | No | Other |  | Will Inspect meter box at a later date | Unknown - Unlikely Lead |  |  |  | No | Other |  | Will Inspect meter box at a later date | Unknown | Don't Know | Don't Know |  | Building | Unknown | Unknown | No |  |  | Unknown
4033 | 1700 CATTLE CALL DR, HOBBS NM |  | No | No | Unknown - Unlikely Lead | Don't Know |  |  |  | No | Other |  | Will Inspect meter box at a later date | Unknown - Unlikely Lead |  |  |  | No | Other |  | Will Inspect meter box at a later date | Unknown | Don't Know | Don't Know |  | Building | Unknown | Unknown | No |  |  | Unknown
4157 | 1527 N CATHERINE DR, HOBBS NM |  | No | No | Unknown - Unlikely Lead | Don't Know |  |  |  | No | Other |  | Will Inspect meter box at a later date | Unknown - Unlikely Lead |  |  |  | No | Other |  | Will Inspect meter box at a later date | Unknown | Don't Know | Don't Know |  | Building | Unknown | Unknown | No |  |  | Unknown
1443 | 1802 N BRAZOS AVE, HOBBS NM |  | No | No | Unknown - Unlikely Lead | Don't Know |  |  |  | No | Other |  | Will Inspect meter box at a later date | Unknown - Unlikely Lead |  |  |  | No | Other |  | Will Inspect meter box at a later date | Unknown | Don't Know | Don't Know |  | Building | Unknown | Unknown | No |  |  | Unknown
13714 | 500 W TAYLOR ST, HOBBS NM |  | No | No | Unknown - Unlikely Lead | Don't Know |  |  |  | No | Other |  | Will Inspect meter box at a later date | Unknown - Unlikely Lead |  |  |  | No | Other |  | Will Inspect meter box at a later date | Unknown | Don't Know | Don't Know |  | Building | Unknown | Unknown | No |  |  | Unknown
4361 | 3419 N DAL PASO BLD 20 C, HOBBS NM |  | No | No | Non-Lead - Plastic | No | 2020 | 3/4 | Field inspection only with no records | Yes | Visual inspection at the meter pit | 05/26/2024 00:00:00 |  | Non-Lead - Plastic |  | 3/4 | Installation date after lead ban | Yes | Visual inspection at the meter pit | 05/26/2024 00:00:00 |  | Non-Lead | No | No |  | Single Family Residence |  | No | No |  |  | Non-Lead
1446 | 1400 N BRAZOS AVE, HOBBS NM |  | No | No | Unknown - Unlikely Lead | Don't Know |  |  |  | No | Other |  | Will Inspect meter box at a later date | Unknown - Unlikely Lead |  |  |  | No | Other |  | Will Inspect meter box at a later date | Unknown | Don't Know | Don't Know |  | Building | Unknown | Unknown | No |  |  | Unknown
3408 | 1001 W CAPROCK ST, HOBBS NM |  | No | No | Unknown - Unlikely Lead | Don't Know |  |  |  | No | Other |  | Will Inspect meter box at a later date | Unknown - Unlikely Lead |  |  |  | No | Other |  | Will Inspect meter box at a later date | Unknown | Don't Know | Don't Know |  | Building | Unknown | Unknown | No |  |  | Unknown
3480 | 229 S CECIL ST, HOBBS NM |  | No | No | Unknown - Unlikely Lead | Don't Know |  |  |  | No | Other |  | Will Inspect meter box at a later date | Unknown - Unlikely Lead |  |  |  | No | Other |  | Will Inspect meter box at a later date | Unknown | Don't Know | Don't Know |  | Building | Unknown | Unknown | No |  |  | Unknown
3316 | 1110 W COCHITI AVE, HOBBS NM |  | No | No | Unknown - Unlikely Lead | Don't Know |  |  |  | No | Other |  | Will Inspect meter box at a later date | Unknown - Unlikely Lead |  |  |  | No | Other |  | Will Inspect meter box at a later date | Unknown | Don't Know | Don't Know |  | Building | Unknown | Unknown | No |  |  | Unknown
2652 | 2214 N CIELO DR, HOBBS NM |  | No | No | Unknown - Unlikely Lead | Don't Know |  |  |  | No | Other |  | Will Inspect meter box at a later date | Unknown - Unlikely Lead |  |  |  | No | Other |  | Will Inspect meter box at a later date | Unknown | Don't Know | Don't Know |  | Building | Unknown | Unknown | No |  |  | Unknown
1735 | 46 BROADMOOR PARK, HOBBS NM |  | No | No | Non-Lead - Plastic | No | 2003 | 3/4 | Field inspection only with no records | Yes | Visual inspection at the meter pit | 05/26/2024 00:00:00 |  | Non-Lead - Plastic | 2003 | 3/4 | Installation date after lead ban | Yes | Visual inspection at the meter pit | 05/26/2024 00:00:00 |  | Non-Lead | No | No |  | Single Family Residence |  | No | No |  |  | Non-Lead
246 | 1506 E ALBERTSON DR, HOBBS NM |  | No | No | Unknown - Unlikely Lead | Don't Know |  |  |  | No | Other |  | Will Inspect meter box at a later date | Unknown - Unlikely Lead |  |  |  | No | Other |  | Will Inspect meter box at a later date | Unknown | Don't Know | Don't Know |  | Building | Unknown | Unknown | No |  |  | Unknown
1779 | 1450 W BROADWAY ST, HOBBS NM |  | No | No | Unknown - Unlikely Lead | Don't Know |  |  |  | No | Other |  | Will Inspect meter box at a later date | Unknown - Unlikely Lead |  |  |  | No | Other |  | Will Inspect meter box at a later date | Unknown | Don't Know | Don't Know |  | Building | Unknown | Unknown | No |  |  | Unknown
3923 | 1606-B W CALLE SUR ST, HOBBS NM |  | No | No | Unknown - Unlikely Lead | Don't Know |  |  |  | No | Other |  | Will Inspect meter box at a later date | Unknown - Unlikely Lead |  |  |  | No | Other |  | Will Inspect meter box at a later date | Unknown | Don't Know | Don't Know |  | Building | Unknown | Unknown | No |  |  | Unknown
4313 | 3320 N DAL PASO ST #7, HOBBS NM |  | No | No | Non-Lead - Plastic | No | 1986 | 3/4 | Field inspection only with no records | Yes | Visual inspection at the meter pit | 05/26/2024 00:00:00 |  | Non-Lead - Plastic |  | 3/4 | Installation date after lead ban | Yes | Visual inspection at the meter pit | 05/26/2024 00:00:00 |  | Non-Lead | No | No |  | Single Family Residence |  | No | No |  |  | Non-Lead
2978 | 3901 N CENTRAL I 201, HOBBS NM |  | No | No | Non-Lead - Plastic | No | 2009 | 3/4 | Field inspection only with no records | Yes | Visual inspection at the meter pit | 05/26/2024 00:00:00 |  | Non-Lead - Plastic | 2009 | 3/4 | Installation date after lead ban | Yes | Visual inspection at the meter pit | 05/26/2024 00:00:00 |  | Non-Lead | No | No |  | Single Family Residence |  | No | No |  |  | Non-Lead
3405 | 822 W CAPROCK ST, HOBBS NM |  | No | No | Unknown - Unlikely Lead | Don't Know |  |  |  | No | Other |  | Will Inspect meter box at a later date | Unknown - Unlikely Lead |  |  |  | No | Other |  | Will Inspect meter box at a later date | Unknown | Don't Know | Don't Know |  | Building | Unknown | Unknown | No |  |  | Unknown
13978 | 1310 E WHITE ST, HOBBS NM |  | No | No | Unknown - Unlikely Lead | Don't Know |  |  |  | No | Other |  | Will Inspect meter box at a later date | Unknown - Unlikely Lead |  |  |  | No | Other |  | Will Inspect meter box at a later date | Unknown | Don't Know | Don't Know |  | Building | Unknown | Unknown | No |  |  | Unknown
3386 | 1035 W CAPROCK ST, HOBBS NM |  | No | No | Unknown - Unlikely Lead | Don't Know |  |  |  | No | Other |  | Will Inspect meter box at a later date | Unknown - Unlikely Lead |  |  |  | No | Other |  | Will Inspect meter box at a later date | Unknown | Don't Know | Don't Know |  | Building | Unknown | Unknown | No |  |  | Unknown
183 | 612 E ALBERTSON CIR, HOBBS NM |  | No | No | Unknown - Unlikely Lead | Don't Know |  |  |  | No | Other |  | Will Inspect meter box at a later date | Unknown - Unlikely Lead |  |  |  | No | Other |  | Will Inspect meter box at a later date | Unknown | Don't Know | Don't Know |  | Building | Unknown | Unknown | No |  |  | Unknown
1595 | 1535 BRADLEY CT, HOBBS NM |  | No | No | Unknown - Unlikely Lead | Don't Know |  |  |  | No | Other |  | Will Inspect meter box at a later date | Unknown - Unlikely Lead |  |  |  | No | Other |  | Will Inspect meter box at a later date | Unknown | Don't Know | Don't Know |  | Building | Unknown | Unknown | No |  |  | Unknown
2010 | 200 E CORBETT ST, HOBBS NM |  | No | No | Unknown - Unlikely Lead | Don't Know |  |  |  | No | Other |  | Will Inspect meter box at a later date | Unknown - Unlikely Lead |  |  |  | No | Other |  | Will Inspect meter box at a later date | Unknown | Don't Know | Don't Know |  | Building | Unknown | Unknown | No |  |  | Unknown
1524 | 1512 N BRAZOS AVE, HOBBS NM |  | No | No | Unknown - Unlikely Lead | Don't Know |  |  |  | No | Other |  | Will Inspect meter box at a later date | Unknown - Unlikely Lead |  |  |  | No | Other |  | Will Inspect meter box at a later date | Unknown | Don't Know | Don't Know |  | Building | Unknown | Unknown | No |  |  | Unknown
1505 | 1519 N BRAZOS AVE, HOBBS NM |  | No | No | Unknown - Unlikely Lead | Don't Know |  |  |  | No | Other |  | Will Inspect meter box at a later date | Unknown - Unlikely Lead |  |  |  | No | Other |  | Will Inspect meter box at a later date | Unknown | Don't Know | Don't Know |  | Building | Unknown | Unknown | No |  |  | Unknown
2655 | 2121 N CIELO DR, HOBBS NM |  | No | No | Unknown - Unlikely Lead | Don't Know |  |  |  | No | Other |  | Will Inspect meter box at a later date | Unknown - Unlikely Lead |  |  |  | No | Other |  | Will Inspect meter box at a later date | Unknown | Don't Know | Don't Know |  | Building | Unknown | Unknown | No |  |  | Unknown
1758 | 1416 W BROADWAY ST, HOBBS NM |  | No | No | Unknown - Unlikely Lead | Don't Know |  |  |  | No | Other |  | Will Inspect meter box at a later date | Unknown - Unlikely Lead |  |  |  | No | Other |  | Will Inspect meter box at a later date | Unknown | Don't Know | Don't Know |  | Building | Unknown | Unknown | No |  |  | Unknown
3957 | 1324 W CALLE SUR ST, HOBBS NM |  | No | No | Unknown - Unlikely Lead | Don't Know |  |  |  | No | Other |  | Will Inspect meter box at a later date | Unknown - Unlikely Lead |  |  |  | No | Other |  | Will Inspect meter box at a later date | Unknown | Don't Know | Don't Know |  | Building | Unknown | Unknown | No |  |  | Unknown
3108 | 3901 N CENTRAL L 305, HOBBS NM |  | No | No | Non-Lead - Plastic | No | 2009 | 3/4 | Field inspection only with no records | Yes | Visual inspection at the meter pit | 05/26/2024 00:00:00 |  | Non-Lead - Plastic | 2009 | 3/4 | Installation date after lead ban | Yes | Visual inspection at the meter pit | 05/26/2024 00:00:00 |  | Non-Lead | No | No |  | Single Family Residence |  | No | No |  |  | Non-Lead
2194 | 104 W CASTLE AVE, HOBBS NM |  | No | No | Unknown - Unlikely Lead | Don't Know |  |  |  | No | Other |  | Will Inspect meter box at a later date | Unknown - Unlikely Lead |  |  |  | No | Other |  | Will Inspect meter box at a later date | Unknown | Don't Know | Don't Know |  | Building | Unknown | Unknown | No |  |  | Unknown
14394 | 318 E YUCCA ST, HOBBS NM |  | No | No | Unknown - Unlikely Lead | Don't Know |  |  |  | No | Other |  | Will Inspect meter box at a later date | Unknown - Unlikely Lead |  |  |  | No | Other |  | Will Inspect meter box at a later date | Unknown | Don't Know | Don't Know |  | Building | Unknown | Unknown | No |  |  | Unknown
2805 | 522 E COPPER AVE, HOBBS NM |  | No | No | Unknown - Unlikely Lead | Don't Know |  |  |  | No | Other |  | Will Inspect meter box at a later date | Unknown - Unlikely Lead |  |  |  | No | Other |  | Will Inspect meter box at a later date | Unknown | Don't Know | Don't Know |  | Building | Unknown | Unknown | No |  |  | Unknown
1523 | 1640 N BRAZOS AVE, HOBBS NM |  | No | No | Unknown - Unlikely Lead | Don't Know |  |  |  | No | Other |  | Will Inspect meter box at a later date | Unknown - Unlikely Lead |  |  |  | No | Other |  | Will Inspect meter box at a later date | Unknown | Don't Know | Don't Know |  | Building | Unknown | Unknown | No |  |  | Unknown
2921 | 3901 N CENTRAL F 107, HOBBS NM |  | No | No | Non-Lead - Plastic | No | 2009 | 3/4 | Field inspection only with no records | Yes | Visual inspection at the meter pit | 05/26/2024 00:00:00 |  | Non-Lead - Plastic | 2009 | 3/4 | Installation date after lead ban | Yes | Visual inspection at the meter pit | 05/26/2024 00:00:00 |  | Non-Lead | No | No |  | Single Family Residence |  | No | No |  |  | Non-Lead
2769 | 600 W COPPER AVE, HOBBS NM |  | No | No | Unknown - Unlikely Lead | Don't Know |  |  |  | No | Other |  | Will Inspect meter box at a later date | Unknown - Unlikely Lead |  |  |  | No | Other |  | Will Inspect meter box at a later date | Unknown | Don't Know | Don't Know |  | Building | Unknown | Unknown | No |  |  | Unknown
4329 | 2900 N DAL PASO ST, HOBBS NM |  | No | No | Unknown - Unlikely Lead | Don't Know |  |  |  | No | Other |  | Will Inspect meter box at a later date | Unknown - Unlikely Lead |  |  |  | No | Other |  | Will Inspect meter box at a later date | Unknown | Don't Know | Don't Know |  | Building | Unknown | Unknown | No |  |  | Unknown
4683 | 2000 E DUNNAM ST, HOBBS NM |  | No | No | Unknown - Unlikely Lead | Don't Know |  |  |  | No | Other |  | Will Inspect meter box at a later date | Unknown - Unlikely Lead |  |  |  | No | Other |  | Will Inspect meter box at a later date | Unknown | Don't Know | Don't Know |  | Building | Unknown | Unknown | No |  |  | Unknown
4581 | 5201 W DARK HORSE RD, HOBBS NM |  | No | No | Non-Lead - Plastic | No | 2015 | 3/4 | Field inspection only with no records | Yes | Visual inspection at the meter pit | 05/26/2024 00:00:00 |  | Non-Lead - Plastic | 2015 | 3/4 | Installation date after lead ban | Yes | Visual inspection at the meter pit | 05/26/2024 00:00:00 |  | Non-Lead | No | No |  | Single Family Residence |  | No | No |  |  | Non-Lead
2907 | 3901 N CENTRAL N 305, HOBBS NM |  | No | No | Non-Lead - Plastic | No | 2009 | 3/4 | Field inspection only with no records | Yes | Visual inspection at the meter pit | 05/26/2024 00:00:00 |  | Non-Lead - Plastic | 2009 | 3/4 | Installation date after lead ban | Yes | Visual inspection at the meter pit | 05/26/2024 00:00:00 |  | Non-Lead | No | No |  | Single Family Residence |  | No | No |  |  | Non-Lead
13970 | 500 E WHITE ST, HOBBS NM |  | No | No | Unknown - Unlikely Lead | Don't Know |  |  |  | No | Other |  | Will Inspect meter box at a later date | Unknown - Unlikely Lead |  |  |  | No | Other |  | Will Inspect meter box at a later date | Unknown | Don't Know | Don't Know |  | Building | Unknown | Unknown | No |  |  | Unknown
3812 | 3602 CORDOBA LN, HOBBS NM |  | No | No | Unknown - Unlikely Lead | Don't Know |  |  |  | No | Other |  | Will Inspect meter box at a later date | Unknown - Unlikely Lead |  |  |  | No | Other |  | Will Inspect meter box at a later date | Unknown | Don't Know | Don't Know |  | Building | Unknown | Unknown | No |  |  | Unknown
2671 | 610 W CIELO DR, HOBBS NM |  | No | No | Unknown - Unlikely Lead | Don't Know |  |  |  | No | Other |  | Will Inspect meter box at a later date | Unknown - Unlikely Lead |  |  |  | No | Other |  | Will Inspect meter box at a later date | Unknown | Don't Know | Don't Know |  | Building | Unknown | Unknown | No |  |  | Unknown
301 | 207 W ALSTON ST, HOBBS NM |  | No | No | Unknown - Unlikely Lead | Don't Know |  |  |  | No | Other |  | Will Inspect meter box at a later date | Unknown - Unlikely Lead |  |  |  | No | Other |  | Will Inspect meter box at a later date | Unknown | Don't Know | Don't Know |  | Building | Unknown | Unknown | No |  |  | Unknown
1584 | 1614 BRADLEY CT, HOBBS NM |  | No | No | Unknown - Unlikely Lead | Don't Know |  |  |  | No | Other |  | Will Inspect meter box at a later date | Unknown - Unlikely Lead |  |  |  | No | Other |  | Will Inspect meter box at a later date | Unknown | Don't Know | Don't Know |  | Building | Unknown | Unknown | No |  |  | Unknown
1740 | 15 BROADMOOR PARK, HOBBS NM |  | No | No | Non-Lead - Plastic | No | 2003 | 3/4 | Field inspection only with no records | Yes | Visual inspection at the meter pit | 05/26/2024 00:00:00 |  | Non-Lead - Plastic | 2003 | 3/4 | Installation date after lead ban | Yes | Visual inspection at the meter pit | 05/26/2024 00:00:00 |  | Non-Lead | No | No |  | Single Family Residence |  | No | No |  |  | Non-Lead
4275 | 301 N DAL PASO ST, HOBBS NM |  | No | No | Unknown - Unlikely Lead | Don't Know |  |  |  | No | Other |  | Will Inspect meter box at a later date | Unknown - Unlikely Lead |  |  |  | No | Other |  | Will Inspect meter box at a later date | Unknown | Don't Know | Don't Know |  | Building | Unknown | Unknown | No |  |  | Unknown
3256 | 1245 W COCHITI AVE, HOBBS NM |  | No | No | Unknown - Unlikely Lead | Don't Know |  |  |  | No | Other |  | Will Inspect meter box at a later date | Unknown - Unlikely Lead |  |  |  | No | Other |  | Will Inspect meter box at a later date | Unknown | Don't Know | Don't Know |  | Building | Unknown | Unknown | No |  |  | Unknown
14282 | 1205 E YESO DR, HOBBS NM |  | No | No | Unknown - Unlikely Lead | Don't Know |  |  |  | No | Other |  | Will Inspect meter box at a later date | Unknown - Unlikely Lead |  |  |  | No | Other |  | Will Inspect meter box at a later date | Unknown | Don't Know | Don't Know |  | Building | Unknown | Unknown | No |  |  | Unknown
14400 | 1127 E YUCCA ST, HOBBS NM |  | No | No | Unknown - Unlikely Lead | Don't Know |  |  |  | No | Other |  | Will Inspect meter box at a later date | Unknown - Unlikely Lead |  |  |  | No | Other |  | Will Inspect meter box at a later date | Unknown | Don't Know | Don't Know |  | Building | Unknown | Unknown | No |  |  | Unknown
4057 | 2618 CHARLCIA BLVD, HOBBS NM |  | No | No | Unknown - Unlikely Lead | Don't Know |  |  |  | No | Other |  | Will Inspect meter box at a later date | Unknown - Unlikely Lead |  |  |  | No | Other |  | Will Inspect meter box at a later date | Unknown | Don't Know | Don't Know |  | Building | Unknown | Unknown | No |  |  | Unknown
14511 | 500 E ZIA DR, HOBBS NM |  | No | No | Unknown - Unlikely Lead | Don't Know |  |  |  | No | Other |  | Will Inspect meter box at a later date | Unknown - Unlikely Lead |  |  |  | No | Other |  | Will Inspect meter box at a later date | Unknown | Don't Know | Don't Know |  | Building | Unknown | Unknown | No |  |  | Unknown
13743 | 806 S TEXACO RD, HOBBS NM |  | No | No | Unknown - Unlikely Lead | Don't Know |  |  |  | No | Other |  | Will Inspect meter box at a later date | Unknown - Unlikely Lead |  |  |  | No | Other |  | Will Inspect meter box at a later date | Unknown | Don't Know | Don't Know |  | Building | Unknown | Unknown | No |  |  | Unknown
2995 | 3901 N CENTRAL K 203, HOBBS NM |  | No | No | Non-Lead - Plastic | No | 2009 | 3/4 | Field inspection only with no records | Yes | Visual inspection at the meter pit | 05/26/2024 00:00:00 |  | Non-Lead - Plastic | 2009 | 3/4 | Installation date after lead ban | Yes | Visual inspection at the meter pit | 05/26/2024 00:00:00 |  | Non-Lead | No | No |  | Single Family Residence |  | No | No |  |  | Non-Lead
2775 | 914 W COPPER AVE, HOBBS NM |  | No | No | Unknown - Unlikely Lead | Don't Know |  |  |  | No | Other |  | Will Inspect meter box at a later date | Unknown - Unlikely Lead |  |  |  | No | Other |  | Will Inspect meter box at a later date | Unknown | Don't Know | Don't Know |  | Building | Unknown | Unknown | No |  |  | Unknown
4450 | 309 N DAL PASO ST, HOBBS NM |  | No | No | Unknown - Unlikely Lead | Don't Know |  |  |  | No | Other |  | Will Inspect meter box at a later date | Unknown - Unlikely Lead |  |  |  | No | Other |  | Will Inspect meter box at a later date | Unknown | Don't Know | Don't Know |  | Building | Unknown | Unknown | No |  |  | Unknown
14031 | 1201 E WALKER DR, HOBBS NM |  | No | No | Unknown - Unlikely Lead | Don't Know |  |  |  | No | Other |  | Will Inspect meter box at a later date | Unknown - Unlikely Lead |  |  |  | No | Other |  | Will Inspect meter box at a later date | Unknown | Don't Know | Don't Know |  | Building | Unknown | Unknown | No |  |  | Unknown
2717 | 908 W COPPER AVE, HOBBS NM |  | No | No | Unknown - Unlikely Lead | Don't Know |  |  |  | No | Other |  | Will Inspect meter box at a later date | Unknown - Unlikely Lead |  |  |  | No | Other |  | Will Inspect meter box at a later date | Unknown | Don't Know | Don't Know |  | Building | Unknown | Unknown | No |  |  | Unknown
4277 | 2618 N DAL PASO ST, HOBBS NM |  | No | No | Unknown - Unlikely Lead | Don't Know |  |  |  | No | Other |  | Will Inspect meter box at a later date | Unknown - Unlikely Lead |  |  |  | No | Other |  | Will Inspect meter box at a later date | Unknown | Don't Know | Don't Know |  | Building | Unknown | Unknown | No |  |  | Unknown
1609 | 2512 N BRECKON DR, HOBBS NM |  | No | No | Unknown - Unlikely Lead | Don't Know |  |  |  | No | Other |  | Will Inspect meter box at a later date | Unknown - Unlikely Lead |  |  |  | No | Other |  | Will Inspect meter box at a later date | Unknown | Don't Know | Don't Know |  | Building | Unknown | Unknown | No |  |  | Unknown
4631 | 119 N DALMONT ST, HOBBS NM |  | No | No | Unknown - Unlikely Lead | Don't Know |  |  |  | No | Other |  | Will Inspect meter box at a later date | Unknown - Unlikely Lead |  |  |  | No | Other |  | Will Inspect meter box at a later date | Unknown | Don't Know | Don't Know |  | Building | Unknown | Unknown | No |  |  | Unknown
4056 | 2612 CHARLCIA BLVD, HOBBS NM |  | No | No | Unknown - Unlikely Lead | Don't Know |  |  |  | No | Other |  | Will Inspect meter box at a later date | Unknown - Unlikely Lead |  |  |  | No | Other |  | Will Inspect meter box at a later date | Unknown | Don't Know | Don't Know |  | Building | Unknown | Unknown | No |  |  | Unknown
4646 | 517 E DUNNAM ST, HOBBS NM |  | No | No | Unknown - Unlikely Lead | Don't Know |  |  |  | No | Other |  | Will Inspect meter box at a later date | Unknown - Unlikely Lead |  |  |  | No | Other |  | Will Inspect meter box at a later date | Unknown | Don't Know | Don't Know |  | Building | Unknown | Unknown | No |  |  | Unknown
14033 | 904 E WALKER DR, HOBBS NM |  | No | No | Unknown - Unlikely Lead | Don't Know |  |  |  | No | Other |  | Will Inspect meter box at a later date | Unknown - Unlikely Lead |  |  |  | No | Other |  | Will Inspect meter box at a later date | Unknown | Don't Know | Don't Know |  | Building | Unknown | Unknown | No |  |  | Unknown
13833 | 3302-C N VISTA DR, HOBBS NM |  | No | No | Unknown - Unlikely Lead | Don't Know |  |  |  | No | Other |  | Will Inspect meter box at a later date | Unknown - Unlikely Lead |  |  |  | No | Other |  | Will Inspect meter box at a later date | Unknown | Don't Know | Don't Know |  | Building | Unknown | Unknown | No |  |  | Unknown
238 | 520 E ALBERTSON CIR, HOBBS NM |  | No | No | Unknown - Unlikely Lead | Don't Know |  |  |  | No | Other |  | Will Inspect meter box at a later date | Unknown - Unlikely Lead |  |  |  | No | Other |  | Will Inspect meter box at a later date | Unknown | Don't Know | Don't Know |  | Building | Unknown | Unknown | No |  |  | Unknown
4040 | 1507 CHUCKWAGON DR, HOBBS NM |  | No | No | Unknown - Unlikely Lead | Don't Know |  |  |  | No | Other |  | Will Inspect meter box at a later date | Unknown - Unlikely Lead |  |  |  | No | Other |  | Will Inspect meter box at a later date | Unknown | Don't Know | Don't Know |  | Building | Unknown | Unknown | No |  |  | Unknown
1513 | 1711 N BRAZOS AVE, HOBBS NM |  | No | No | Unknown - Unlikely Lead | Don't Know |  |  |  | No | Other |  | Will Inspect meter box at a later date | Unknown - Unlikely Lead |  |  |  | No | Other |  | Will Inspect meter box at a later date | Unknown | Don't Know | Don't Know |  | Building | Unknown | Unknown | No |  |  | Unknown
2131 | 1416 W CLINTON ST, HOBBS NM |  | No | No | Unknown - Unlikely Lead | Don't Know |  |  |  | No | Other |  | Will Inspect meter box at a later date | Unknown - Unlikely Lead |  |  |  | No | Other |  | Will Inspect meter box at a later date | Unknown | Don't Know | Don't Know |  | Building | Unknown | Unknown | No |  |  | Unknown
3988 | 1607 N COBB DR, HOBBS NM |  | No | No | Unknown - Unlikely Lead | Don't Know |  |  |  | No | Other |  | Will Inspect meter box at a later date | Unknown - Unlikely Lead |  |  |  | No | Other |  | Will Inspect meter box at a later date | Unknown | Don't Know | Don't Know |  | Building | Unknown | Unknown | No |  |  | Unknown
1904 | 1316 W BROADWAY PL, HOBBS NM |  | No | No | Unknown - Unlikely Lead | Don't Know |  |  |  | No | Other |  | Will Inspect meter box at a later date | Unknown - Unlikely Lead |  |  |  | No | Other |  | Will Inspect meter box at a later date | Unknown | Don't Know | Don't Know |  | Building | Unknown | Unknown | No |  |  | Unknown
2167 | 417 E CASTLE AVE, HOBBS NM |  | No | No | Unknown - Unlikely Lead | Don't Know |  |  |  | No | Other |  | Will Inspect meter box at a later date | Unknown - Unlikely Lead |  |  |  | No | Other |  | Will Inspect meter box at a later date | Unknown | Don't Know | Don't Know |  | Building | Unknown | Unknown | No |  |  | Unknown
14195 | 102 E YESO DR, HOBBS NM |  | No | No | Unknown - Unlikely Lead | Don't Know |  |  |  | No | Other |  | Will Inspect meter box at a later date | Unknown - Unlikely Lead |  |  |  | No | Other |  | Will Inspect meter box at a later date | Unknown | Don't Know | Don't Know |  | Building | Unknown | Unknown | No |  |  | Unknown
1720 | 1229 N BRECKON DR, HOBBS NM |  | No | No | Unknown - Unlikely Lead | Don't Know |  |  |  | No | Other |  | Will Inspect meter box at a later date | Unknown - Unlikely Lead |  |  |  | No | Other |  | Will Inspect meter box at a later date | Unknown | Don't Know | Don't Know |  | Building | Unknown | Unknown | No |  |  | Unknown
3847 | 3602 CAMINO REAL, HOBBS NM |  | No | No | Unknown - Unlikely Lead | Don't Know |  |  |  | No | Other |  | Will Inspect meter box at a later date | Unknown - Unlikely Lead |  |  |  | No | Other |  | Will Inspect meter box at a later date | Unknown | Don't Know | Don't Know |  | Building | Unknown | Unknown | No |  |  | Unknown
3511 | 301 S CECIL ST, HOBBS NM |  | No | No | Unknown - Unlikely Lead | Don't Know |  |  |  | No | Other |  | Will Inspect meter box at a later date | Unknown - Unlikely Lead |  |  |  | No | Other |  | Will Inspect meter box at a later date | Unknown | Don't Know | Don't Know |  | Building | Unknown | Unknown | No |  |  | Unknown
3864 | 1509 CAMINO REAL, HOBBS NM |  | No | No | Unknown - Unlikely Lead | Don't Know |  |  |  | No | Other |  | Will Inspect meter box at a later date | Unknown - Unlikely Lead |  |  |  | No | Other |  | Will Inspect meter box at a later date | Unknown | Don't Know | Don't Know |  | Building | Unknown | Unknown | No |  |  | Unknown
2857 | 201 E CLEARFORK DR, HOBBS NM |  | No | No | Unknown - Unlikely Lead | Don't Know |  |  |  | No | Other |  | Will Inspect meter box at a later date | Unknown - Unlikely Lead |  |  |  | No | Other |  | Will Inspect meter box at a later date | Unknown | Don't Know | Don't Know |  | Building | Unknown | Unknown | No |  |  | Unknown
3049 | 3901 N CENTRAL M 208, HOBBS NM |  | No | No | Non-Lead - Plastic | No | 2009 | 3/4 | Field inspection only with no records | Yes | Visual inspection at the meter pit | 05/26/2024 00:00:00 |  | Non-Lead - Plastic | 2009 | 3/4 | Installation date after lead ban | Yes | Visual inspection at the meter pit | 05/26/2024 00:00:00 |  | Non-Lead | No | No |  | Single Family Residence |  | No | No |  |  | Non-Lead
13998 | 1220 E WHITE ST, HOBBS NM |  | No | No | Unknown - Unlikely Lead | Don't Know |  |  |  | No | Other |  | Will Inspect meter box at a later date | Unknown - Unlikely Lead |  |  |  | No | Other |  | Will Inspect meter box at a later date | Unknown | Don't Know | Don't Know |  | Building | Unknown | Unknown | No |  |  | Unknown
3204 | 3901 N CENTRAL O 107, HOBBS NM |  | No | No | Non-Lead - Plastic | No | 2009 | 3/4 | Field inspection only with no records | Yes | Visual inspection at the meter pit | 05/26/2024 00:00:00 |  | Non-Lead - Plastic | 2009 | 3/4 | Installation date after lead ban | Yes | Visual inspection at the meter pit | 05/26/2024 00:00:00 |  | Non-Lead | No | No |  | Single Family Residence |  | No | No |  |  | Non-Lead
14358 | 206 W YESO DR, HOBBS NM |  | No | No | Unknown - Unlikely Lead | Don't Know |  |  |  | No | Other |  | Will Inspect meter box at a later date | Unknown - Unlikely Lead |  |  |  | No | Other |  | Will Inspect meter box at a later date | Unknown | Don't Know | Don't Know |  | Building | Unknown | Unknown | No |  |  | Unknown
402 | 108 E ALTO DR, HOBBS NM |  | No | No | Unknown - Unlikely Lead | Don't Know |  |  |  | No | Other |  | Will Inspect meter box at a later date | Unknown - Unlikely Lead |  |  |  | No | Other |  | Will Inspect meter box at a later date | Unknown | Don't Know | Don't Know |  | Building | Unknown | Unknown | No |  |  | Unknown
1559 | 227 W BLANCO DR, HOBBS NM |  | No | No | Unknown - Unlikely Lead | Don't Know |  |  |  | No | Other |  | Will Inspect meter box at a later date | Unknown - Unlikely Lead |  |  |  | No | Other |  | Will Inspect meter box at a later date | Unknown | Don't Know | Don't Know |  | Building | Unknown | Unknown | No |  |  | Unknown
2006 | 206 E CORBETT ST, HOBBS NM |  | No | No | Unknown - Unlikely Lead | Don't Know |  |  |  | No | Other |  | Will Inspect meter box at a later date | Unknown - Unlikely Lead |  |  |  | No | Other |  | Will Inspect meter box at a later date | Unknown | Don't Know | Don't Know |  | Building | Unknown | Unknown | No |  |  | Unknown
2043 | 419 E CLINTON ST, HOBBS NM |  | No | No | Unknown - Unlikely Lead | Don't Know |  |  |  | No | Other |  | Will Inspect meter box at a later date | Unknown - Unlikely Lead |  |  |  | No | Other |  | Will Inspect meter box at a later date | Unknown | Don't Know | Don't Know |  | Building | Unknown | Unknown | No |  |  | Unknown
4119 | 709 W COMMANCHE DR, HOBBS NM |  | No | No | Unknown - Unlikely Lead | Don't Know |  |  |  | No | Other |  | Will Inspect meter box at a later date | Unknown - Unlikely Lead |  |  |  | No | Other |  | Will Inspect meter box at a later date | Unknown | Don't Know | Don't Know |  | Building | Unknown | Unknown | No |  |  | Unknown
3061 | 3901 N CENTRAL B 307, HOBBS NM |  | No | No | Non-Lead - Plastic | No | 2009 | 3/4 | Field inspection only with no records | Yes | Visual inspection at the meter pit | 05/26/2024 00:00:00 |  | Non-Lead - Plastic | 2009 | 3/4 | Installation date after lead ban | Yes | Visual inspection at the meter pit | 05/26/2024 00:00:00 |  | Non-Lead | No | No |  | Single Family Residence |  | No | No |  |  | Non-Lead
3331 | 1421 W CAPROCK ST, HOBBS NM |  | No | No | Unknown - Unlikely Lead | Don't Know |  |  |  | No | Other |  | Will Inspect meter box at a later date | Unknown - Unlikely Lead |  |  |  | No | Other |  | Will Inspect meter box at a later date | Unknown | Don't Know | Don't Know |  | Building | Unknown | Unknown | No |  |  | Unknown
3853 | 1418 CAMINO REAL, HOBBS NM |  | No | No | Unknown - Unlikely Lead | Don't Know |  |  |  | No | Other |  | Will Inspect meter box at a later date | Unknown - Unlikely Lead |  |  |  | No | Other |  | Will Inspect meter box at a later date | Unknown | Don't Know | Don't Know |  | Building | Unknown | Unknown | No |  |  | Unknown
335 | 1208 E ALSTON ST, HOBBS NM |  | No | No | Unknown - Unlikely Lead | Don't Know |  |  |  | No | Other |  | Will Inspect meter box at a later date | Unknown - Unlikely Lead |  |  |  | No | Other |  | Will Inspect meter box at a later date | Unknown | Don't Know | Don't Know |  | Building | Unknown | Unknown | No |  |  | Unknown
1833 | 111 W BROADWAY ST, HOBBS NM |  | No | No | Unknown - Unlikely Lead | Don't Know |  |  |  | No | Other |  | Will Inspect meter box at a later date | Unknown - Unlikely Lead |  |  |  | No | Other |  | Will Inspect meter box at a later date | Unknown | Don't Know | Don't Know |  | Building | Unknown | Unknown | No |  |  | Unknown
3710 | 1407 E CIMARRON RD, HOBBS NM |  | No | No | Unknown - Unlikely Lead | Don't Know |  |  |  | No | Other |  | Will Inspect meter box at a later date | Unknown - Unlikely Lead |  |  |  | No | Other |  | Will Inspect meter box at a later date | Unknown | Don't Know | Don't Know |  | Building | Unknown | Unknown | No |  |  | Unknown
3955 | 1326 W CALLE SUR ST, HOBBS NM |  | No | No | Unknown - Unlikely Lead | Don't Know |  |  |  | No | Other |  | Will Inspect meter box at a later date | Unknown - Unlikely Lead |  |  |  | No | Other |  | Will Inspect meter box at a later date | Unknown | Don't Know | Don't Know |  | Building | Unknown | Unknown | No |  |  | Unknown
4636 | 212 E DUNNAM ST, HOBBS NM |  | No | No | Unknown - Unlikely Lead | Don't Know |  |  |  | No | Other |  | Will Inspect meter box at a later date | Unknown - Unlikely Lead |  |  |  | No | Other |  | Will Inspect meter box at a later date | Unknown | Don't Know | Don't Know |  | Building | Unknown | Unknown | No |  |  | Unknown
186 | 104 E ALBERTSON DR, HOBBS NM |  | No | No | Unknown - Unlikely Lead | Don't Know |  |  |  | No | Other |  | Will Inspect meter box at a later date | Unknown - Unlikely Lead |  |  |  | No | Other |  | Will Inspect meter box at a later date | Unknown | Don't Know | Don't Know |  | Building | Unknown | Unknown | No |  |  | Unknown
4269 | 3419 N DAL PASO BLD 11 C, HOBBS NM |  | No | No | Non-Lead - Plastic | No | 2020 | 3/4 | Field inspection only with no records | Yes | Visual inspection at the meter pit | 05/26/2024 00:00:00 |  | Non-Lead - Plastic |  | 3/4 | Installation date after lead ban | Yes | Visual inspection at the meter pit | 05/26/2024 00:00:00 |  | Non-Lead | No | No |  | Single Family Residence |  | No | No |  |  | Non-Lead
4136 | 3606 W CASA VERDE, HOBBS NM |  | No | No | Unknown - Unlikely Lead | Don't Know |  |  |  | No | Other |  | Will Inspect meter box at a later date | Unknown - Unlikely Lead |  |  |  | No | Other |  | Will Inspect meter box at a later date | Unknown | Don't Know | Don't Know |  | Building | Unknown | Unknown | No |  |  | Unknown
13990 | 501 E WHITE ST, HOBBS NM |  | No | No | Unknown - Unlikely Lead | Don't Know |  |  |  | No | Other |  | Will Inspect meter box at a later date | Unknown - Unlikely Lead |  |  |  | No | Other |  | Will Inspect meter box at a later date | Unknown | Don't Know | Don't Know |  | Building | Unknown | Unknown | No |  |  | Unknown
343 | 1409 E ALSTON ST, HOBBS NM |  | No | No | Unknown - Unlikely Lead | Don't Know |  |  |  | No | Other |  | Will Inspect meter box at a later date | Unknown - Unlikely Lead |  |  |  | No | Other |  | Will Inspect meter box at a later date | Unknown | Don't Know | Don't Know |  | Building | Unknown | Unknown | No |  |  | Unknown
2085 | 511 E CLINTON ST, HOBBS NM |  | No | No | Unknown - Unlikely Lead | Don't Know |  |  |  | No | Other |  | Will Inspect meter box at a later date | Unknown - Unlikely Lead |  |  |  | No | Other |  | Will Inspect meter box at a later date | Unknown | Don't Know | Don't Know |  | Building | Unknown | Unknown | No |  |  | Unknown
1764 | 522 W BROADWAY ST, HOBBS NM |  | No | No | Unknown - Unlikely Lead | Don't Know |  |  |  | No | Other |  | Will Inspect meter box at a later date | Unknown - Unlikely Lead |  |  |  | No | Other |  | Will Inspect meter box at a later date | Unknown | Don't Know | Don't Know |  | Building | Unknown | Unknown | No |  |  | Unknown
4492 | 900 S DAL PASO ST, HOBBS NM |  | No | No | Unknown - Unlikely Lead | Don't Know |  |  |  | No | Other |  | Will Inspect meter box at a later date | Unknown - Unlikely Lead |  |  |  | No | Other |  | Will Inspect meter box at a later date | Unknown | Don't Know | Don't Know |  | Building | Unknown | Unknown | No |  |  | Unknown
13692 | 113 E TAYLOR ST, HOBBS NM |  | No | No | Unknown - Unlikely Lead | Don't Know |  |  |  | No | Other |  | Will Inspect meter box at a later date | Unknown - Unlikely Lead |  |  |  | No | Other |  | Will Inspect meter box at a later date | Unknown | Don't Know | Don't Know |  | Building | Unknown | Unknown | No |  |  | Unknown
13661 | 1800 S THORP ST, HOBBS NM |  | No | No | Unknown - Unlikely Lead | Don't Know |  |  |  | No | Other |  | Will Inspect meter box at a later date | Unknown - Unlikely Lead |  |  |  | No | Other |  | Will Inspect meter box at a later date | Unknown | Don't Know | Don't Know |  | Building | Unknown | Unknown | No |  |  | Unknown
2468 | 200 W COAL AVE, HOBBS NM |  | No | No | Unknown - Unlikely Lead | Don't Know |  |  |  | No | Other |  | Will Inspect meter box at a later date | Unknown - Unlikely Lead |  |  |  | No | Other |  | Will Inspect meter box at a later date | Unknown | Don't Know | Don't Know |  | Building | Unknown | Unknown | No |  |  | Unknown
1411 | 515 W BYERS ST, HOBBS NM |  | No | No | Unknown - Unlikely Lead | Don't Know |  |  |  | No | Other |  | Will Inspect meter box at a later date | Unknown - Unlikely Lead |  |  |  | No | Other |  | Will Inspect meter box at a later date | Unknown | Don't Know | Don't Know |  | Building | Unknown | Unknown | No |  |  | Unknown
4274 | 424 N DAL PASO ST, HOBBS NM |  | No | No | Unknown - Unlikely Lead | Don't Know |  |  |  | No | Other |  | Will Inspect meter box at a later date | Unknown - Unlikely Lead |  |  |  | No | Other |  | Will Inspect meter box at a later date | Unknown | Don't Know | Don't Know |  | Building | Unknown | Unknown | No |  |  | Unknown
2417 | 418 S CHILDERS DR, HOBBS NM |  | No | No | Unknown - Unlikely Lead | Don't Know |  |  |  | No | Other |  | Will Inspect meter box at a later date | Unknown - Unlikely Lead |  |  |  | No | Other |  | Will Inspect meter box at a later date | Unknown | Don't Know | Don't Know |  | Building | Unknown | Unknown | No |  |  | Unknown
2791 | 1247 W COPPER AVE, HOBBS NM |  | No | No | Unknown - Unlikely Lead | Don't Know |  |  |  | No | Other |  | Will Inspect meter box at a later date | Unknown - Unlikely Lead |  |  |  | No | Other |  | Will Inspect meter box at a later date | Unknown | Don't Know | Don't Know |  | Building | Unknown | Unknown | No |  |  | Unknown
13940 | 2909 N WEDGEWOOD DR, HOBBS NM |  | No | No | Non-Lead - Plastic | Don't Know | 2019 | 1 | Field inspection only with no records | Yes | Visual inspection at the meter pit | 08/19/2024 00:00:00 |  | Non-Lead - Plastic | 2019 | 1 | Field inspection only with no records | Yes | Visual inspection at the meter pit | 08/19/2024 00:00:00 |  | Non-Lead | No | Don't Know |  | Single Family Residence |  | No | No |  |  | Non-Lead
3871 | 4100 N CALLE GRANDE, HOBBS NM |  | No | No | Unknown - Unlikely Lead | Don't Know |  |  |  | No | Other |  | Will Inspect meter box at a later date | Unknown - Unlikely Lead |  |  |  | No | Other |  | Will Inspect meter box at a later date | Unknown | Don't Know | Don't Know |  | Building | Unknown | Unknown | No |  |  | Unknown
3355 | 1114 W CAPROCK ST, HOBBS NM |  | No | No | Unknown - Unlikely Lead | Don't Know |  |  |  | No | Other |  | Will Inspect meter box at a later date | Unknown - Unlikely Lead |  |  |  | No | Other |  | Will Inspect meter box at a later date | Unknown | Don't Know | Don't Know |  | Building | Unknown | Unknown | No |  |  | Unknown
14369 | 1524 YESO PL, HOBBS NM |  | No | No | Unknown - Unlikely Lead | Don't Know |  |  |  | No | Other |  | Will Inspect meter box at a later date | Unknown - Unlikely Lead |  |  |  | No | Other |  | Will Inspect meter box at a later date | Unknown | Don't Know | Don't Know |  | Building | Unknown | Unknown | No |  |  | Unknown
3531 | 1525 N COLEMAN ST, HOBBS NM |  | No | No | Unknown - Unlikely Lead | Don't Know |  |  |  | No | Other |  | Will Inspect meter box at a later date | Unknown - Unlikely Lead |  |  |  | No | Other |  | Will Inspect meter box at a later date | Unknown | Don't Know | Don't Know |  | Building | Unknown | Unknown | No |  |  | Unknown
1893 | 1121 E BROADWAY ST, HOBBS NM |  | No | No | Unknown - Unlikely Lead | Don't Know |  |  |  | No | Other |  | Will Inspect meter box at a later date | Unknown - Unlikely Lead |  |  |  | No | Other |  | Will Inspect meter box at a later date | Unknown | Don't Know | Don't Know |  | Building | Unknown | Unknown | No |  |  | Unknown
4718 | 421 E DUNNAM ST, HOBBS NM |  | No | No | Unknown - Unlikely Lead | Don't Know |  |  |  | No | Other |  | Will Inspect meter box at a later date | Unknown - Unlikely Lead |  |  |  | No | Other |  | Will Inspect meter box at a later date | Unknown | Don't Know | Don't Know |  | Building | Unknown | Unknown | No |  |  | Unknown
3415 | 1621 W CHICO DR, HOBBS NM |  | No | No | Unknown - Unlikely Lead | Don't Know |  |  |  | No | Other |  | Will Inspect meter box at a later date | Unknown - Unlikely Lead |  |  |  | No | Other |  | Will Inspect meter box at a later date | Unknown | Don't Know | Don't Know |  | Building | Unknown | Unknown | No |  |  | Unknown
2022 | 114 E CLINTON ST, HOBBS NM |  | No | No | Unknown - Unlikely Lead | Don't Know |  |  |  | No | Other |  | Will Inspect meter box at a later date | Unknown - Unlikely Lead |  |  |  | No | Other |  | Will Inspect meter box at a later date | Unknown | Don't Know | Don't Know |  | Building | Unknown | Unknown | No |  |  | Unknown
14007 | 407 W WHITE ST, HOBBS NM |  | No | No | Unknown - Unlikely Lead | Don't Know |  |  |  | No | Other |  | Will Inspect meter box at a later date | Unknown - Unlikely Lead |  |  |  | No | Other |  | Will Inspect meter box at a later date | Unknown | Don't Know | Don't Know |  | Building | Unknown | Unknown | No |  |  | Unknown
3981 | 1507 N COBB DR, HOBBS NM |  | No | No | Unknown - Unlikely Lead | Don't Know |  |  |  | No | Other |  | Will Inspect meter box at a later date | Unknown - Unlikely Lead |  |  |  | No | Other |  | Will Inspect meter box at a later date | Unknown | Don't Know | Don't Know |  | Building | Unknown | Unknown | No |  |  | Unknown
14474 | 1207 ZUNI ST, HOBBS NM |  | No | No | Unknown - Unlikely Lead | Don't Know |  |  |  | No | Other |  | Will Inspect meter box at a later date | Unknown - Unlikely Lead |  |  |  | No | Other |  | Will Inspect meter box at a later date | Unknown | Don't Know | Don't Know |  | Building | Unknown | Unknown | No |  |  | Unknown
1706 | 1732 N BRECKON DR, HOBBS NM |  | No | No | Unknown - Unlikely Lead | Don't Know |  |  |  | No | Other |  | Will Inspect meter box at a later date | Unknown - Unlikely Lead |  |  |  | No | Other |  | Will Inspect meter box at a later date | Unknown | Don't Know | Don't Know |  | Building | Unknown | Unknown | No |  |  | Unknown
3174 | 3901 N CENTRAL I 202, HOBBS NM |  | No | No | Non-Lead - Plastic | No | 2009 | 3/4 | Field inspection only with no records | Yes | Visual inspection at the meter pit | 05/26/2024 00:00:00 |  | Non-Lead - Plastic | 2009 | 3/4 | Installation date after lead ban | Yes | Visual inspection at the meter pit | 05/26/2024 00:00:00 |  | Non-Lead | No | No |  | Single Family Residence |  | No | No |  |  | Non-Lead
3919 | 1522-C W CALLE SUR ST, HOBBS NM |  | No | No | Unknown - Unlikely Lead | Don't Know |  |  |  | No | Other |  | Will Inspect meter box at a later date | Unknown - Unlikely Lead |  |  |  | No | Other |  | Will Inspect meter box at a later date | Unknown | Don't Know | Don't Know |  | Building | Unknown | Unknown | No |  |  | Unknown
3269 | 210 W COCHITI AVE, HOBBS NM |  | No | No | Unknown - Unlikely Lead | Don't Know |  |  |  | No | Other |  | Will Inspect meter box at a later date | Unknown - Unlikely Lead |  |  |  | No | Other |  | Will Inspect meter box at a later date | Unknown | Don't Know | Don't Know |  | Building | Unknown | Unknown | No |  |  | Unknown
13853 | 1826 N VEGA DR, HOBBS NM |  | No | No | Unknown - Unlikely Lead | Don't Know |  |  |  | No | Other |  | Will Inspect meter box at a later date | Unknown - Unlikely Lead |  |  |  | No | Other |  | Will Inspect meter box at a later date | Unknown | Don't Know | Don't Know |  | Building | Unknown | Unknown | No |  |  | Unknown
2219 | 201 S COCHRAN ST, HOBBS NM |  | No | No | Unknown - Unlikely Lead | Don't Know |  |  |  | No | Other |  | Will Inspect meter box at a later date | Unknown - Unlikely Lead |  |  |  | No | Other |  | Will Inspect meter box at a later date | Unknown | Don't Know | Don't Know |  | Building | Unknown | Unknown | No |  |  | Unknown
3338 | 1402 W CAPROCK ST, HOBBS NM |  | No | No | Unknown - Unlikely Lead | Don't Know |  |  |  | No | Other |  | Will Inspect meter box at a later date | Unknown - Unlikely Lead |  |  |  | No | Other |  | Will Inspect meter box at a later date | Unknown | Don't Know | Don't Know |  | Building | Unknown | Unknown | No |  |  | Unknown
3678 | 1700 N CHAMA DR, HOBBS NM |  | No | No | Unknown - Unlikely Lead | Don't Know |  |  |  | No | Other |  | Will Inspect meter box at a later date | Unknown - Unlikely Lead |  |  |  | No | Other |  | Will Inspect meter box at a later date | Unknown | Don't Know | Don't Know |  | Building | Unknown | Unknown | No |  |  | Unknown
415 | 107 E ALTO DR, HOBBS NM |  | No | No | Unknown - Unlikely Lead | Don't Know |  |  |  | No | Other |  | Will Inspect meter box at a later date | Unknown - Unlikely Lead |  |  |  | No | Other |  | Will Inspect meter box at a later date | Unknown | Don't Know | Don't Know |  | Building | Unknown | Unknown | No |  |  | Unknown
3283 | 915 W COCHITI AVE, HOBBS NM |  | No | No | Unknown - Unlikely Lead | Don't Know |  |  |  | No | Other |  | Will Inspect meter box at a later date | Unknown - Unlikely Lead |  |  |  | No | Other |  | Will Inspect meter box at a later date | Unknown | Don't Know | Don't Know |  | Building | Unknown | Unknown | No |  |  | Unknown
2862 | 103 E CLEARFORK DR, HOBBS NM |  | No | No | Unknown - Unlikely Lead | Don't Know |  |  |  | No | Other |  | Will Inspect meter box at a later date | Unknown - Unlikely Lead |  |  |  | No | Other |  | Will Inspect meter box at a later date | Unknown | Don't Know | Don't Know |  | Building | Unknown | Unknown | No |  |  | Unknown
14215 | 404 E YESO DR, HOBBS NM |  | No | No | Unknown - Unlikely Lead | Don't Know |  |  |  | No | Other |  | Will Inspect meter box at a later date | Unknown - Unlikely Lead |  |  |  | No | Other |  | Will Inspect meter box at a later date | Unknown | Don't Know | Don't Know |  | Building | Unknown | Unknown | No |  |  | Unknown
3184 | 3901 N CENTRAL B 101, HOBBS NM |  | No | No | Non-Lead - Plastic | No | 2009 | 3/4 | Field inspection only with no records | Yes | Visual inspection at the meter pit | 05/26/2024 00:00:00 |  | Non-Lead - Plastic | 2009 | 3/4 | Installation date after lead ban | Yes | Visual inspection at the meter pit | 05/26/2024 00:00:00 |  | Non-Lead | No | No |  | Single Family Residence |  | No | No |  |  | Non-Lead
303 | 211 W ALSTON ST, HOBBS NM |  | No | No | Unknown - Unlikely Lead | Don't Know |  |  |  | No | Other |  | Will Inspect meter box at a later date | Unknown - Unlikely Lead |  |  |  | No | Other |  | Will Inspect meter box at a later date | Unknown | Don't Know | Don't Know |  | Building | Unknown | Unknown | No |  |  | Unknown
3502 | 1107 S CECIL ST, HOBBS NM |  | No | No | Unknown - Unlikely Lead | Don't Know |  |  |  | No | Other |  | Will Inspect meter box at a later date | Unknown - Unlikely Lead |  |  |  | No | Other |  | Will Inspect meter box at a later date | Unknown | Don't Know | Don't Know |  | Building | Unknown | Unknown | No |  |  | Unknown
14049 | 1231 E WALKER DR, HOBBS NM |  | No | No | Unknown - Unlikely Lead | Don't Know |  |  |  | No | Other |  | Will Inspect meter box at a later date | Unknown - Unlikely Lead |  |  |  | No | Other |  | Will Inspect meter box at a later date | Unknown | Don't Know | Don't Know |  | Building | Unknown | Unknown | No |  |  | Unknown
2602 | 119 S AVENUE C, HOBBS NM |  | No | No | Unknown - Unlikely Lead | Don't Know |  |  |  | No | Other |  | Will Inspect meter box at a later date | Unknown - Unlikely Lead |  |  |  | No | Other |  | Will Inspect meter box at a later date | Unknown | Don't Know | Don't Know |  | Building | Unknown | Unknown | No |  |  | Unknown
2930 | 3901 N CENTRAL B 305, HOBBS NM |  | No | No | Non-Lead - Plastic | No | 2009 | 3/4 | Field inspection only with no records | Yes | Visual inspection at the meter pit | 05/26/2024 00:00:00 |  | Non-Lead - Plastic | 2009 | 3/4 | Installation date after lead ban | Yes | Visual inspection at the meter pit | 05/26/2024 00:00:00 |  | Non-Lead | No | No |  | Single Family Residence |  | No | No |  |  | Non-Lead
3159 | 3901 N CENTRAL N 203, HOBBS NM |  | No | No | Non-Lead - Plastic | No | 2009 | 3/4 | Field inspection only with no records | Yes | Visual inspection at the meter pit | 05/26/2024 00:00:00 |  | Non-Lead - Plastic | 2009 | 3/4 | Installation date after lead ban | Yes | Visual inspection at the meter pit | 05/26/2024 00:00:00 |  | Non-Lead | No | No |  | Single Family Residence |  | No | No |  |  | Non-Lead
14021 | 3504 W WHITE OAK ST, HOBBS NM |  | No | No | Non-Lead - Plastic | Don't Know | 2019 | 1 | Field inspection only with no records | Yes | Visual inspection at the meter pit | 08/19/2024 00:00:00 |  | Non-Lead - Plastic | 2019 | 1 | Field inspection only with no records | Yes | Visual inspection at the meter pit | 08/19/2024 00:00:00 |  | Non-Lead | No | Don't Know |  | Single Family Residence |  | No | No |  |  | Non-Lead
1949 | 2103 E BOND ST, HOBBS NM |  | No | No | Unknown - Unlikely Lead | Don't Know |  |  |  | No | Other |  | Will Inspect meter box at a later date | Unknown - Unlikely Lead |  |  |  | No | Other |  | Will Inspect meter box at a later date | Unknown | Don't Know | Don't Know |  | Building | Unknown | Unknown | No |  |  | Unknown
302 | 209 W ALSTON ST, HOBBS NM |  | No | No | Unknown - Unlikely Lead | Don't Know |  |  |  | No | Other |  | Will Inspect meter box at a later date | Unknown - Unlikely Lead |  |  |  | No | Other |  | Will Inspect meter box at a later date | Unknown | Don't Know | Don't Know |  | Building | Unknown | Unknown | No |  |  | Unknown
3435 | 513 N CECIL ST, HOBBS NM |  | No | No | Unknown - Unlikely Lead | Don't Know |  |  |  | No | Other |  | Will Inspect meter box at a later date | Unknown - Unlikely Lead |  |  |  | No | Other |  | Will Inspect meter box at a later date | Unknown | Don't Know | Don't Know |  | Building | Unknown | Unknown | No |  |  | Unknown
1742 | 38 BROADMOOR PARK, HOBBS NM |  | No | No | Non-Lead - Plastic | No | 2003 | 3/4 | Field inspection only with no records | Yes | Visual inspection at the meter pit | 05/26/2024 00:00:00 |  | Non-Lead - Plastic | 2003 | 3/4 | Installation date after lead ban | Yes | Visual inspection at the meter pit | 05/26/2024 00:00:00 |  | Non-Lead | No | No |  | Single Family Residence |  | No | No |  |  | Non-Lead
4657 | 1405 E DUNNAM ST, HOBBS NM |  | No | No | Unknown - Unlikely Lead | Don't Know |  |  |  | No | Other |  | Will Inspect meter box at a later date | Unknown - Unlikely Lead |  |  |  | No | Other |  | Will Inspect meter box at a later date | Unknown | Don't Know | Don't Know |  | Building | Unknown | Unknown | No |  |  | Unknown
3073 | 3901 N CENTRAL C 101, HOBBS NM |  | No | No | Non-Lead - Plastic | No | 2009 | 3/4 | Field inspection only with no records | Yes | Visual inspection at the meter pit | 05/26/2024 00:00:00 |  | Non-Lead - Plastic | 2009 | 3/4 | Installation date after lead ban | Yes | Visual inspection at the meter pit | 05/26/2024 00:00:00 |  | Non-Lead | No | No |  | Single Family Residence |  | No | No |  |  | Non-Lead
3430 | 604 N CECIL ST, HOBBS NM |  | No | No | Unknown - Unlikely Lead | Don't Know |  |  |  | No | Other |  | Will Inspect meter box at a later date | Unknown - Unlikely Lead |  |  |  | No | Other |  | Will Inspect meter box at a later date | Unknown | Don't Know | Don't Know |  | Building | Unknown | Unknown | No |  |  | Unknown
1528 | 1516 N BRAZOS AVE, HOBBS NM |  | No | No | Unknown - Unlikely Lead | Don't Know |  |  |  | No | Other |  | Will Inspect meter box at a later date | Unknown - Unlikely Lead |  |  |  | No | Other |  | Will Inspect meter box at a later date | Unknown | Don't Know | Don't Know |  | Building | Unknown | Unknown | No |  |  | Unknown
3306 | 418 W COCHITI AVE, HOBBS NM |  | No | No | Unknown - Unlikely Lead | Don't Know |  |  |  | No | Other |  | Will Inspect meter box at a later date | Unknown - Unlikely Lead |  |  |  | No | Other |  | Will Inspect meter box at a later date | Unknown | Don't Know | Don't Know |  | Building | Unknown | Unknown | No |  |  | Unknown
4757 | 2908 N DEL SOL CIRCLE, HOBBS NM |  | No | No | Non-Lead - Plastic | Don't Know | 2019 | 1 | Field inspection only with no records | Yes | Visual inspection at the meter pit | 08/19/2024 00:00:00 |  | Non-Lead - Plastic | 2019 | 1 | Field inspection only with no records | Yes | Visual inspection at the meter pit | 08/19/2024 00:00:00 |  | Non-Lead | No | Don't Know |  | Single Family Residence |  | No | No |  |  | Non-Lead
2097 | 406 W CLINTON ST, HOBBS NM |  | No | No | Unknown - Unlikely Lead | Don't Know |  |  |  | No | Other |  | Will Inspect meter box at a later date | Unknown - Unlikely Lead |  |  |  | No | Other |  | Will Inspect meter box at a later date | Unknown | Don't Know | Don't Know |  | Building | Unknown | Unknown | No |  |  | Unknown
4297 | 1904 N DAL PASO ST, HOBBS NM |  | No | No | Unknown - Unlikely Lead | Don't Know |  |  |  | No | Other |  | Will Inspect meter box at a later date | Unknown - Unlikely Lead |  |  |  | No | Other |  | Will Inspect meter box at a later date | Unknown | Don't Know | Don't Know |  | Building | Unknown | Unknown | No |  |  | Unknown
4586 | 5302 W DARK HORSE RD, HOBBS NM |  | No | No | Non-Lead - Plastic | No | 2015 | 3/4 | Field inspection only with no records | Yes | Visual inspection at the meter pit | 05/26/2024 00:00:00 |  | Non-Lead - Plastic | 2015 | 3/4 | Installation date after lead ban | Yes | Visual inspection at the meter pit | 05/26/2024 00:00:00 |  | Non-Lead | No | No |  | Single Family Residence |  | No | No |  |  | Non-Lead
1368 | 1311 E BYERS ST, HOBBS NM |  | No | No | Unknown - Unlikely Lead | Don't Know |  |  |  | No | Other |  | Will Inspect meter box at a later date | Unknown - Unlikely Lead |  |  |  | No | Other |  | Will Inspect meter box at a later date | Unknown | Don't Know | Don't Know |  | Building | Unknown | Unknown | No |  |  | Unknown
2913 | 3901 N CENTRAL O 206, HOBBS NM |  | No | No | Non-Lead - Plastic | No | 2009 | 3/4 | Field inspection only with no records | Yes | Visual inspection at the meter pit | 05/26/2024 00:00:00 |  | Non-Lead - Plastic | 2009 | 3/4 | Installation date after lead ban | Yes | Visual inspection at the meter pit | 05/26/2024 00:00:00 |  | Non-Lead | No | No |  | Single Family Residence |  | No | No |  |  | Non-Lead
4510 | 400 S DAL PASO ST, HOBBS NM |  | No | No | Unknown - Unlikely Lead | Don't Know |  |  |  | No | Other |  | Will Inspect meter box at a later date | Unknown - Unlikely Lead |  |  |  | No | Other |  | Will Inspect meter box at a later date | Unknown | Don't Know | Don't Know |  | Building | Unknown | Unknown | No |  |  | Unknown
14502 | 530 E ZIA DR, HOBBS NM |  | No | No | Unknown - Unlikely Lead | Don't Know |  |  |  | No | Other |  | Will Inspect meter box at a later date | Unknown - Unlikely Lead |  |  |  | No | Other |  | Will Inspect meter box at a later date | Unknown | Don't Know | Don't Know |  | Building | Unknown | Unknown | No |  |  | Unknown
1539 | 1817 N BLANCO DR, HOBBS NM |  | No | No | Unknown - Unlikely Lead | Don't Know |  |  |  | No | Other |  | Will Inspect meter box at a later date | Unknown - Unlikely Lead |  |  |  | No | Other |  | Will Inspect meter box at a later date | Unknown | Don't Know | Don't Know |  | Building | Unknown | Unknown | No |  |  | Unknown
3709 | 1213 E CIMARRON RD, HOBBS NM |  | No | No | Unknown - Unlikely Lead | Don't Know |  |  |  | No | Other |  | Will Inspect meter box at a later date | Unknown - Unlikely Lead |  |  |  | No | Other |  | Will Inspect meter box at a later date | Unknown | Don't Know | Don't Know |  | Building | Unknown | Unknown | No |  |  | Unknown
237 | 1513 E ALBERTSON DR, HOBBS NM |  | No | No | Unknown - Unlikely Lead | Don't Know |  |  |  | No | Other |  | Will Inspect meter box at a later date | Unknown - Unlikely Lead |  |  |  | No | Other |  | Will Inspect meter box at a later date | Unknown | Don't Know | Don't Know |  | Building | Unknown | Unknown | No |  |  | Unknown
2979 | 3901 N CENTRAL A 302, HOBBS NM |  | No | No | Non-Lead - Plastic | No | 2009 | 3/4 | Field inspection only with no records | Yes | Visual inspection at the meter pit | 05/26/2024 00:00:00 |  | Non-Lead - Plastic | 2009 | 3/4 | Installation date after lead ban | Yes | Visual inspection at the meter pit | 05/26/2024 00:00:00 |  | Non-Lead | No | No |  | Single Family Residence |  | No | No |  |  | Non-Lead
2620 | 2500 N CIELO DR, HOBBS NM |  | No | No | Unknown - Unlikely Lead | Don't Know |  |  |  | No | Other |  | Will Inspect meter box at a later date | Unknown - Unlikely Lead |  |  |  | No | Other |  | Will Inspect meter box at a later date | Unknown | Don't Know | Don't Know |  | Building | Unknown | Unknown | No |  |  | Unknown
2550 | 1218 W CAIN ST, HOBBS NM |  | No | No | Unknown - Unlikely Lead | Don't Know |  |  |  | No | Other |  | Will Inspect meter box at a later date | Unknown - Unlikely Lead |  |  |  | No | Other |  | Will Inspect meter box at a later date | Unknown | Don't Know | Don't Know |  | Building | Unknown | Unknown | No |  |  | Unknown
4693 | 505 E DUNNAM ST, HOBBS NM |  | No | No | Unknown - Unlikely Lead | Don't Know |  |  |  | No | Other |  | Will Inspect meter box at a later date | Unknown - Unlikely Lead |  |  |  | No | Other |  | Will Inspect meter box at a later date | Unknown | Don't Know | Don't Know |  | Building | Unknown | Unknown | No |  |  | Unknown
4140 | 4309 CORTO CT, HOBBS NM |  | No | No | Unknown - Unlikely Lead | Don't Know |  |  |  | No | Other |  | Will Inspect meter box at a later date | Unknown - Unlikely Lead |  |  |  | No | Other |  | Will Inspect meter box at a later date | Unknown | Don't Know | Don't Know |  | Building | Unknown | Unknown | No |  |  | Unknown
1437 | 4918 N BREANNA, HOBBS NM |  | No | No | Non-Lead - Plastic |  | 2008 | 1 | Installation date after lead ban | No | Other |  | Newer Construction, verified by GIS Mapping | Non-Lead - Plastic | 2008 | 1 | Installation date after lead ban | No | Other |  | Newer Construction, verified by GIS Mapping | Non-Lead | No | No |  | Single Family Residence |  | Unknown | No |  |  | Non-Lead
3866 | 1517 CAMINO REAL, HOBBS NM |  | No | No | Unknown - Unlikely Lead | Don't Know |  |  |  | No | Other |  | Will Inspect meter box at a later date | Unknown - Unlikely Lead |  |  |  | No | Other |  | Will Inspect meter box at a later date | Unknown | Don't Know | Don't Know |  | Building | Unknown | Unknown | No |  |  | Unknown
13813 | 712 W VISTA CT, HOBBS NM |  | No | No | Unknown - Unlikely Lead | Don't Know |  |  |  | No | Other |  | Will Inspect meter box at a later date | Unknown - Unlikely Lead |  |  |  | No | Other |  | Will Inspect meter box at a later date | Unknown | Don't Know | Don't Know |  | Building | Unknown | Unknown | No |  |  | Unknown
1945 | 2116 E BOND ST, HOBBS NM |  | No | No | Unknown - Unlikely Lead | Don't Know |  |  |  | No | Other |  | Will Inspect meter box at a later date | Unknown - Unlikely Lead |  |  |  | No | Other |  | Will Inspect meter box at a later date | Unknown | Don't Know | Don't Know |  | Building | Unknown | Unknown | No |  |  | Unknown
2129 | 1204 W CLINTON ST, HOBBS NM |  | No | No | Unknown - Unlikely Lead | Don't Know |  |  |  | No | Other |  | Will Inspect meter box at a later date | Unknown - Unlikely Lead |  |  |  | No | Other |  | Will Inspect meter box at a later date | Unknown | Don't Know | Don't Know |  | Building | Unknown | Unknown | No |  |  | Unknown
2500 | 1101 W COAL AVE, HOBBS NM |  | No | No | Unknown - Unlikely Lead | Don't Know |  |  |  | No | Other |  | Will Inspect meter box at a later date | Unknown - Unlikely Lead |  |  |  | No | Other |  | Will Inspect meter box at a later date | Unknown | Don't Know | Don't Know |  | Building | Unknown | Unknown | No |  |  | Unknown
3492 | 111 N CECIL ST, HOBBS NM |  | No | No | Unknown - Unlikely Lead | Don't Know |  |  |  | No | Other |  | Will Inspect meter box at a later date | Unknown - Unlikely Lead |  |  |  | No | Other |  | Will Inspect meter box at a later date | Unknown | Don't Know | Don't Know |  | Building | Unknown | Unknown | No |  |  | Unknown
4124 | 3602 W CASA VERDE, HOBBS NM |  | No | No | Unknown - Unlikely Lead | Don't Know |  |  |  | No | Other |  | Will Inspect meter box at a later date | Unknown - Unlikely Lead |  |  |  | No | Other |  | Will Inspect meter box at a later date | Unknown | Don't Know | Don't Know |  | Building | Unknown | Unknown | No |  |  | Unknown
2936 | 3901 N CENTRAL H 102, HOBBS NM |  | No | No | Non-Lead - Plastic | No | 2009 | 3/4 | Field inspection only with no records | Yes | Visual inspection at the meter pit | 05/26/2024 00:00:00 |  | Non-Lead - Plastic | 2009 | 3/4 | Installation date after lead ban | Yes | Visual inspection at the meter pit | 05/26/2024 00:00:00 |  | Non-Lead | No | No |  | Single Family Residence |  | No | No |  |  | Non-Lead
2685 | 400 W CIELO DR, HOBBS NM |  | No | No | Unknown - Unlikely Lead | Don't Know |  |  |  | No | Other |  | Will Inspect meter box at a later date | Unknown - Unlikely Lead |  |  |  | No | Other |  | Will Inspect meter box at a later date | Unknown | Don't Know | Don't Know |  | Building | Unknown | Unknown | No |  |  | Unknown
399 | 211 E ALTO DR, HOBBS NM |  | No | No | Unknown - Unlikely Lead | Don't Know |  |  |  | No | Other |  | Will Inspect meter box at a later date | Unknown - Unlikely Lead |  |  |  | No | Other |  | Will Inspect meter box at a later date | Unknown | Don't Know | Don't Know |  | Building | Unknown | Unknown | No |  |  | Unknown
3132 | 3901 N CENTRAL A 207, HOBBS NM |  | No | No | Non-Lead - Plastic | No | 2009 | 3/4 | Field inspection only with no records | Yes | Visual inspection at the meter pit | 05/26/2024 00:00:00 |  | Non-Lead - Plastic | 2009 | 3/4 | Installation date after lead ban | Yes | Visual inspection at the meter pit | 05/26/2024 00:00:00 |  | Non-Lead | No | No |  | Single Family Residence |  | No | No |  |  | Non-Lead
2343 | 1225 S COCHRAN ST, HOBBS NM |  | No | No | Unknown - Unlikely Lead | Don't Know |  |  |  | No | Other |  | Will Inspect meter box at a later date | Unknown - Unlikely Lead |  |  |  | No | Other |  | Will Inspect meter box at a later date | Unknown | Don't Know | Don't Know |  | Building | Unknown | Unknown | No |  |  | Unknown
3240 | 320 W COCHITI AVE, HOBBS NM |  | No | No | Unknown - Unlikely Lead | Don't Know |  |  |  | No | Other |  | Will Inspect meter box at a later date | Unknown - Unlikely Lead |  |  |  | No | Other |  | Will Inspect meter box at a later date | Unknown | Don't Know | Don't Know |  | Building | Unknown | Unknown | No |  |  | Unknown
2614 | 2319 N CIELO DR, HOBBS NM |  | No | No | Unknown - Unlikely Lead | Don't Know |  |  |  | No | Other |  | Will Inspect meter box at a later date | Unknown - Unlikely Lead |  |  |  | No | Other |  | Will Inspect meter box at a later date | Unknown | Don't Know | Don't Know |  | Building | Unknown | Unknown | No |  |  | Unknown
2048 | 506 E CLINTON ST, HOBBS NM |  | No | No | Unknown - Unlikely Lead | Don't Know |  |  |  | No | Other |  | Will Inspect meter box at a later date | Unknown - Unlikely Lead |  |  |  | No | Other |  | Will Inspect meter box at a later date | Unknown | Don't Know | Don't Know |  | Building | Unknown | Unknown | No |  |  | Unknown
14243 | 502 E YESO DR, HOBBS NM |  | No | No | Unknown - Unlikely Lead | Don't Know |  |  |  | No | Other |  | Will Inspect meter box at a later date | Unknown - Unlikely Lead |  |  |  | No | Other |  | Will Inspect meter box at a later date | Unknown | Don't Know | Don't Know |  | Building | Unknown | Unknown | No |  |  | Unknown
14183 | 3307 -A N WEST COUNTY RD, HOBBS NM |  | No | No | Unknown - Unlikely Lead | Don't Know |  |  |  | No | Other |  | Will Inspect meter box at a later date | Unknown - Unlikely Lead |  |  |  | No | Other |  | Will Inspect meter box at a later date | Unknown | Don't Know | Don't Know |  | Building | Unknown | Unknown | No |  |  | Unknown
4409 | 1702 N DAL PASO, HOBBS NM |  | No | No | Unknown - Unlikely Lead | Don't Know |  |  |  | No | Other |  | Will Inspect meter box at a later date | Unknown - Unlikely Lead |  |  |  | No | Other |  | Will Inspect meter box at a later date | Unknown | Don't Know | Don't Know |  | Building | Unknown | Unknown | No |  |  | Unknown
14466 | 1101 N YUCCA ST, HOBBS NM |  | No | No | Unknown - Unlikely Lead | Don't Know |  |  |  | No | Other |  | Will Inspect meter box at a later date | Unknown - Unlikely Lead |  |  |  | No | Other |  | Will Inspect meter box at a later date | Unknown | Don't Know | Don't Know |  | Building | Unknown | Unknown | No |  |  | Unknown
2061 | 1315 E CLINTON ST, HOBBS NM |  | No | No | Unknown - Unlikely Lead | Don't Know |  |  |  | No | Other |  | Will Inspect meter box at a later date | Unknown - Unlikely Lead |  |  |  | No | Other |  | Will Inspect meter box at a later date | Unknown | Don't Know | Don't Know |  | Building | Unknown | Unknown | No |  |  | Unknown
1820 | 321 W BROADWAY ST, HOBBS NM |  | No | No | Unknown - Unlikely Lead | Don't Know |  |  |  | No | Other |  | Will Inspect meter box at a later date | Unknown - Unlikely Lead |  |  |  | No | Other |  | Will Inspect meter box at a later date | Unknown | Don't Know | Don't Know |  | Building | Unknown | Unknown | No |  |  | Unknown
339 | 605 E ALSTON ST, HOBBS NM |  | No | No | Unknown - Unlikely Lead | Don't Know |  |  |  | No | Other |  | Will Inspect meter box at a later date | Unknown - Unlikely Lead |  |  |  | No | Other |  | Will Inspect meter box at a later date | Unknown | Don't Know | Don't Know |  | Building | Unknown | Unknown | No |  |  | Unknown
3251 | 1003 W COCHITI AVE, HOBBS NM |  | No | No | Unknown - Unlikely Lead | Don't Know |  |  |  | No | Other |  | Will Inspect meter box at a later date | Unknown - Unlikely Lead |  |  |  | No | Other |  | Will Inspect meter box at a later date | Unknown | Don't Know | Don't Know |  | Building | Unknown | Unknown | No |  |  | Unknown
1537 | 1800 N BLANCO DR, HOBBS NM |  | No | No | Unknown - Unlikely Lead | Don't Know |  |  |  | No | Other |  | Will Inspect meter box at a later date | Unknown - Unlikely Lead |  |  |  | No | Other |  | Will Inspect meter box at a later date | Unknown | Don't Know | Don't Know |  | Building | Unknown | Unknown | No |  |  | Unknown
14018 | 203 W WHITE ST, HOBBS NM |  | No | No | Unknown - Unlikely Lead | Don't Know |  |  |  | No | Other |  | Will Inspect meter box at a later date | Unknown - Unlikely Lead |  |  |  | No | Other |  | Will Inspect meter box at a later date | Unknown | Don't Know | Don't Know |  | Building | Unknown | Unknown | No |  |  | Unknown
1641 | 1925 N BRECKON DR, HOBBS NM |  | No | No | Unknown - Unlikely Lead | Don't Know |  |  |  | No | Other |  | Will Inspect meter box at a later date | Unknown - Unlikely Lead |  |  |  | No | Other |  | Will Inspect meter box at a later date | Unknown | Don't Know | Don't Know |  | Building | Unknown | Unknown | No |  |  | Unknown
13722 | 114 W TAYLOR ST, HOBBS NM |  | No | No | Unknown - Unlikely Lead | Don't Know |  |  |  | No | Other |  | Will Inspect meter box at a later date | Unknown - Unlikely Lead |  |  |  | No | Other |  | Will Inspect meter box at a later date | Unknown | Don't Know | Don't Know |  | Building | Unknown | Unknown | No |  |  | Unknown
289 | 2631 N ALBERTSON DR, HOBBS NM |  | No | No | Unknown - Unlikely Lead | Don't Know |  |  |  | No | Other |  | Will Inspect meter box at a later date | Unknown - Unlikely Lead |  |  |  | No | Other |  | Will Inspect meter box at a later date | Unknown | Don't Know | Don't Know |  | Building | Unknown | Unknown | No |  |  | Unknown
2924 | 3901 N CENTRAL C 206, HOBBS NM |  | No | No | Non-Lead - Plastic | No | 2009 | 3/4 | Field inspection only with no records | Yes | Visual inspection at the meter pit | 05/26/2024 00:00:00 |  | Non-Lead - Plastic | 2009 | 3/4 | Installation date after lead ban | Yes | Visual inspection at the meter pit | 05/26/2024 00:00:00 |  | Non-Lead | No | No |  | Single Family Residence |  | No | No |  |  | Non-Lead
171 | 117 W ALBERTSON DR, HOBBS NM |  | No | No | Unknown - Unlikely Lead | Don't Know |  |  |  | No | Other |  | Will Inspect meter box at a later date | Unknown - Unlikely Lead |  |  |  | No | Other |  | Will Inspect meter box at a later date | Unknown | Don't Know | Don't Know |  | Building | Unknown | Unknown | No |  |  | Unknown
1682 | 1219 N BRECKON DR, HOBBS NM |  | No | No | Unknown - Unlikely Lead | Don't Know |  |  |  | No | Other |  | Will Inspect meter box at a later date | Unknown - Unlikely Lead |  |  |  | No | Other |  | Will Inspect meter box at a later date | Unknown | Don't Know | Don't Know |  | Building | Unknown | Unknown | No |  |  | Unknown
4608 | 905 N DALMONT ST, HOBBS NM |  | No | No | Unknown - Unlikely Lead | Don't Know |  |  |  | No | Other |  | Will Inspect meter box at a later date | Unknown - Unlikely Lead |  |  |  | No | Other |  | Will Inspect meter box at a later date | Unknown | Don't Know | Don't Know |  | Building | Unknown | Unknown | No |  |  | Unknown
3663 | 1640 N CHAMA DR, HOBBS NM |  | No | No | Unknown - Unlikely Lead | Don't Know |  |  |  | No | Other |  | Will Inspect meter box at a later date | Unknown - Unlikely Lead |  |  |  | No | Other |  | Will Inspect meter box at a later date | Unknown | Don't Know | Don't Know |  | Building | Unknown | Unknown | No |  |  | Unknown
3319 | 326 W COCHITI AVE, HOBBS NM |  | No | No | Unknown - Unlikely Lead | Don't Know |  |  |  | No | Other |  | Will Inspect meter box at a later date | Unknown - Unlikely Lead |  |  |  | No | Other |  | Will Inspect meter box at a later date | Unknown | Don't Know | Don't Know |  | Building | Unknown | Unknown | No |  |  | Unknown
3105 | 3901 N CENTRAL K 202, HOBBS NM |  | No | No | Non-Lead - Plastic | No | 2009 | 3/4 | Field inspection only with no records | Yes | Visual inspection at the meter pit | 05/26/2024 00:00:00 |  | Non-Lead - Plastic | 2009 | 3/4 | Installation date after lead ban | Yes | Visual inspection at the meter pit | 05/26/2024 00:00:00 |  | Non-Lead | No | No |  | Single Family Residence |  | No | No |  |  | Non-Lead
3015 | 3901 N CENTRAL C 304, HOBBS NM |  | No | No | Non-Lead - Plastic | No | 2009 | 3/4 | Field inspection only with no records | Yes | Visual inspection at the meter pit | 05/26/2024 00:00:00 |  | Non-Lead - Plastic | 2009 | 3/4 | Installation date after lead ban | Yes | Visual inspection at the meter pit | 05/26/2024 00:00:00 |  | Non-Lead | No | No |  | Single Family Residence |  | No | No |  |  | Non-Lead
1704 | 1302 N BRECKON DR, HOBBS NM |  | No | No | Unknown - Unlikely Lead | Don't Know |  |  |  | No | Other |  | Will Inspect meter box at a later date | Unknown - Unlikely Lead |  |  |  | No | Other |  | Will Inspect meter box at a later date | Unknown | Don't Know | Don't Know |  | Building | Unknown | Unknown | No |  |  | Unknown
4501 | 921 S DAL PASO ST, HOBBS NM |  | No | No | Unknown - Unlikely Lead | Don't Know |  |  |  | No | Other |  | Will Inspect meter box at a later date | Unknown - Unlikely Lead |  |  |  | No | Other |  | Will Inspect meter box at a later date | Unknown | Don't Know | Don't Know |  | Building | Unknown | Unknown | No |  |  | Unknown
1642 | 2607 N BRECKON DR, HOBBS NM |  | No | No | Unknown - Unlikely Lead | Don't Know |  |  |  | No | Other |  | Will Inspect meter box at a later date | Unknown - Unlikely Lead |  |  |  | No | Other |  | Will Inspect meter box at a later date | Unknown | Don't Know | Don't Know |  | Building | Unknown | Unknown | No |  |  | Unknown
14410 | 719 E YUCCA ST, HOBBS NM |  | No | No | Unknown - Unlikely Lead | Don't Know |  |  |  | No | Other |  | Will Inspect meter box at a later date | Unknown - Unlikely Lead |  |  |  | No | Other |  | Will Inspect meter box at a later date | Unknown | Don't Know | Don't Know |  | Building | Unknown | Unknown | No |  |  | Unknown
4186 | 2928 N CARINO DR, HOBBS NM |  | No | No | Non-Lead - Plastic | Don't Know | 2019 | 1 | Field inspection only with no records | Yes | Visual inspection at the meter pit | 08/19/2024 00:00:00 |  | Non-Lead - Plastic | 2019 | 1 | Field inspection only with no records | Yes | Visual inspection at the meter pit | 08/19/2024 00:00:00 |  | Non-Lead | No | Don't Know |  | Single Family Residence |  | No | No |  |  | Non-Lead
2829 | 424 E COPPER AVE, HOBBS NM |  | No | No | Unknown - Unlikely Lead | Don't Know |  |  |  | No | Other |  | Will Inspect meter box at a later date | Unknown - Unlikely Lead |  |  |  | No | Other |  | Will Inspect meter box at a later date | Unknown | Don't Know | Don't Know |  | Building | Unknown | Unknown | No |  |  | Unknown
2935 | 3901 N CENTRAL CH 201, HOBBS NM |  | No | No | Non-Lead - Plastic | No | 2009 | 3/4 | Field inspection only with no records | Yes | Visual inspection at the meter pit | 05/26/2024 00:00:00 |  | Non-Lead - Plastic | 2009 | 3/4 | Installation date after lead ban | Yes | Visual inspection at the meter pit | 05/26/2024 00:00:00 |  | Non-Lead | No | No |  | Single Family Residence |  | No | No |  |  | Non-Lead
20 | 717 S 1ST ST, HOBBS NM |  | No | No | Unknown - Unlikely Lead | Don't Know |  |  |  | No | Other |  | Will Inspect meter box at a later date | Unknown - Unlikely Lead |  |  |  | No | Other |  | Will Inspect meter box at a later date | Unknown | Don't Know | Don't Know |  | Building | Unknown | Unknown | No |  |  | Unknown
1978 | 4801 W BUSINESS PARK BLVD, HOBBS NM |  | No | No | Unknown - Unlikely Lead | Don't Know |  |  |  | No | Other |  | Will Inspect meter box at a later date | Unknown - Unlikely Lead |  |  |  | No | Other |  | Will Inspect meter box at a later date | Unknown | Don't Know | Don't Know |  | Building | Unknown | Unknown | No |  |  | Unknown
14416 | 616 E YUCCA ST, HOBBS NM |  | No | No | Unknown - Unlikely Lead | Don't Know |  |  |  | No | Other |  | Will Inspect meter box at a later date | Unknown - Unlikely Lead |  |  |  | No | Other |  | Will Inspect meter box at a later date | Unknown | Don't Know | Don't Know |  | Building | Unknown | Unknown | No |  |  | Unknown
3698 | 3113 N CIBOLA AVE, HOBBS NM |  | No | No | Unknown - Unlikely Lead | Don't Know |  |  |  | No | Other |  | Will Inspect meter box at a later date | Unknown - Unlikely Lead |  |  |  | No | Other |  | Will Inspect meter box at a later date | Unknown | Don't Know | Don't Know |  | Building | Unknown | Unknown | No |  |  | Unknown
14321 | 1021 E YESO DR 201B, HOBBS NM |  | No | No | Unknown - Unlikely Lead | Don't Know |  |  |  | No | Other |  | Will Inspect meter box at a later date | Unknown - Unlikely Lead |  |  |  | No | Other |  | Will Inspect meter box at a later date | Unknown | Don't Know | Don't Know |  | Building | Unknown | Unknown | No |  |  | Unknown
1826 | 512 W BROADWAY ST, HOBBS NM |  | No | No | Unknown - Unlikely Lead | Don't Know |  |  |  | No | Other |  | Will Inspect meter box at a later date | Unknown - Unlikely Lead |  |  |  | No | Other |  | Will Inspect meter box at a later date | Unknown | Don't Know | Don't Know |  | Building | Unknown | Unknown | No |  |  | Unknown
4262 | 3419 N DAL PASO BLD 9 C, HOBBS NM |  | No | No | Non-Lead - Plastic | No | 2020 | 3/4 | Field inspection only with no records | Yes | Visual inspection at the meter pit | 05/26/2024 00:00:00 |  | Non-Lead - Plastic |  | 3/4 | Installation date after lead ban | Yes | Visual inspection at the meter pit | 05/26/2024 00:00:00 |  | Non-Lead | No | No |  | Single Family Residence |  | No | No |  |  | Non-Lead
4160 | 1526 N CATHERINE DR, HOBBS NM |  | No | No | Unknown - Unlikely Lead | Don't Know |  |  |  | No | Other |  | Will Inspect meter box at a later date | Unknown - Unlikely Lead |  |  |  | No | Other |  | Will Inspect meter box at a later date | Unknown | Don't Know | Don't Know |  | Building | Unknown | Unknown | No |  |  | Unknown
14029 | 1018 E WALKER DR, HOBBS NM |  | No | No | Unknown - Unlikely Lead | Don't Know |  |  |  | No | Other |  | Will Inspect meter box at a later date | Unknown - Unlikely Lead |  |  |  | No | Other |  | Will Inspect meter box at a later date | Unknown | Don't Know | Don't Know |  | Building | Unknown | Unknown | No |  |  | Unknown
4504 | 1115 S DAL PASO ST, HOBBS NM |  | No | No | Unknown - Unlikely Lead | Don't Know |  |  |  | No | Other |  | Will Inspect meter box at a later date | Unknown - Unlikely Lead |  |  |  | No | Other |  | Will Inspect meter box at a later date | Unknown | Don't Know | Don't Know |  | Building | Unknown | Unknown | No |  |  | Unknown
14271 | 900 E YESO DR #8, HOBBS NM |  | No | No | Unknown - Unlikely Lead | Don't Know |  |  |  | No | Other |  | Will Inspect meter box at a later date | Unknown - Unlikely Lead |  |  |  | No | Other |  | Will Inspect meter box at a later date | Unknown | Don't Know | Don't Know |  | Building | Unknown | Unknown | No |  |  | Unknown
4280 | 2012 N DAL PASO ST, HOBBS NM |  | No | No | Unknown - Unlikely Lead | Don't Know |  |  |  | No | Other |  | Will Inspect meter box at a later date | Unknown - Unlikely Lead |  |  |  | No | Other |  | Will Inspect meter box at a later date | Unknown | Don't Know | Don't Know |  | Building | Unknown | Unknown | No |  |  | Unknown
14046 | 1112 E WALKER DR, HOBBS NM |  | No | No | Unknown - Unlikely Lead | Don't Know |  |  |  | No | Other |  | Will Inspect meter box at a later date | Unknown - Unlikely Lead |  |  |  | No | Other |  | Will Inspect meter box at a later date | Unknown | Don't Know | Don't Know |  | Building | Unknown | Unknown | No |  |  | Unknown
3949 | 1515 W CALLE SUR ST, HOBBS NM |  | No | No | Unknown - Unlikely Lead | Don't Know |  |  |  | No | Other |  | Will Inspect meter box at a later date | Unknown - Unlikely Lead |  |  |  | No | Other |  | Will Inspect meter box at a later date | Unknown | Don't Know | Don't Know |  | Building | Unknown | Unknown | No |  |  | Unknown
14412 | 425 E YUCCA ST, HOBBS NM |  | No | No | Unknown - Unlikely Lead | Don't Know |  |  |  | No | Other |  | Will Inspect meter box at a later date | Unknown - Unlikely Lead |  |  |  | No | Other |  | Will Inspect meter box at a later date | Unknown | Don't Know | Don't Know |  | Building | Unknown | Unknown | No |  |  | Unknown
3989 | 1409 N COBB DR, HOBBS NM |  | No | No | Unknown - Unlikely Lead | Don't Know |  |  |  | No | Other |  | Will Inspect meter box at a later date | Unknown - Unlikely Lead |  |  |  | No | Other |  | Will Inspect meter box at a later date | Unknown | Don't Know | Don't Know |  | Building | Unknown | Unknown | No |  |  | Unknown
262 | 416 E ALBERTSON DR, HOBBS NM |  | No | No | Unknown - Unlikely Lead | Don't Know |  |  |  | No | Other |  | Will Inspect meter box at a later date | Unknown - Unlikely Lead |  |  |  | No | Other |  | Will Inspect meter box at a later date | Unknown | Don't Know | Don't Know |  | Building | Unknown | Unknown | No |  |  | Unknown
364 | 409 E ALSTON ST, HOBBS NM |  | No | No | Unknown - Unlikely Lead | Don't Know |  |  |  | No | Other |  | Will Inspect meter box at a later date | Unknown - Unlikely Lead |  |  |  | No | Other |  | Will Inspect meter box at a later date | Unknown | Don't Know | Don't Know |  | Building | Unknown | Unknown | No |  |  | Unknown
4211 | 5014 N CARRIAGE RD, HOBBS NM |  | No | No | Unknown - Unlikely Lead | Don't Know |  |  |  | No | Other |  | Will Inspect meter box at a later date | Unknown - Unlikely Lead |  |  |  | No | Other |  | Will Inspect meter box at a later date | Unknown | Don't Know | Don't Know |  | Building | Unknown | Unknown | No |  |  | Unknown
1454 | 1718 N BRAZOS AVE, HOBBS NM |  | No | No | Unknown - Unlikely Lead | Don't Know |  |  |  | No | Other |  | Will Inspect meter box at a later date | Unknown - Unlikely Lead |  |  |  | No | Other |  | Will Inspect meter box at a later date | Unknown | Don't Know | Don't Know |  | Building | Unknown | Unknown | No |  |  | Unknown
1662 | 1721 N BRECKON DR, HOBBS NM |  | No | No | Unknown - Unlikely Lead | Don't Know |  |  |  | No | Other |  | Will Inspect meter box at a later date | Unknown - Unlikely Lead |  |  |  | No | Other |  | Will Inspect meter box at a later date | Unknown | Don't Know | Don't Know |  | Building | Unknown | Unknown | No |  |  | Unknown
14040 | 1101 E WALKER DR, HOBBS NM |  | No | No | Unknown - Unlikely Lead | Don't Know |  |  |  | No | Other |  | Will Inspect meter box at a later date | Unknown - Unlikely Lead |  |  |  | No | Other |  | Will Inspect meter box at a later date | Unknown | Don't Know | Don't Know |  | Building | Unknown | Unknown | No |  |  | Unknown
2894 | 3901 N CENTRAL M 308, HOBBS NM |  | No | No | Non-Lead - Plastic | No | 2009 | 3/4 | Field inspection only with no records | Yes | Visual inspection at the meter pit | 05/26/2024 00:00:00 |  | Non-Lead - Plastic | 2009 | 3/4 | Installation date after lead ban | Yes | Visual inspection at the meter pit | 05/26/2024 00:00:00 |  | Non-Lead | No | No |  | Single Family Residence |  | No | No |  |  | Non-Lead
1865 | 419 E BROADWAY ST, HOBBS NM |  | No | No | Unknown - Unlikely Lead | Don't Know |  |  |  | No | Other |  | Will Inspect meter box at a later date | Unknown - Unlikely Lead |  |  |  | No | Other |  | Will Inspect meter box at a later date | Unknown | Don't Know | Don't Know |  | Building | Unknown | Unknown | No |  |  | Unknown
14279 | 900 E YESO DR #9, HOBBS NM |  | No | No | Unknown - Unlikely Lead | Don't Know |  |  |  | No | Other |  | Will Inspect meter box at a later date | Unknown - Unlikely Lead |  |  |  | No | Other |  | Will Inspect meter box at a later date | Unknown | Don't Know | Don't Know |  | Building | Unknown | Unknown | No |  |  | Unknown
2095 | 512 W CLINTON ST, HOBBS NM |  | No | No | Unknown - Unlikely Lead | Don't Know |  |  |  | No | Other |  | Will Inspect meter box at a later date | Unknown - Unlikely Lead |  |  |  | No | Other |  | Will Inspect meter box at a later date | Unknown | Don't Know | Don't Know |  | Building | Unknown | Unknown | No |  |  | Unknown
13753 | 1512 W TURTLEBACK CT, HOBBS NM |  | No | No | Non-Lead - Plastic | No | 2019 | 1 | Installation date after lead ban | No | Other |  | GIS verfied because of being built after ban | Non-Lead - Plastic | 2019 | 1 | Installation date after lead ban | No | Other |  | Newer Construction, verified by GIS Mapping |  | No | No |  | Single Family Residence | Unknown | No | No |  |  | Non-Lead
3372 | 1107 W CAPROCK ST, HOBBS NM |  | No | No | Unknown - Unlikely Lead | Don't Know |  |  |  | No | Other |  | Will Inspect meter box at a later date | Unknown - Unlikely Lead |  |  |  | No | Other |  | Will Inspect meter box at a later date | Unknown | Don't Know | Don't Know |  | Building | Unknown | Unknown | No |  |  | Unknown
4535 | 5106 W DARK HORSE RD, HOBBS NM |  | No | No | Non-Lead - Plastic | No | 2015 | 3/4 | Field inspection only with no records | Yes | Visual inspection at the meter pit | 05/26/2024 00:00:00 |  | Non-Lead - Plastic | 2015 | 3/4 | Installation date after lead ban | Yes | Visual inspection at the meter pit | 05/26/2024 00:00:00 |  | Non-Lead | No | No |  | Single Family Residence |  | No | No |  |  | Non-Lead
4415 | 3419 N DAL PASO BLD 6 C, HOBBS NM |  | No | No | Non-Lead - Plastic | No | 2020 | 3/4 | Field inspection only with no records | Yes | Visual inspection at the meter pit | 05/26/2024 00:00:00 |  | Non-Lead - Plastic |  | 3/4 | Installation date after lead ban | Yes | Visual inspection at the meter pit | 05/26/2024 00:00:00 |  | Non-Lead | No | No |  | Single Family Residence |  | No | No |  |  | Non-Lead
3455 | 405 N CECIL ST, HOBBS NM |  | No | No | Unknown - Unlikely Lead | Don't Know |  |  |  | No | Other |  | Will Inspect meter box at a later date | Unknown - Unlikely Lead |  |  |  | No | Other |  | Will Inspect meter box at a later date | Unknown | Don't Know | Don't Know |  | Building | Unknown | Unknown | No |  |  | Unknown
231 | 1733 E ALBERTSON DR, HOBBS NM |  | No | No | Unknown - Unlikely Lead | Don't Know |  |  |  | No | Other |  | Will Inspect meter box at a later date | Unknown - Unlikely Lead |  |  |  | No | Other |  | Will Inspect meter box at a later date | Unknown | Don't Know | Don't Know |  | Building | Unknown | Unknown | No |  |  | Unknown
4162 | 1611 N CATHERINE DR, HOBBS NM |  | No | No | Unknown - Unlikely Lead | Don't Know |  |  |  | No | Other |  | Will Inspect meter box at a later date | Unknown - Unlikely Lead |  |  |  | No | Other |  | Will Inspect meter box at a later date | Unknown | Don't Know | Don't Know |  | Building | Unknown | Unknown | No |  |  | Unknown
4306 | 3320 N DAL PASO ST #16, HOBBS NM |  | No | No | Non-Lead - Plastic | No | 1986 | 3/4 | Field inspection only with no records | Yes | Visual inspection at the meter pit | 05/26/2024 00:00:00 |  | Non-Lead - Plastic |  | 3/4 | Installation date after lead ban | Yes | Visual inspection at the meter pit | 05/26/2024 00:00:00 |  | Non-Lead | No | No |  | Single Family Residence |  | No | No |  |  | Non-Lead
2946 | 3901 N CENTRAL O 106, HOBBS NM |  | No | No | Non-Lead - Plastic | No | 2009 | 3/4 | Field inspection only with no records | Yes | Visual inspection at the meter pit | 05/26/2024 00:00:00 |  | Non-Lead - Plastic | 2009 | 3/4 | Installation date after lead ban | Yes | Visual inspection at the meter pit | 05/26/2024 00:00:00 |  | Non-Lead | No | No |  | Single Family Residence |  | No | No |  |  | Non-Lead
2864 | 109 E CLEARFORK DR, HOBBS NM |  | No | No | Unknown - Unlikely Lead | Don't Know |  |  |  | No | Other |  | Will Inspect meter box at a later date | Unknown - Unlikely Lead |  |  |  | No | Other |  | Will Inspect meter box at a later date | Unknown | Don't Know | Don't Know |  | Building | Unknown | Unknown | No |  |  | Unknown
1803 | 308 W BROADWAY ST, HOBBS NM |  | No | No | Unknown - Unlikely Lead | Don't Know |  |  |  | No | Other |  | Will Inspect meter box at a later date | Unknown - Unlikely Lead |  |  |  | No | Other |  | Will Inspect meter box at a later date | Unknown | Don't Know | Don't Know |  | Building | Unknown | Unknown | No |  |  | Unknown
3821 | 1518 CORDOBA LN, HOBBS NM |  | No | No | Unknown - Unlikely Lead | Don't Know |  |  |  | No | Other |  | Will Inspect meter box at a later date | Unknown - Unlikely Lead |  |  |  | No | Other |  | Will Inspect meter box at a later date | Unknown | Don't Know | Don't Know |  | Building | Unknown | Unknown | No |  |  | Unknown
4201 | 4913 N CARRIAGE RD, HOBBS NM |  | No | No | Unknown - Unlikely Lead | Don't Know |  |  |  | No | Other |  | Will Inspect meter box at a later date | Unknown - Unlikely Lead |  |  |  | No | Other |  | Will Inspect meter box at a later date | Unknown | Don't Know | Don't Know |  | Building | Unknown | Unknown | No |  |  | Unknown
3109 | 3901 N CENTRAL C 207, HOBBS NM |  | No | No | Non-Lead - Plastic | No | 2009 | 3/4 | Field inspection only with no records | Yes | Visual inspection at the meter pit | 05/26/2024 00:00:00 |  | Non-Lead - Plastic | 2009 | 3/4 | Installation date after lead ban | Yes | Visual inspection at the meter pit | 05/26/2024 00:00:00 |  | Non-Lead | No | No |  | Single Family Residence |  | No | No |  |  | Non-Lead
2121 | 1100 W CLINTON ST, HOBBS NM |  | No | No | Unknown - Unlikely Lead | Don't Know |  |  |  | No | Other |  | Will Inspect meter box at a later date | Unknown - Unlikely Lead |  |  |  | No | Other |  | Will Inspect meter box at a later date | Unknown | Don't Know | Don't Know |  | Building | Unknown | Unknown | No |  |  | Unknown
1509 | 1601 N BRAZOS AVE, HOBBS NM |  | No | No | Unknown - Unlikely Lead | Don't Know |  |  |  | No | Other |  | Will Inspect meter box at a later date | Unknown - Unlikely Lead |  |  |  | No | Other |  | Will Inspect meter box at a later date | Unknown | Don't Know | Don't Know |  | Building | Unknown | Unknown | No |  |  | Unknown
3692 | 3107 N CIBOLA AVE, HOBBS NM |  | No | No | Unknown - Unlikely Lead | Don't Know |  |  |  | No | Other |  | Will Inspect meter box at a later date | Unknown - Unlikely Lead |  |  |  | No | Other |  | Will Inspect meter box at a later date | Unknown | Don't Know | Don't Know |  | Building | Unknown | Unknown | No |  |  | Unknown
450 | 109 W ALTO DR, HOBBS NM |  | No | No | Unknown - Unlikely Lead | Don't Know |  |  |  | No | Other |  | Will Inspect meter box at a later date | Unknown - Unlikely Lead |  |  |  | No | Other |  | Will Inspect meter box at a later date | Unknown | Don't Know | Don't Know |  | Building | Unknown | Unknown | No |  |  | Unknown
2657 | 2215 N CIELO DR, HOBBS NM |  | No | No | Unknown - Unlikely Lead | Don't Know |  |  |  | No | Other |  | Will Inspect meter box at a later date | Unknown - Unlikely Lead |  |  |  | No | Other |  | Will Inspect meter box at a later date | Unknown | Don't Know | Don't Know |  | Building | Unknown | Unknown | No |  |  | Unknown
13824 | 3307-D N VISTA DR, HOBBS NM |  | No | No | Unknown - Unlikely Lead | Don't Know |  |  |  | No | Other |  | Will Inspect meter box at a later date | Unknown - Unlikely Lead |  |  |  | No | Other |  | Will Inspect meter box at a later date | Unknown | Don't Know | Don't Know |  | Building | Unknown | Unknown | No |  |  | Unknown
14403 | 1214 E YUCCA ST, HOBBS NM |  | No | No | Unknown - Unlikely Lead | Don't Know |  |  |  | No | Other |  | Will Inspect meter box at a later date | Unknown - Unlikely Lead |  |  |  | No | Other |  | Will Inspect meter box at a later date | Unknown | Don't Know | Don't Know |  | Building | Unknown | Unknown | No |  |  | Unknown
2573 | 201 N AVENUE C, HOBBS NM |  | No | No | Unknown - Unlikely Lead | Don't Know |  |  |  | No | Other |  | Will Inspect meter box at a later date | Unknown - Unlikely Lead |  |  |  | No | Other |  | Will Inspect meter box at a later date | Unknown | Don't Know | Don't Know |  | Building | Unknown | Unknown | No |  |  | Unknown
2495 | 211 W COAL AVE, HOBBS NM |  | No | No | Unknown - Unlikely Lead | Don't Know |  |  |  | No | Other |  | Will Inspect meter box at a later date | Unknown - Unlikely Lead |  |  |  | No | Other |  | Will Inspect meter box at a later date | Unknown | Don't Know | Don't Know |  | Building | Unknown | Unknown | No |  |  | Unknown
207 | 104 E ALBERTSON DR, HOBBS NM |  | No | No | Unknown - Unlikely Lead | Don't Know |  |  |  | No | Other |  | Will Inspect meter box at a later date | Unknown - Unlikely Lead |  |  |  | No | Other |  | Will Inspect meter box at a later date | Unknown | Don't Know | Don't Know |  | Building | Unknown | Unknown | No |  |  | Unknown
13932 | 2719 N WEDGEWOOD DR, HOBBS NM |  | No | No | Non-Lead - Plastic | Don't Know | 2019 | 1 | Field inspection only with no records | Yes | Visual inspection at the meter pit | 08/19/2024 00:00:00 |  | Non-Lead - Plastic | 2019 | 1 | Field inspection only with no records | Yes | Visual inspection at the meter pit | 08/19/2024 00:00:00 |  | Non-Lead | No | Don't Know |  | Single Family Residence |  | No | No |  |  | Non-Lead
1555 | 419 W BLANCO DR, HOBBS NM |  | No | No | Unknown - Unlikely Lead | Don't Know |  |  |  | No | Other |  | Will Inspect meter box at a later date | Unknown - Unlikely Lead |  |  |  | No | Other |  | Will Inspect meter box at a later date | Unknown | Don't Know | Don't Know |  | Building | Unknown | Unknown | No |  |  | Unknown
1670 | 1712 N BRECKON DR, HOBBS NM |  | No | No | Unknown - Unlikely Lead | Don't Know |  |  |  | No | Other |  | Will Inspect meter box at a later date | Unknown - Unlikely Lead |  |  |  | No | Other |  | Will Inspect meter box at a later date | Unknown | Don't Know | Don't Know |  | Building | Unknown | Unknown | No |  |  | Unknown
2578 | 317 N AVENUE C, HOBBS NM |  | No | No | Unknown - Unlikely Lead | Don't Know |  |  |  | No | Other |  | Will Inspect meter box at a later date | Unknown - Unlikely Lead |  |  |  | No | Other |  | Will Inspect meter box at a later date | Unknown | Don't Know | Don't Know |  | Building | Unknown | Unknown | No |  |  | Unknown
2786 | 527 W COPPER AVE, HOBBS NM |  | No | No | Unknown - Unlikely Lead | Don't Know |  |  |  | No | Other |  | Will Inspect meter box at a later date | Unknown - Unlikely Lead |  |  |  | No | Other |  | Will Inspect meter box at a later date | Unknown | Don't Know | Don't Know |  | Building | Unknown | Unknown | No |  |  | Unknown
2668 | 508 W CIELO DR, HOBBS NM |  | No | No | Unknown - Unlikely Lead | Don't Know |  |  |  | No | Other |  | Will Inspect meter box at a later date | Unknown - Unlikely Lead |  |  |  | No | Other |  | Will Inspect meter box at a later date | Unknown | Don't Know | Don't Know |  | Building | Unknown | Unknown | No |  |  | Unknown
14414 | 325 E YUCCA ST, HOBBS NM |  | No | No | Unknown - Unlikely Lead | Don't Know |  |  |  | No | Other |  | Will Inspect meter box at a later date | Unknown - Unlikely Lead |  |  |  | No | Other |  | Will Inspect meter box at a later date | Unknown | Don't Know | Don't Know |  | Building | Unknown | Unknown | No |  |  | Unknown
304 | 111 W ALSTON ST, HOBBS NM |  | No | No | Unknown - Unlikely Lead | Don't Know |  |  |  | No | Other |  | Will Inspect meter box at a later date | Unknown - Unlikely Lead |  |  |  | No | Other |  | Will Inspect meter box at a later date | Unknown | Don't Know | Don't Know |  | Building | Unknown | Unknown | No |  |  | Unknown
344 | 1221 E ALSTON ST, HOBBS NM |  | No | No | Unknown - Unlikely Lead | Don't Know |  |  |  | No | Other |  | Will Inspect meter box at a later date | Unknown - Unlikely Lead |  |  |  | No | Other |  | Will Inspect meter box at a later date | Unknown | Don't Know | Don't Know |  | Building | Unknown | Unknown | No |  |  | Unknown
1587 | 1518 BRADLEY CT, HOBBS NM |  | No | No | Unknown - Unlikely Lead | Don't Know |  |  |  | No | Other |  | Will Inspect meter box at a later date | Unknown - Unlikely Lead |  |  |  | No | Other |  | Will Inspect meter box at a later date | Unknown | Don't Know | Don't Know |  | Building | Unknown | Unknown | No |  |  | Unknown
1819 | 121 W BROADWAY ST, HOBBS NM |  | No | No | Unknown - Unlikely Lead | Don't Know |  |  |  | No | Other |  | Will Inspect meter box at a later date | Unknown - Unlikely Lead |  |  |  | No | Other |  | Will Inspect meter box at a later date | Unknown | Don't Know | Don't Know |  | Building | Unknown | Unknown | No |  |  | Unknown
2725 | 801 W COPPER AVE, HOBBS NM |  | No | No | Unknown - Unlikely Lead | Don't Know |  |  |  | No | Other |  | Will Inspect meter box at a later date | Unknown - Unlikely Lead |  |  |  | No | Other |  | Will Inspect meter box at a later date | Unknown | Don't Know | Don't Know |  | Building | Unknown | Unknown | No |  |  | Unknown
13782 | 2531 N TRADITIONS DR, HOBBS NM |  | No | No | Non-Lead - Copper | No | 2007 | 3/4 | Field inspection only with no records | Yes | Visual inspection at the meter pit | 05/26/2024 00:00:00 |  | Non-Lead - Copper | 2007 | 3/4 | Installation date after lead ban | No | Visual inspection at the meter pit | 05/26/2024 00:00:00 |  | Non-Lead | No | No |  | Single Family Residence |  | No | No |  |  | Non-Lead
177 | 209 W ALBERTSON DR, HOBBS NM |  | No | No | Unknown - Unlikely Lead | Don't Know |  |  |  | No | Other |  | Will Inspect meter box at a later date | Unknown - Unlikely Lead |  |  |  | No | Other |  | Will Inspect meter box at a later date | Unknown | Don't Know | Don't Know |  | Building | Unknown | Unknown | No |  |  | Unknown
4406 | 1706 N DAL PASO ST, HOBBS NM |  | No | No | Unknown - Unlikely Lead | Don't Know |  |  |  | No | Other |  | Will Inspect meter box at a later date | Unknown - Unlikely Lead |  |  |  | No | Other |  | Will Inspect meter box at a later date | Unknown | Don't Know | Don't Know |  | Building | Unknown | Unknown | No |  |  | Unknown
3974 | 1418-A W CALLE SUR ST, HOBBS NM |  | No | No | Unknown - Unlikely Lead | Don't Know |  |  |  | No | Other |  | Will Inspect meter box at a later date | Unknown - Unlikely Lead |  |  |  | No | Other |  | Will Inspect meter box at a later date | Unknown | Don't Know | Don't Know |  | Building | Unknown | Unknown | No |  |  | Unknown
2034 | 411 E CLINTON ST, HOBBS NM |  | No | No | Unknown - Unlikely Lead | Don't Know |  |  |  | No | Other |  | Will Inspect meter box at a later date | Unknown - Unlikely Lead |  |  |  | No | Other |  | Will Inspect meter box at a later date | Unknown | Don't Know | Don't Know |  | Building | Unknown | Unknown | No |  |  | Unknown
3197 | 3901 N CENTRAL A 201, HOBBS NM |  | No | No | Non-Lead - Plastic | No | 2009 | 3/4 | Field inspection only with no records | Yes | Visual inspection at the meter pit | 05/26/2024 00:00:00 |  | Non-Lead - Plastic | 2009 | 3/4 | Installation date after lead ban | Yes | Visual inspection at the meter pit | 05/26/2024 00:00:00 |  | Non-Lead | No | No |  | Single Family Residence |  | No | No |  |  | Non-Lead
13937 | 2805 N WEDGEWOOD DR, HOBBS NM |  | No | No | Non-Lead - Plastic | Don't Know | 2019 | 1 | Field inspection only with no records | Yes | Visual inspection at the meter pit | 08/19/2024 00:00:00 |  | Non-Lead - Plastic | 2019 | 1 | Field inspection only with no records | Yes | Visual inspection at the meter pit | 08/19/2024 00:00:00 |  | Non-Lead | No | Don't Know |  | Single Family Residence |  | No | No |  |  | Non-Lead
2877 | 108 W CLEARFORK DR, HOBBS NM |  | No | No | Unknown - Unlikely Lead | Don't Know |  |  |  | No | Other |  | Will Inspect meter box at a later date | Unknown - Unlikely Lead |  |  |  | No | Other |  | Will Inspect meter box at a later date | Unknown | Don't Know | Don't Know |  | Building | Unknown | Unknown | No |  |  | Unknown
14161 | 2604 N WEST COUNTY RD, HOBBS NM |  | No | No | Unknown - Unlikely Lead | Don't Know |  |  |  | No | Other |  | Will Inspect meter box at a later date | Unknown - Unlikely Lead |  |  |  | No | Other |  | Will Inspect meter box at a later date | Unknown | Don't Know | Don't Know |  | Building | Unknown | Unknown | No |  |  | Unknown
277 | 505 E ALBERTSON CIR, HOBBS NM |  | No | No | Unknown - Unlikely Lead | Don't Know |  |  |  | No | Other |  | Will Inspect meter box at a later date | Unknown - Unlikely Lead |  |  |  | No | Other |  | Will Inspect meter box at a later date | Unknown | Don't Know | Don't Know |  | Building | Unknown | Unknown | No |  |  | Unknown
1921 | 1219 West Brittany Drive, Hobbs, NM 88242 |  | No | No | Non-Lead - Plastic | No | 2008 | 1 | Installation date after lead ban | Yes | Other | 03/01/2024 00:00:00 | Newer Construction, verified by GIS Mapping | Non-Lead - Plastic | 2008 | 1 | Installation date after lead ban | No | Other |  | Newer Construction, verified by GIS Mapping |  | No | No |  | Single Family Residence | Unknown | No | No |  |  | Non-Lead | Tier 5 | 32.757551 | -103.151462
1561 | 317 W BLANCO DR, HOBBS NM |  | No | No | Unknown - Unlikely Lead | Don't Know |  |  |  | No | Other |  | Will Inspect meter box at a later date | Unknown - Unlikely Lead |  |  |  | No | Other |  | Will Inspect meter box at a later date | Unknown | Don't Know | Don't Know |  | Building | Unknown | Unknown | No |  |  | Unknown
4571 | 5204 W DARK HORSE RD, HOBBS NM |  | No | No | Non-Lead - Plastic | No | 2015 | 3/4 | Field inspection only with no records | Yes | Visual inspection at the meter pit | 05/26/2024 00:00:00 |  | Non-Lead - Plastic | 2015 | 3/4 | Installation date after lead ban | Yes | Visual inspection at the meter pit | 05/26/2024 00:00:00 |  | Non-Lead | No | No |  | Single Family Residence |  | No | No |  |  | Non-Lead
2920 | 3901 N CENTRAL C 302, HOBBS NM |  | No | No | Non-Lead - Plastic | No | 2009 | 3/4 | Field inspection only with no records | Yes | Visual inspection at the meter pit | 05/26/2024 00:00:00 |  | Non-Lead - Plastic | 2009 | 3/4 | Installation date after lead ban | Yes | Visual inspection at the meter pit | 05/26/2024 00:00:00 |  | Non-Lead | No | No |  | Single Family Residence |  | No | No |  |  | Non-Lead
3715 | 1110 E CIMARRON RD, HOBBS NM |  | No | No | Unknown - Unlikely Lead | Don't Know |  |  |  | No | Other |  | Will Inspect meter box at a later date | Unknown - Unlikely Lead |  |  |  | No | Other |  | Will Inspect meter box at a later date | Unknown | Don't Know | Don't Know |  | Building | Unknown | Unknown | No |  |  | Unknown
4128 | 6006 W CASA VERDE, HOBBS NM |  | No | No | Unknown - Unlikely Lead | Don't Know |  |  |  | No | Other |  | Will Inspect meter box at a later date | Unknown - Unlikely Lead |  |  |  | No | Other |  | Will Inspect meter box at a later date | Unknown | Don't Know | Don't Know |  | Building | Unknown | Unknown | No |  |  | Unknown
4060 | 2300 CHARLCIA BLVD, HOBBS NM |  | No | No | Unknown - Unlikely Lead | Don't Know |  |  |  | No | Other |  | Will Inspect meter box at a later date | Unknown - Unlikely Lead |  |  |  | No | Other |  | Will Inspect meter box at a later date | Unknown | Don't Know | Don't Know |  | Building | Unknown | Unknown | No |  |  | Unknown
2387 | 1702 S COCHRAN ST, HOBBS NM |  | No | No | Unknown - Unlikely Lead | Don't Know |  |  |  | No | Other |  | Will Inspect meter box at a later date | Unknown - Unlikely Lead |  |  |  | No | Other |  | Will Inspect meter box at a later date | Unknown | Don't Know | Don't Know |  | Building | Unknown | Unknown | No |  |  | Unknown
260 | 1701 E ALBERTSON DR, HOBBS NM |  | No | No | Unknown - Unlikely Lead | Don't Know |  |  |  | No | Other |  | Will Inspect meter box at a later date | Unknown - Unlikely Lead |  |  |  | No | Other |  | Will Inspect meter box at a later date | Unknown | Don't Know | Don't Know |  | Building | Unknown | Unknown | No |  |  | Unknown
14204 | 621 E YESO DR, HOBBS NM |  | No | No | Unknown - Unlikely Lead | Don't Know |  |  |  | No | Other |  | Will Inspect meter box at a later date | Unknown - Unlikely Lead |  |  |  | No | Other |  | Will Inspect meter box at a later date | Unknown | Don't Know | Don't Know |  | Building | Unknown | Unknown | No |  |  | Unknown
1783 | 500 W BROADWAY ST, HOBBS NM |  | No | No | Unknown - Unlikely Lead | Don't Know |  |  |  | No | Other |  | Will Inspect meter box at a later date | Unknown - Unlikely Lead |  |  |  | No | Other |  | Will Inspect meter box at a later date | Unknown | Don't Know | Don't Know |  | Building | Unknown | Unknown | No |  |  | Unknown
1908 | 1305 W BROADWAY PL, HOBBS NM |  | No | No | Unknown - Unlikely Lead | Don't Know |  |  |  | No | Other |  | Will Inspect meter box at a later date | Unknown - Unlikely Lead |  |  |  | No | Other |  | Will Inspect meter box at a later date | Unknown | Don't Know | Don't Know |  | Building | Unknown | Unknown | No |  |  | Unknown
3467 | 307 N CECIL ST, HOBBS NM |  | No | No | Unknown - Unlikely Lead | Don't Know |  |  |  | No | Other |  | Will Inspect meter box at a later date | Unknown - Unlikely Lead |  |  |  | No | Other |  | Will Inspect meter box at a later date | Unknown | Don't Know | Don't Know |  | Building | Unknown | Unknown | No |  |  | Unknown
14304 | 1021 E YESO DR 103B, HOBBS NM |  | No | No | Unknown - Unlikely Lead | Don't Know |  |  |  | No | Other |  | Will Inspect meter box at a later date | Unknown - Unlikely Lead |  |  |  | No | Other |  | Will Inspect meter box at a later date | Unknown | Don't Know | Don't Know |  | Building | Unknown | Unknown | No |  |  | Unknown
14439 | 1123 N YUCCA ST, HOBBS NM |  | No | No | Unknown - Unlikely Lead | Don't Know |  |  |  | No | Other |  | Will Inspect meter box at a later date | Unknown - Unlikely Lead |  |  |  | No | Other |  | Will Inspect meter box at a later date | Unknown | Don't Know | Don't Know |  | Building | Unknown | Unknown | No |  |  | Unknown
3517 | 1105 N CECIL ST, HOBBS NM |  | No | No | Unknown - Unlikely Lead | Don't Know |  |  |  | No | Other |  | Will Inspect meter box at a later date | Unknown - Unlikely Lead |  |  |  | No | Other |  | Will Inspect meter box at a later date | Unknown | Don't Know | Don't Know |  | Building | Unknown | Unknown | No |  |  | Unknown
2611 | 2200 N CIELO DR, HOBBS NM |  | No | No | Unknown - Unlikely Lead | Don't Know |  |  |  | No | Other |  | Will Inspect meter box at a later date | Unknown - Unlikely Lead |  |  |  | No | Other |  | Will Inspect meter box at a later date | Unknown | Don't Know | Don't Know |  | Building | Unknown | Unknown | No |  |  | Unknown
443 | 200 W ALTO DR, HOBBS NM |  | No | No | Unknown - Unlikely Lead | Don't Know |  |  |  | No | Other |  | Will Inspect meter box at a later date | Unknown - Unlikely Lead |  |  |  | No | Other |  | Will Inspect meter box at a later date | Unknown | Don't Know | Don't Know |  | Building | Unknown | Unknown | No |  |  | Unknown
3739 | 1028 E CIMARRON CT, HOBBS NM |  | No | No | Unknown - Unlikely Lead | Don't Know |  |  |  | No | Other |  | Will Inspect meter box at a later date | Unknown - Unlikely Lead |  |  |  | No | Other |  | Will Inspect meter box at a later date | Unknown | Don't Know | Don't Know |  | Building | Unknown | Unknown | No |  |  | Unknown
4133 | 3620 W CASA VERDE, HOBBS NM |  | No | No | Unknown - Unlikely Lead | Don't Know |  |  |  | No | Other |  | Will Inspect meter box at a later date | Unknown - Unlikely Lead |  |  |  | No | Other |  | Will Inspect meter box at a later date | Unknown | Don't Know | Don't Know |  | Building | Unknown | Unknown | No |  |  | Unknown
1889 | 721 E BROADWAY ST, HOBBS NM |  | No | No | Unknown - Unlikely Lead | Don't Know |  |  |  | No | Other |  | Will Inspect meter box at a later date | Unknown - Unlikely Lead |  |  |  | No | Other |  | Will Inspect meter box at a later date | Unknown | Don't Know | Don't Know |  | Building | Unknown | Unknown | No |  |  | Unknown
4656 | 1317 E DUNNAM ST, HOBBS NM |  | No | No | Unknown - Unlikely Lead | Don't Know |  |  |  | No | Other |  | Will Inspect meter box at a later date | Unknown - Unlikely Lead |  |  |  | No | Other |  | Will Inspect meter box at a later date | Unknown | Don't Know | Don't Know |  | Building | Unknown | Unknown | No |  |  | Unknown
3731 | 1401 E CIMARRON RD, HOBBS NM |  | No | No | Unknown - Unlikely Lead | Don't Know |  |  |  | No | Other |  | Will Inspect meter box at a later date | Unknown - Unlikely Lead |  |  |  | No | Other |  | Will Inspect meter box at a later date | Unknown | Don't Know | Don't Know |  | Building | Unknown | Unknown | No |  |  | Unknown
3744 | 1041 E CIMARRON CT, HOBBS NM |  | No | No | Unknown - Unlikely Lead | Don't Know |  |  |  | No | Other |  | Will Inspect meter box at a later date | Unknown - Unlikely Lead |  |  |  | No | Other |  | Will Inspect meter box at a later date | Unknown | Don't Know | Don't Know |  | Building | Unknown | Unknown | No |  |  | Unknown
3353 | 1030 W CAPROCK ST, HOBBS NM |  | No | No | Unknown - Unlikely Lead | Don't Know |  |  |  | No | Other |  | Will Inspect meter box at a later date | Unknown - Unlikely Lead |  |  |  | No | Other |  | Will Inspect meter box at a later date | Unknown | Don't Know | Don't Know |  | Building | Unknown | Unknown | No |  |  | Unknown
14407 | 401 E YUCCA ST, HOBBS NM |  | No | No | Unknown - Unlikely Lead | Don't Know |  |  |  | No | Other |  | Will Inspect meter box at a later date | Unknown - Unlikely Lead |  |  |  | No | Other |  | Will Inspect meter box at a later date | Unknown | Don't Know | Don't Know |  | Building | Unknown | Unknown | No |  |  | Unknown
14419 | 300 E YUCCA ST, HOBBS NM |  | No | No | Unknown - Unlikely Lead | Don't Know |  |  |  | No | Other |  | Will Inspect meter box at a later date | Unknown - Unlikely Lead |  |  |  | No | Other |  | Will Inspect meter box at a later date | Unknown | Don't Know | Don't Know |  | Building | Unknown | Unknown | No |  |  | Unknown
14515 | 6109 N NATALIE, HOBBS NM |  | No | No | Non-Lead - Plastic | Don't Know | 2024 | 1 | Field inspection only with no records | Yes | Visual inspection at the meter pit | 09/10/2024 00:00:00 |  | Non-Lead - Plastic | 2024 | 1 | Field inspection only with no records | Yes | Visual inspection at the meter pit | 09/10/2024 00:00:00 |  | Non-Lead | No | Don't Know |  | Single Family Residence |  | No | No |  |  | Non-Lead
2996 | 3901 N CENTRAL A 205, HOBBS NM |  | No | No | Non-Lead - Plastic | No | 2009 | 3/4 | Field inspection only with no records | Yes | Visual inspection at the meter pit | 05/26/2024 00:00:00 |  | Non-Lead - Plastic | 2009 | 3/4 | Installation date after lead ban | Yes | Visual inspection at the meter pit | 05/26/2024 00:00:00 |  | Non-Lead | No | No |  | Single Family Residence |  | No | No |  |  | Non-Lead
4475 | 1013 S DAL PASO ST, HOBBS NM |  | No | No | Unknown - Unlikely Lead | Don't Know |  |  |  | No | Other |  | Will Inspect meter box at a later date | Unknown - Unlikely Lead |  |  |  | No | Other |  | Will Inspect meter box at a later date | Unknown | Don't Know | Don't Know |  | Building | Unknown | Unknown | No |  |  | Unknown
3228 | 3529 N CENTRAL DR, HOBBS NM |  | No | No | Unknown - Unlikely Lead | Don't Know |  |  |  | No | Other |  | Will Inspect meter box at a later date | Unknown - Unlikely Lead |  |  |  | No | Other |  | Will Inspect meter box at a later date | Unknown | Don't Know | Don't Know |  | Building | Unknown | Unknown | No |  |  | Unknown
2356 | 201 S COCHRAN ST, HOBBS NM |  | No | No | Unknown - Unlikely Lead | Don't Know |  |  |  | No | Other |  | Will Inspect meter box at a later date | Unknown - Unlikely Lead |  |  |  | No | Other |  | Will Inspect meter box at a later date | Unknown | Don't Know | Don't Know |  | Building | Unknown | Unknown | No |  |  | Unknown
3150 | 3901 N CENTRAL C 105, HOBBS NM |  | No | No | Non-Lead - Plastic | No | 2009 | 3/4 | Field inspection only with no records | Yes | Visual inspection at the meter pit | 05/26/2024 00:00:00 |  | Non-Lead - Plastic | 2009 | 3/4 | Installation date after lead ban | Yes | Visual inspection at the meter pit | 05/26/2024 00:00:00 |  | Non-Lead | No | No |  | Single Family Residence |  | No | No |  |  | Non-Lead
14337 | 1021 E YESO DR 104B, HOBBS NM |  | No | No | Unknown - Unlikely Lead | Don't Know |  |  |  | No | Other |  | Will Inspect meter box at a later date | Unknown - Unlikely Lead |  |  |  | No | Other |  | Will Inspect meter box at a later date | Unknown | Don't Know | Don't Know |  | Building | Unknown | Unknown | No |  |  | Unknown
13674 | 1704 S THORP ST, HOBBS NM |  | No | No | Non-Lead - Plastic | Don't Know |  | 1 | Field inspection only with no records | Yes | Visual inspection at the meter pit | 08/13/2024 00:00:00 |  | Non-Lead - Plastic |  | 1 | Field inspection only with no records | Yes | Visual inspection at the meter pit | 08/13/2024 00:00:00 |  | Non-Lead | No | Don't Know |  | Single Family Residence |  | No | No |  |  | Non-Lead
2320 | 309 N COCHRAN ST, HOBBS NM |  | No | No | Unknown - Unlikely Lead | Don't Know |  |  |  | No | Other |  | Will Inspect meter box at a later date | Unknown - Unlikely Lead |  |  |  | No | Other |  | Will Inspect meter box at a later date | Unknown | Don't Know | Don't Know |  | Building | Unknown | Unknown | No |  |  | Unknown
13893 | 217 E VEGA DR, HOBBS NM |  | No | No | Unknown - Unlikely Lead | Don't Know |  |  |  | No | Other |  | Will Inspect meter box at a later date | Unknown - Unlikely Lead |  |  |  | No | Other |  | Will Inspect meter box at a later date | Unknown | Don't Know | Don't Know |  | Building | Unknown | Unknown | No |  |  | Unknown
1604 | 2613 N BRECKON DR, HOBBS NM |  | No | No | Unknown - Unlikely Lead | Don't Know |  |  |  | No | Other |  | Will Inspect meter box at a later date | Unknown - Unlikely Lead |  |  |  | No | Other |  | Will Inspect meter box at a later date | Unknown | Don't Know | Don't Know |  | Building | Unknown | Unknown | No |  |  | Unknown
4344 | 3419 N DAL PASO BLD 6 D, HOBBS NM |  | No | No | Non-Lead - Plastic | No | 2020 | 3/4 | Field inspection only with no records | Yes | Visual inspection at the meter pit | 05/26/2024 00:00:00 |  | Non-Lead - Plastic |  | 3/4 | Installation date after lead ban | Yes | Visual inspection at the meter pit | 05/26/2024 00:00:00 |  | Non-Lead | No | No |  | Single Family Residence |  | No | No |  |  | Non-Lead
3901 | 4122 N CALLE GRANDE, HOBBS NM |  | No | No | Unknown - Unlikely Lead | Don't Know |  |  |  | No | Other |  | Will Inspect meter box at a later date | Unknown - Unlikely Lead |  |  |  | No | Other |  | Will Inspect meter box at a later date | Unknown | Don't Know | Don't Know |  | Building | Unknown | Unknown | No |  |  | Unknown
4410 | 1923 N DAL PASO ST, HOBBS NM |  | No | No | Unknown - Unlikely Lead | Don't Know |  |  |  | No | Other |  | Will Inspect meter box at a later date | Unknown - Unlikely Lead |  |  |  | No | Other |  | Will Inspect meter box at a later date | Unknown | Don't Know | Don't Know |  | Building | Unknown | Unknown | No |  |  | Unknown
3701 | 3205 N CIBOLA AVE, HOBBS NM |  | No | No | Unknown - Unlikely Lead | Don't Know |  |  |  | No | Other |  | Will Inspect meter box at a later date | Unknown - Unlikely Lead |  |  |  | No | Other |  | Will Inspect meter box at a later date | Unknown | Don't Know | Don't Know |  | Building | Unknown | Unknown | No |  |  | Unknown
2584 | 214 N AVENUE C, HOBBS NM |  | No | No | Unknown - Unlikely Lead | Don't Know |  |  |  | No | Other |  | Will Inspect meter box at a later date | Unknown - Unlikely Lead |  |  |  | No | Other |  | Will Inspect meter box at a later date | Unknown | Don't Know | Don't Know |  | Building | Unknown | Unknown | No |  |  | Unknown
1881 | 301 E BROADWAY ST, HOBBS NM |  | No | No | Unknown - Unlikely Lead | Don't Know |  |  |  | No | Other |  | Will Inspect meter box at a later date | Unknown - Unlikely Lead |  |  |  | No | Other |  | Will Inspect meter box at a later date | Unknown | Don't Know | Don't Know |  | Building | Unknown | Unknown | No |  |  | Unknown
3814 | 1501 CORDOBA LN, HOBBS NM |  | No | No | Unknown - Unlikely Lead | Don't Know |  |  |  | No | Other |  | Will Inspect meter box at a later date | Unknown - Unlikely Lead |  |  |  | No | Other |  | Will Inspect meter box at a later date | Unknown | Don't Know | Don't Know |  | Building | Unknown | Unknown | No |  |  | Unknown
1844 | 121 E BROADWAY ST, HOBBS NM |  | No | No | Unknown - Unlikely Lead | Don't Know |  |  |  | No | Other |  | Will Inspect meter box at a later date | Unknown - Unlikely Lead |  |  |  | No | Other |  | Will Inspect meter box at a later date | Unknown | Don't Know | Don't Know |  | Building | Unknown | Unknown | No |  |  | Unknown
13773 | 2403 N TRES AMIGO DR, HOBBS NM |  | No | No | Unknown - Unlikely Lead | Don't Know |  |  |  | No | Other |  | Will Inspect meter box at a later date | Unknown - Unlikely Lead |  |  |  | No | Other |  | Will Inspect meter box at a later date | Unknown | Don't Know | Don't Know |  | Building | Unknown | Unknown | No |  |  | Unknown
14295 | 1021 E YESO DR 104A, HOBBS NM |  | No | No | Unknown - Unlikely Lead | Don't Know |  |  |  | No | Other |  | Will Inspect meter box at a later date | Unknown - Unlikely Lead |  |  |  | No | Other |  | Will Inspect meter box at a later date | Unknown | Don't Know | Don't Know |  | Building | Unknown | Unknown | No |  |  | Unknown
2311 | 1200 N COCHRAN ST, HOBBS NM |  | No | No | Unknown - Unlikely Lead | Don't Know |  |  |  | No | Other |  | Will Inspect meter box at a later date | Unknown - Unlikely Lead |  |  |  | No | Other |  | Will Inspect meter box at a later date | Unknown | Don't Know | Don't Know |  | Building | Unknown | Unknown | No |  |  | Unknown
2692 | 414 W CIELO DR, HOBBS NM |  | No | No | Unknown - Unlikely Lead | Don't Know |  |  |  | No | Other |  | Will Inspect meter box at a later date | Unknown - Unlikely Lead |  |  |  | No | Other |  | Will Inspect meter box at a later date | Unknown | Don't Know | Don't Know |  | Building | Unknown | Unknown | No |  |  | Unknown
4751 | 918 W DUNNAM ST, HOBBS NM |  | No | No | Unknown - Unlikely Lead | Don't Know |  |  |  | No | Other |  | Will Inspect meter box at a later date | Unknown - Unlikely Lead |  |  |  | No | Other |  | Will Inspect meter box at a later date | Unknown | Don't Know | Don't Know |  | Building | Unknown | Unknown | No |  |  | Unknown
13955 | 514 E WHITE ST, HOBBS NM |  | No | No | Unknown - Unlikely Lead | Don't Know |  |  |  | No | Other |  | Will Inspect meter box at a later date | Unknown - Unlikely Lead |  |  |  | No | Other |  | Will Inspect meter box at a later date | Unknown | Don't Know | Don't Know |  | Building | Unknown | Unknown | No |  |  | Unknown
3375 | 1502 W CAPROCK ST, HOBBS NM |  | No | No | Unknown - Unlikely Lead | Don't Know |  |  |  | No | Other |  | Will Inspect meter box at a later date | Unknown - Unlikely Lead |  |  |  | No | Other |  | Will Inspect meter box at a later date | Unknown | Don't Know | Don't Know |  | Building | Unknown | Unknown | No |  |  | Unknown
2625 | 2308 N CIELO DR, HOBBS NM |  | No | No | Unknown - Unlikely Lead | Don't Know |  |  |  | No | Other |  | Will Inspect meter box at a later date | Unknown - Unlikely Lead |  |  |  | No | Other |  | Will Inspect meter box at a later date | Unknown | Don't Know | Don't Know |  | Building | Unknown | Unknown | No |  |  | Unknown
4267 | 3419 N DAL PASO BLD 6 B, HOBBS NM |  | No | No | Non-Lead - Plastic | No | 2020 | 3/4 | Field inspection only with no records | Yes | Visual inspection at the meter pit | 05/26/2024 00:00:00 |  | Non-Lead - Plastic |  | 3/4 | Installation date after lead ban | Yes | Visual inspection at the meter pit | 05/26/2024 00:00:00 |  | Non-Lead | No | No |  | Single Family Residence |  | No | No |  |  | Non-Lead
191 | 107 E ALBERTSON DR, HOBBS NM |  | No | No | Unknown - Unlikely Lead | Don't Know |  |  |  | No | Other |  | Will Inspect meter box at a later date | Unknown - Unlikely Lead |  |  |  | No | Other |  | Will Inspect meter box at a later date | Unknown | Don't Know | Don't Know |  | Building | Unknown | Unknown | No |  |  | Unknown
3192 | 3901 N CENTRAL G 105, HOBBS NM |  | No | No | Non-Lead - Plastic | No | 2009 | 3/4 | Field inspection only with no records | Yes | Visual inspection at the meter pit | 05/26/2024 00:00:00 |  | Non-Lead - Plastic | 2009 | 3/4 | Installation date after lead ban | Yes | Visual inspection at the meter pit | 05/26/2024 00:00:00 |  | Non-Lead | No | No |  | Single Family Residence |  | No | No |  |  | Non-Lead
1649 | 1318 N BRECKON DR, HOBBS NM |  | No | No | Unknown - Unlikely Lead | Don't Know |  |  |  | No | Other |  | Will Inspect meter box at a later date | Unknown - Unlikely Lead |  |  |  | No | Other |  | Will Inspect meter box at a later date | Unknown | Don't Know | Don't Know |  | Building | Unknown | Unknown | No |  |  | Unknown
3209 | 3817 N CENTRAL AVE, HOBBS NM |  | No | No | Unknown - Unlikely Lead | Don't Know |  |  |  | No | Other |  | Will Inspect meter box at a later date | Unknown - Unlikely Lead |  |  |  | No | Other |  | Will Inspect meter box at a later date | Unknown | Don't Know | Don't Know |  | Building | Unknown | Unknown | No |  |  | Unknown
1985 | 401 E CORBETT ST, HOBBS NM |  | No | No | Unknown - Unlikely Lead | Don't Know |  |  |  | No | Other |  | Will Inspect meter box at a later date | Unknown - Unlikely Lead |  |  |  | No | Other |  | Will Inspect meter box at a later date | Unknown | Don't Know | Don't Know |  | Building | Unknown | Unknown | No |  |  | Unknown
3304 | 212 W COCHITI AVE, HOBBS NM |  | No | No | Unknown - Unlikely Lead | Don't Know |  |  |  | No | Other |  | Will Inspect meter box at a later date | Unknown - Unlikely Lead |  |  |  | No | Other |  | Will Inspect meter box at a later date | Unknown | Don't Know | Don't Know |  | Building | Unknown | Unknown | No |  |  | Unknown
13875 | 1901 N VEGA DR, HOBBS NM |  | No | No | Unknown - Unlikely Lead | Don't Know |  |  |  | No | Other |  | Will Inspect meter box at a later date | Unknown - Unlikely Lead |  |  |  | No | Other |  | Will Inspect meter box at a later date | Unknown | Don't Know | Don't Know |  | Building | Unknown | Unknown | No |  |  | Unknown
3026 | 3901 N CENTRAL F 305, HOBBS NM |  | No | No | Non-Lead - Plastic | No | 2009 | 3/4 | Field inspection only with no records | Yes | Visual inspection at the meter pit | 05/26/2024 00:00:00 |  | Non-Lead - Plastic | 2009 | 3/4 | Installation date after lead ban | Yes | Visual inspection at the meter pit | 05/26/2024 00:00:00 |  | Non-Lead | No | No |  | Single Family Residence |  | No | No |  |  | Non-Lead
2402 | 1704 E CHILDERS DR, HOBBS NM |  | No | No | Unknown - Unlikely Lead | Don't Know |  |  |  | No | Other |  | Will Inspect meter box at a later date | Unknown - Unlikely Lead |  |  |  | No | Other |  | Will Inspect meter box at a later date | Unknown | Don't Know | Don't Know |  | Building | Unknown | Unknown | No |  |  | Unknown
2392 | 1021 S COCHRAN ST, HOBBS NM |  | No | No | Unknown - Unlikely Lead | Don't Know |  |  |  | No | Other |  | Will Inspect meter box at a later date | Unknown - Unlikely Lead |  |  |  | No | Other |  | Will Inspect meter box at a later date | Unknown | Don't Know | Don't Know |  | Building | Unknown | Unknown | No |  |  | Unknown
3124 | 3901 N CENTRAL K 107, HOBBS NM |  | No | No | Non-Lead - Plastic | No | 2009 | 3/4 | Field inspection only with no records | Yes | Visual inspection at the meter pit | 05/26/2024 00:00:00 |  | Non-Lead - Plastic | 2009 | 3/4 | Installation date after lead ban | Yes | Visual inspection at the meter pit | 05/26/2024 00:00:00 |  | Non-Lead | No | No |  | Single Family Residence |  | No | No |  |  | Non-Lead
2395 | 1221 S COCHRAN ST, HOBBS NM |  | No | No | Unknown - Unlikely Lead | Don't Know |  |  |  | No | Other |  | Will Inspect meter box at a later date | Unknown - Unlikely Lead |  |  |  | No | Other |  | Will Inspect meter box at a later date | Unknown | Don't Know | Don't Know |  | Building | Unknown | Unknown | No |  |  | Unknown
286 | 2632 N ALBERTSON DR, HOBBS NM |  | No | No | Unknown - Unlikely Lead | Don't Know |  |  |  | No | Other |  | Will Inspect meter box at a later date | Unknown - Unlikely Lead |  |  |  | No | Other |  | Will Inspect meter box at a later date | Unknown | Don't Know | Don't Know |  | Building | Unknown | Unknown | No |  |  | Unknown
3645 | 722 S CARLTON ST, HOBBS NM |  | No | No | Unknown - Unlikely Lead | Don't Know |  |  |  | No | Other |  | Will Inspect meter box at a later date | Unknown - Unlikely Lead |  |  |  | No | Other |  | Will Inspect meter box at a later date | Unknown | Don't Know | Don't Know |  | Building | Unknown | Unknown | No |  |  | Unknown
13856 | 1923 N VEGA DR, HOBBS NM |  | No | No | Unknown - Unlikely Lead | Don't Know |  |  |  | No | Other |  | Will Inspect meter box at a later date | Unknown - Unlikely Lead |  |  |  | No | Other |  | Will Inspect meter box at a later date | Unknown | Don't Know | Don't Know |  | Building | Unknown | Unknown | No |  |  | Unknown
1843 | 506 E BROADWAY ST, HOBBS NM |  | No | No | Unknown - Unlikely Lead | Don't Know |  |  |  | No | Other |  | Will Inspect meter box at a later date | Unknown - Unlikely Lead |  |  |  | No | Other |  | Will Inspect meter box at a later date | Unknown | Don't Know | Don't Know |  | Building | Unknown | Unknown | No |  |  | Unknown
14463 | 1230 E YUCCA ST, HOBBS NM |  | No | No | Unknown - Unlikely Lead | Don't Know |  |  |  | No | Other |  | Will Inspect meter box at a later date | Unknown - Unlikely Lead |  |  |  | No | Other |  | Will Inspect meter box at a later date | Unknown | Don't Know | Don't Know |  | Building | Unknown | Unknown | No |  |  | Unknown
4385 | 1830 N DAL PASO ST, HOBBS NM |  | No | No | Unknown - Unlikely Lead | Don't Know |  |  |  | No | Other |  | Will Inspect meter box at a later date | Unknown - Unlikely Lead |  |  |  | No | Other |  | Will Inspect meter box at a later date | Unknown | Don't Know | Don't Know |  | Building | Unknown | Unknown | No |  |  | Unknown
4402 | 400 N DAL PASO ST, HOBBS NM |  | No | No | Unknown - Unlikely Lead | Don't Know |  |  |  | No | Other |  | Will Inspect meter box at a later date | Unknown - Unlikely Lead |  |  |  | No | Other |  | Will Inspect meter box at a later date | Unknown | Don't Know | Don't Know |  | Building | Unknown | Unknown | No |  |  | Unknown
13950 | 616 E WHITE ST, HOBBS NM |  | No | No | Unknown - Unlikely Lead | Don't Know |  |  |  | No | Other |  | Will Inspect meter box at a later date | Unknown - Unlikely Lead |  |  |  | No | Other |  | Will Inspect meter box at a later date | Unknown | Don't Know | Don't Know |  | Building | Unknown | Unknown | No |  |  | Unknown
2795 | 1236 W COPPER AVE, HOBBS NM |  | No | No | Unknown - Unlikely Lead | Don't Know |  |  |  | No | Other |  | Will Inspect meter box at a later date | Unknown - Unlikely Lead |  |  |  | No | Other |  | Will Inspect meter box at a later date | Unknown | Don't Know | Don't Know |  | Building | Unknown | Unknown | No |  |  | Unknown
2516 | 417 W COAL AVE, HOBBS NM |  | No | No | Unknown - Unlikely Lead | Don't Know |  |  |  | No | Other |  | Will Inspect meter box at a later date | Unknown - Unlikely Lead |  |  |  | No | Other |  | Will Inspect meter box at a later date | Unknown | Don't Know | Don't Know |  | Building | Unknown | Unknown | No |  |  | Unknown
3413 | 1616 W CHICO, HOBBS NM |  | No | No | Unknown - Unlikely Lead | Don't Know |  |  |  | No | Other |  | Will Inspect meter box at a later date | Unknown - Unlikely Lead |  |  |  | No | Other |  | Will Inspect meter box at a later date | Unknown | Don't Know | Don't Know |  | Building | Unknown | Unknown | No |  |  | Unknown
1640 | 2601 N BRECKON DR, HOBBS NM |  | No | No | Unknown - Unlikely Lead | Don't Know |  |  |  | No | Other |  | Will Inspect meter box at a later date | Unknown - Unlikely Lead |  |  |  | No | Other |  | Will Inspect meter box at a later date | Unknown | Don't Know | Don't Know |  | Building | Unknown | Unknown | No |  |  | Unknown
14092 | 109 E WOLFCAMP DR, HOBBS NM |  | No | No | Unknown - Unlikely Lead | Don't Know |  |  |  | No | Other |  | Will Inspect meter box at a later date | Unknown - Unlikely Lead |  |  |  | No | Other |  | Will Inspect meter box at a later date | Unknown | Don't Know | Don't Know |  | Building | Unknown | Unknown | No |  |  | Unknown
3449 | 309 N CECIL ST, HOBBS NM |  | No | No | Unknown - Unlikely Lead | Don't Know |  |  |  | No | Other |  | Will Inspect meter box at a later date | Unknown - Unlikely Lead |  |  |  | No | Other |  | Will Inspect meter box at a later date | Unknown | Don't Know | Don't Know |  | Building | Unknown | Unknown | No |  |  | Unknown
426 | 415 E ALTO DR, HOBBS NM |  | No | No | Unknown - Unlikely Lead | Don't Know |  |  |  | No | Other |  | Will Inspect meter box at a later date | Unknown - Unlikely Lead |  |  |  | No | Other |  | Will Inspect meter box at a later date | Unknown | Don't Know | Don't Know |  | Building | Unknown | Unknown | No |  |  | Unknown
3206 | 3501 N CENTRAL DR, HOBBS NM |  | No | No | Unknown - Unlikely Lead | Don't Know |  |  |  | No | Other |  | Will Inspect meter box at a later date | Unknown - Unlikely Lead |  |  |  | No | Other |  | Will Inspect meter box at a later date | Unknown | Don't Know | Don't Know |  | Building | Unknown | Unknown | No |  |  | Unknown
15 | 1622 S 14TH ST, HOBBS NM |  | No | No | Unknown - Unlikely Lead | Don't Know |  |  |  | No | Other |  | Will Inspect meter box at a later date | Unknown - Unlikely Lead |  |  |  | No | Other |  | Will Inspect meter box at a later date | Unknown | Don't Know | Don't Know |  | Building | Unknown | Unknown | No |  |  | Unknown
2084 | 603 E CLINTON ST, HOBBS NM |  | No | No | Unknown - Unlikely Lead | Don't Know |  |  |  | No | Other |  | Will Inspect meter box at a later date | Unknown - Unlikely Lead |  |  |  | No | Other |  | Will Inspect meter box at a later date | Unknown | Don't Know | Don't Know |  | Building | Unknown | Unknown | No |  |  | Unknown
1808 | 925 W BROADWAY ST, HOBBS NM |  | No | No | Unknown - Unlikely Lead | Don't Know |  |  |  | No | Other |  | Will Inspect meter box at a later date | Unknown - Unlikely Lead |  |  |  | No | Other |  | Will Inspect meter box at a later date | Unknown | Don't Know | Don't Know |  | Building | Unknown | Unknown | No |  |  | Unknown
3542 | 1112 N COLEMAN ST, HOBBS NM |  | No | No | Unknown - Unlikely Lead | Don't Know |  |  |  | No | Other |  | Will Inspect meter box at a later date | Unknown - Unlikely Lead |  |  |  | No | Other |  | Will Inspect meter box at a later date | Unknown | Don't Know | Don't Know |  | Building | Unknown | Unknown | No |  |  | Unknown
2472 | 700 W COAL AVE, HOBBS NM |  | No | No | Unknown - Unlikely Lead | Don't Know |  |  |  | No | Other |  | Will Inspect meter box at a later date | Unknown - Unlikely Lead |  |  |  | No | Other |  | Will Inspect meter box at a later date | Unknown | Don't Know | Don't Know |  | Building | Unknown | Unknown | No |  |  | Unknown
3107 | 3901 N CENTRAL B 105, HOBBS NM |  | No | No | Non-Lead - Plastic | No | 2009 | 3/4 | Field inspection only with no records | Yes | Visual inspection at the meter pit | 05/26/2024 00:00:00 |  | Non-Lead - Plastic | 2009 | 3/4 | Installation date after lead ban | Yes | Visual inspection at the meter pit | 05/26/2024 00:00:00 |  | Non-Lead | No | No |  | Single Family Residence |  | No | No |  |  | Non-Lead
13808 | 701 W VISTA CT, HOBBS NM |  | No | No | Unknown - Unlikely Lead | Don't Know |  |  |  | No | Other |  | Will Inspect meter box at a later date | Unknown - Unlikely Lead |  |  |  | No | Other |  | Will Inspect meter box at a later date | Unknown | Don't Know | Don't Know |  | Building | Unknown | Unknown | No |  |  | Unknown
1923 | 1207 West Brittany Drive, Hobbs, NM 88242 |  | No | No | Non-Lead - Plastic | No | 2008 | 1 | Installation date after lead ban | Yes | Other | 03/01/2024 00:00:00 | Newer Construction, verified by GIS Mapping | Non-Lead - Plastic | 2008 | 1 | Installation date after lead ban | No | Other |  | Newer Construction, verified by GIS Mapping |  | No | No |  | Single Family Residence | Unknown | No | No |  |  | Non-Lead | Tier 5 | 32.757504 | -103.150783
3416 | 1605 W CHICO DR, HOBBS NM |  | No | No | Unknown - Unlikely Lead | Don't Know |  |  |  | No | Other |  | Will Inspect meter box at a later date | Unknown - Unlikely Lead |  |  |  | No | Other |  | Will Inspect meter box at a later date | Unknown | Don't Know | Don't Know |  | Building | Unknown | Unknown | No |  |  | Unknown
3068 | 3901 N CENTRAL I 101, HOBBS NM |  | No | No | Non-Lead - Plastic | No | 2009 | 3/4 | Field inspection only with no records | Yes | Visual inspection at the meter pit | 05/26/2024 00:00:00 |  | Non-Lead - Plastic | 2009 | 3/4 | Installation date after lead ban | Yes | Visual inspection at the meter pit | 05/26/2024 00:00:00 |  | Non-Lead | No | No |  | Single Family Residence |  | No | No |  |  | Non-Lead
2130 | 1300 W CLINTON ST, HOBBS NM |  | No | No | Unknown - Unlikely Lead | Don't Know |  |  |  | No | Other |  | Will Inspect meter box at a later date | Unknown - Unlikely Lead |  |  |  | No | Other |  | Will Inspect meter box at a later date | Unknown | Don't Know | Don't Know |  | Building | Unknown | Unknown | No |  |  | Unknown
1915 | 1119 West Brittany Drive, Hobbs, NM 88242 |  | No | No | Non-Lead - Plastic | No | 2008 | 1 | Installation date after lead ban | Yes | Other | 03/01/2024 00:00:00 | Newer Construction, verified by GIS Mapping | Non-Lead - Plastic | 2008 | 1 | Installation date after lead ban | No | Other |  | Newer Construction, verified by GIS Mapping |  | No | No |  | Single Family Residence | Unknown | No | No |  |  | Non-Lead | Tier 5 | 32.757164 | -103.149988
2470 | 302 W COAL AVE, HOBBS NM |  | No | No | Unknown - Unlikely Lead | Don't Know |  |  |  | No | Other |  | Will Inspect meter box at a later date | Unknown - Unlikely Lead |  |  |  | No | Other |  | Will Inspect meter box at a later date | Unknown | Don't Know | Don't Know |  | Building | Unknown | Unknown | No |  |  | Unknown
1787 | 1022 W BROADWAY ST, HOBBS NM |  | No | No | Unknown - Unlikely Lead | Don't Know |  |  |  | No | Other |  | Will Inspect meter box at a later date | Unknown - Unlikely Lead |  |  |  | No | Other |  | Will Inspect meter box at a later date | Unknown | Don't Know | Don't Know |  | Building | Unknown | Unknown | No |  |  | Unknown
4257 | 2512 N DAL PASO ST, HOBBS NM |  | No | No | Unknown - Unlikely Lead | [7 empty] | Will Inspect meter box at a later date | Unknown - Unlikely Lead | [6 empty] | Will Inspect meter box at a later date | Non-Lead | Don't Know | Don't Know |  | Building | [5 empty] | Unknown
1914 | 1308 West Brittany Drive, Hobbs, NM 88242 |  | No | No | Non-Lead - Plastic | No | 2008 | 1 | Installation date after lead ban | Yes | Other | 03/01/2024 00:00:00 | Newer Construction, verified by GIS Mapping | Non-Lead - Plastic | 2008 | 1 | Installation date after lead ban | No | Other |  | Newer Construction, verified by GIS Mapping |  | No | No |  | Single Family Residence | Unknown | No | No |  |  | Non-Lead | Tier 5 | 32.758024 | -103.152289
3380 | 1008 W CAPROCK ST, HOBBS NM |  | No | No | Unknown - Unlikely Lead | Don't Know |  |  |  | No | Other |  | Will Inspect meter box at a later date | Unknown - Unlikely Lead |  |  |  | No | Other |  | Will Inspect meter box at a later date | Unknown | Don't Know | Don't Know |  | Building | Unknown | Unknown | No |  |  | Unknown
14118 | 210 S WILLOW ST, HOBBS NM |  | No | No | Unknown - Unlikely Lead | Don't Know |  |  |  | No | Other |  | Will Inspect meter box at a later date | Unknown - Unlikely Lead |  |  |  | No | Other |  | Will Inspect meter box at a later date | Unknown | Don't Know | Don't Know |  | Building | Unknown | Unknown | No |  |  | Unknown
3030 | 3901 N CENTRAL G 206, HOBBS NM |  | No | No | Non-Lead - Plastic | No | 2009 | 3/4 | Field inspection only with no records | Yes | Visual inspection at the meter pit | 05/26/2024 00:00:00 |  | Non-Lead - Plastic | 2009 | 3/4 | Installation date after lead ban | Yes | Visual inspection at the meter pit | 05/26/2024 00:00:00 |  | Non-Lead | No | No |  | Single Family Residence |  | No | No |  |  | Non-Lead
2059 | 113 E CLINTON ST, HOBBS NM |  | No | No | Unknown - Unlikely Lead | Don't Know |  |  |  | No | Other |  | Will Inspect meter box at a later date | Unknown - Unlikely Lead |  |  |  | No | Other |  | Will Inspect meter box at a later date | Unknown | Don't Know | Don't Know |  | Building | Unknown | Unknown | No |  |  | Unknown
2868 | 101 W CLEARFORK DR, HOBBS NM |  | No | No | Unknown - Unlikely Lead | Don't Know |  |  |  | No | Other |  | Will Inspect meter box at a later date | Unknown - Unlikely Lead |  |  |  | No | Other |  | Will Inspect meter box at a later date | Unknown | Don't Know | Don't Know |  | Building | Unknown | Unknown | No |  |  | Unknown
3045 | 3901 N CENTRAL M 306, HOBBS NM |  | No | No | Non-Lead - Plastic | No | 2009 | 3/4 | Field inspection only with no records | Yes | Visual inspection at the meter pit | 05/26/2024 00:00:00 |  | Non-Lead - Plastic | 2009 | 3/4 | Installation date after lead ban | Yes | Visual inspection at the meter pit | 05/26/2024 00:00:00 |  | Non-Lead | No | No |  | Single Family Residence |  | No | No |  |  | Non-Lead
4449 | 501 N DAL PASO ST, HOBBS NM |  | No | No | Unknown - Unlikely Lead | Don't Know |  |  |  | No | Other |  | Will Inspect meter box at a later date | Unknown - Unlikely Lead |  |  |  | No | Other |  | Will Inspect meter box at a later date | Unknown | Don't Know | Don't Know |  | Building | Unknown | Unknown | No |  |  | Unknown
2599 | 216 S AVENUE C, HOBBS NM |  | No | No | Unknown - Unlikely Lead | Don't Know |  |  |  | No | Other |  | Will Inspect meter box at a later date | Unknown - Unlikely Lead |  |  |  | No | Other |  | Will Inspect meter box at a later date | Unknown | Don't Know | Don't Know |  | Building | Unknown | Unknown | No |  |  | Unknown
1531 | 1818 N BRAZOS AVE, HOBBS NM |  | No | No | Unknown - Unlikely Lead | Don't Know |  |  |  | No | Other |  | Will Inspect meter box at a later date | Unknown - Unlikely Lead |  |  |  | No | Other |  | Will Inspect meter box at a later date | Unknown | Don't Know | Don't Know |  | Building | Unknown | Unknown | No |  |  | Unknown
3112 | 3901 N CENTRAL A 104, HOBBS NM |  | No | No | Non-Lead - Plastic | No | 2009 | 3/4 | Field inspection only with no records | Yes | Visual inspection at the meter pit | 05/26/2024 00:00:00 |  | Non-Lead - Plastic | 2009 | 3/4 | Installation date after lead ban | Yes | Visual inspection at the meter pit | 05/26/2024 00:00:00 |  | Non-Lead | No | No |  | Single Family Residence |  | No | No |  |  | Non-Lead
2323 | 316 N COCHRAN ST, HOBBS NM |  | No | No | Unknown - Unlikely Lead | Don't Know |  |  |  | No | Other |  | Will Inspect meter box at a later date | Unknown - Unlikely Lead |  |  |  | No | Other |  | Will Inspect meter box at a later date | Unknown | Don't Know | Don't Know |  | Building | Unknown | Unknown | No |  |  | Unknown
14087 | 208-B E WOLFCAMP DR, HOBBS NM |  | No | No | Unknown - Unlikely Lead | Don't Know |  |  |  | No | Other |  | Will Inspect meter box at a later date | Unknown - Unlikely Lead |  |  |  | No | Other |  | Will Inspect meter box at a later date | Unknown | Don't Know | Don't Know |  | Building | Unknown | Unknown | No |  |  | Unknown
342 | 1200 E ALSTON ST, HOBBS NM |  | Yes - School | No | Non-Lead - Plastic | No | Unknown | 1 | Field inspection only with no records | Yes | Visual inspection at the meter pit | 08/13/2024 00:00:00 |  | Non-Lead - Plastic | Unknown | 1 | Installation date after lead ban | Yes | Visual inspection at the meter pit | 08/13/2024 00:00:00 |  | Non-Lead | No | No |  | Building |  | No | No |  |  | Non-Lead
13678 | 414 E TAYLOR ST, HOBBS NM |  | No | No | Unknown - Unlikely Lead | Don't Know |  |  |  | No | Other |  | Will Inspect meter box at a later date | Unknown - Unlikely Lead |  |  |  | No | Other |  | Will Inspect meter box at a later date | Unknown | Don't Know | Don't Know |  | Building | Unknown | Unknown | No |  |  | Unknown
3425 | 1101 N CECIL ST, HOBBS NM |  | No | No | Unknown - Unlikely Lead | Don't Know |  |  |  | No | Other |  | Will Inspect meter box at a later date | Unknown - Unlikely Lead |  |  |  | No | Other |  | Will Inspect meter box at a later date | Unknown | Don't Know | Don't Know |  | Building | Unknown | Unknown | No |  |  | Unknown
1396 | 318 W BYERS ST, HOBBS NM |  | No | No | Unknown - Unlikely Lead | Don't Know |  |  |  | No | Other |  | Will Inspect meter box at a later date | Unknown - Unlikely Lead |  |  |  | No | Other |  | Will Inspect meter box at a later date | Unknown | Don't Know | Don't Know |  | Building | Unknown | Unknown | No |  |  | Unknown
4522 | 4820 W DARK HORSE RD, HOBBS NM |  | No | No | Non-Lead - Plastic | No | 2015 | 3/4 | Field inspection only with no records | Yes | Visual inspection at the meter pit | 05/26/2024 00:00:00 |  | Non-Lead - Plastic | 2015 | 3/4 | Installation date after lead ban | Yes | Visual inspection at the meter pit | 05/26/2024 00:00:00 |  | Non-Lead | No | No |  | Single Family Residence |  | No | No |  |  | Non-Lead
14363 | 225 W YESO DR, HOBBS NM |  | No | No | Unknown - Unlikely Lead | Don't Know |  |  |  | No | Other |  | Will Inspect meter box at a later date | Unknown - Unlikely Lead |  |  |  | No | Other |  | Will Inspect meter box at a later date | Unknown | Don't Know | Don't Know |  | Building | Unknown | Unknown | No |  |  | Unknown
267 | 400 E ALBERTSON DR, HOBBS NM |  | No | No | Unknown - Unlikely Lead | Don't Know |  |  |  | No | Other |  | Will Inspect meter box at a later date | Unknown - Unlikely Lead |  |  |  | No | Other |  | Will Inspect meter box at a later date | Unknown | Don't Know | Don't Know |  | Building | Unknown | Unknown | No |  |  | Unknown
4485 | 310 S DAL PASO ST, HOBBS NM |  | No | No | Unknown - Unlikely Lead | Don't Know |  |  |  | No | Other |  | Will Inspect meter box at a later date | Unknown - Unlikely Lead |  |  |  | No | Other |  | Will Inspect meter box at a later date | Unknown | Don't Know | Don't Know |  | Building | Unknown | Unknown | No |  |  | Unknown
2319 | 401 N COCHRAN ST, HOBBS NM |  | No | No | Unknown - Unlikely Lead | Don't Know |  |  |  | No | Other |  | Will Inspect meter box at a later date | Unknown - Unlikely Lead |  |  |  | No | Other |  | Will Inspect meter box at a later date | Unknown | Don't Know | Don't Know |  | Building | Unknown | Unknown | No |  |  | Unknown
3534 | 1117 N COLEMAN ST, HOBBS NM |  | No | No | Unknown - Unlikely Lead | Don't Know |  |  |  | No | Other |  | Will Inspect meter box at a later date | Unknown - Unlikely Lead |  |  |  | No | Other |  | Will Inspect meter box at a later date | Unknown | Don't Know | Don't Know |  | Building | Unknown | Unknown | No |  |  | Unknown
4286 | 320 N DAL PASO ST, HOBBS NM |  | No | No | Unknown - Unlikely Lead | Don't Know |  |  |  | No | Other |  | Will Inspect meter box at a later date | Unknown - Unlikely Lead |  |  |  | No | Other |  | Will Inspect meter box at a later date | Unknown | Don't Know | Don't Know |  | Building | Unknown | Unknown | No |  |  | Unknown
4744 | 218 W DUNNAM ST, HOBBS NM |  | No | No | Unknown - Unlikely Lead | Don't Know |  |  |  | No | Other |  | Will Inspect meter box at a later date | Unknown - Unlikely Lead |  |  |  | No | Other |  | Will Inspect meter box at a later date | Unknown | Don't Know | Don't Know |  | Building | Unknown | Unknown | No |  |  | Unknown
13758 | 2512 N TRAVIS DR, HOBBS NM |  | No | No | Unknown - Unlikely Lead | Don't Know |  |  |  | No | Other |  | Will Inspect meter box at a later date | Unknown - Unlikely Lead |  |  |  | No | Other |  | Will Inspect meter box at a later date | Unknown | Don't Know | Don't Know |  | Building | Unknown | Unknown | No |  |  | Unknown
4446 | 2909 N DAL PASO ST, HOBBS NM |  | No | No | Unknown - Unlikely Lead | Don't Know |  |  |  | No | Other |  | Will Inspect meter box at a later date | Unknown - Unlikely Lead |  |  |  | No | Other |  | Will Inspect meter box at a later date | Unknown | Don't Know | Don't Know |  | Building | Unknown | Unknown | No |  |  | Unknown
13841 | 3312-B N VISTA DR, HOBBS NM |  | No | No | Unknown - Unlikely Lead | Don't Know |  |  |  | No | Other |  | Will Inspect meter box at a later date | Unknown - Unlikely Lead |  |  |  | No | Other |  | Will Inspect meter box at a later date | Unknown | Don't Know | Don't Know |  | Building | Unknown | Unknown | No |  |  | Unknown
1608 | 2500 N BRECKON DR, HOBBS NM |  | No | No | Unknown - Unlikely Lead | Don't Know |  |  |  | No | Other |  | Will Inspect meter box at a later date | Unknown - Unlikely Lead |  |  |  | No | Other |  | Will Inspect meter box at a later date | Unknown | Don't Know | Don't Know |  | Building | Unknown | Unknown | No |  |  | Unknown
4350 | 3419 N DAL PASO BLD 19 C, HOBBS NM |  | No | No | Non-Lead - Plastic | No | 2020 | 3/4 | Field inspection only with no records | Yes | Visual inspection at the meter pit | 05/26/2024 00:00:00 |  | Non-Lead - Plastic |  | 3/4 | Installation date after lead ban | Yes | Visual inspection at the meter pit | 05/26/2024 00:00:00 |  | Non-Lead | No | No |  | Single Family Residence |  | No | No |  |  | Non-Lead
14308 | 1021 E YESO DR 305A, HOBBS NM |  | No | No | Unknown - Unlikely Lead | Don't Know |  |  |  | No | Other |  | Will Inspect meter box at a later date | Unknown - Unlikely Lead |  |  |  | No | Other |  | Will Inspect meter box at a later date | Unknown | Don't Know | Don't Know |  | Building | Unknown | Unknown | No |  |  | Unknown
13933 | 2922 N WEDGEWOOD DR, HOBBS NM |  | No | No | Non-Lead - Plastic | Don't Know | 2019 | 1 | Field inspection only with no records | Yes | Visual inspection at the meter pit | 08/19/2024 00:00:00 |  | Non-Lead - Plastic | 2019 | 1 | Field inspection only with no records | Yes | Visual inspection at the meter pit | 08/19/2024 00:00:00 |  | Non-Lead | No | Don't Know |  | Single Family Residence |  | No | No |  |  | Non-Lead
3593 | 1107 N COLEMAN ST, HOBBS NM |  | No | No | Unknown - Unlikely Lead | Don't Know |  |  |  | No | Other |  | Will Inspect meter box at a later date | Unknown - Unlikely Lead |  |  |  | No | Other |  | Will Inspect meter box at a later date | Unknown | Don't Know | Don't Know |  | Building | Unknown | Unknown | No |  |  | Unknown
3862 | 1501 CAMINO REAL, HOBBS NM |  | No | No | Unknown - Unlikely Lead | Don't Know |  |  |  | No | Other |  | Will Inspect meter box at a later date | Unknown - Unlikely Lead |  |  |  | No | Other |  | Will Inspect meter box at a later date | Unknown | Don't Know | Don't Know |  | Building | Unknown | Unknown | No |  |  | Unknown
13695 | 417 E TAYLOR ST, HOBBS NM |  | No | No | Unknown - Unlikely Lead | Don't Know |  |  |  | No | Other |  | Will Inspect meter box at a later date | Unknown - Unlikely Lead |  |  |  | No | Other |  | Will Inspect meter box at a later date | Unknown | Don't Know | Don't Know |  | Building | Unknown | Unknown | No |  |  | Unknown
1712 | 1501 N BRECKON DR, HOBBS NM |  | No | No | Unknown - Unlikely Lead | Don't Know |  |  |  | No | Other |  | Will Inspect meter box at a later date | Unknown - Unlikely Lead |  |  |  | No | Other |  | Will Inspect meter box at a later date | Unknown | Don't Know | Don't Know |  | Building | Unknown | Unknown | No |  |  | Unknown
319 | 1311 E ALSTON ST, HOBBS NM |  | No | No | Unknown - Unlikely Lead | Don't Know |  |  |  | No | Other |  | Will Inspect meter box at a later date | Unknown - Unlikely Lead |  |  |  | No | Other |  | Will Inspect meter box at a later date | Unknown | Don't Know | Don't Know |  | Building | Unknown | Unknown | No |  |  | Unknown
14340 | 1021 E YESO DR 301A, HOBBS NM |  | No | No | Unknown - Unlikely Lead | Don't Know |  |  |  | No | Other |  | Will Inspect meter box at a later date | Unknown - Unlikely Lead |  |  |  | No | Other |  | Will Inspect meter box at a later date | Unknown | Don't Know | Don't Know |  | Building | Unknown | Unknown | No |  |  | Unknown
4457 | 2405 N DAL PASO ST, HOBBS NM |  | No | No | Unknown - Unlikely Lead | Don't Know |  |  |  | No | Other |  | Will Inspect meter box at a later date | Unknown - Unlikely Lead |  |  |  | No | Other |  | Will Inspect meter box at a later date | Unknown | Don't Know | Don't Know |  | Building | Unknown | Unknown | No |  |  | Unknown
3672 | 1830 N CHAMA DR, HOBBS NM |  | No | No | Unknown - Unlikely Lead | Don't Know |  |  |  | No | Other |  | Will Inspect meter box at a later date | Unknown - Unlikely Lead |  |  |  | No | Other |  | Will Inspect meter box at a later date | Unknown | Don't Know | Don't Know |  | Building | Unknown | Unknown | No |  |  | Unknown
2697 | 1923 N CIELO DR, HOBBS NM |  | No | No | Unknown - Unlikely Lead | Don't Know |  |  |  | No | Other |  | Will Inspect meter box at a later date | Unknown - Unlikely Lead |  |  |  | No | Other |  | Will Inspect meter box at a later date | Unknown | Don't Know | Don't Know |  | Building | Unknown | Unknown | No |  |  | Unknown
355 | 410 1/2 E ALSTON ST, HOBBS NM |  | No | No | Unknown - Unlikely Lead | Don't Know |  |  |  | No | Other |  | Will Inspect meter box at a later date | Unknown - Unlikely Lead |  |  |  | No | Other |  | Will Inspect meter box at a later date | Unknown | Don't Know | Don't Know |  | Building | Unknown | Unknown | No |  |  | Unknown
3830 | 1530 CORDOBA LN, HOBBS NM |  | No | No | Unknown - Unlikely Lead | Don't Know |  |  |  | No | Other |  | Will Inspect meter box at a later date | Unknown - Unlikely Lead |  |  |  | No | Other |  | Will Inspect meter box at a later date | Unknown | Don't Know | Don't Know |  | Building | Unknown | Unknown | No |  |  | Unknown
428 | 121 W ALTO DR, HOBBS NM |  | No | No | Unknown - Unlikely Lead | Don't Know |  |  |  | No | Other |  | Will Inspect meter box at a later date | Unknown - Unlikely Lead |  |  |  | No | Other |  | Will Inspect meter box at a later date | Unknown | Don't Know | Don't Know |  | Building | Unknown | Unknown | No |  |  | Unknown
3587 | 907 N COLEMAN ST, HOBBS NM |  | No | No | Unknown - Unlikely Lead | Don't Know |  |  |  | No | Other |  | Will Inspect meter box at a later date | Unknown - Unlikely Lead |  |  |  | No | Other |  | Will Inspect meter box at a later date | Unknown | Don't Know | Don't Know |  | Building | Unknown | Unknown | No |  |  | Unknown
1651 | 1303 N BRECKON DR, HOBBS NM |  | No | No | Unknown - Unlikely Lead | Don't Know |  |  |  | No | Other |  | Will Inspect meter box at a later date | Unknown - Unlikely Lead |  |  |  | No | Other |  | Will Inspect meter box at a later date | Unknown | Don't Know | Don't Know |  | Building | Unknown | Unknown | No |  |  | Unknown
2557 | 513 W CAIN ST, HOBBS NM |  | No | No | Unknown - Unlikely Lead | Don't Know |  |  |  | No | Other |  | Will Inspect meter box at a later date | Unknown - Unlikely Lead |  |  |  | No | Other |  | Will Inspect meter box at a later date | Unknown | Don't Know | Don't Know |  | Building | Unknown | Unknown | No |  |  | Unknown
3991 | 1514 N COBB DR, HOBBS NM |  | No | No | Unknown - Unlikely Lead | Don't Know |  |  |  | No | Other |  | Will Inspect meter box at a later date | Unknown - Unlikely Lead |  |  |  | No | Other |  | Will Inspect meter box at a later date | Unknown | Don't Know | Don't Know |  | Building | Unknown | Unknown | No |  |  | Unknown
2852 | 105 E CLEARFORK DR, HOBBS NM |  | No | No | Unknown - Unlikely Lead | Don't Know |  |  |  | No | Other |  | Will Inspect meter box at a later date | Unknown - Unlikely Lead |  |  |  | No | Other |  | Will Inspect meter box at a later date | Unknown | Don't Know | Don't Know |  | Building | Unknown | Unknown | No |  |  | Unknown
2169 | 421 E CASTLE AVE, HOBBS NM |  | No | No | Unknown - Unlikely Lead | Don't Know |  |  |  | No | Other |  | Will Inspect meter box at a later date | Unknown - Unlikely Lead |  |  |  | No | Other |  | Will Inspect meter box at a later date | Unknown | Don't Know | Don't Know |  | Building | Unknown | Unknown | No |  |  | Unknown
3186 | 3901 N CENTRAL H 206, HOBBS NM |  | No | No | Non-Lead - Plastic | No | 2009 | 3/4 | Field inspection only with no records | Yes | Visual inspection at the meter pit | 05/26/2024 00:00:00 |  | Non-Lead - Plastic | 2009 | 3/4 | Installation date after lead ban | Yes | Visual inspection at the meter pit | 05/26/2024 00:00:00 |  | Non-Lead | No | No |  | Single Family Residence |  | No | No |  |  | Non-Lead
2212 | 710 S COCHRAN ST, HOBBS NM |  | No | No | Unknown - Unlikely Lead | Don't Know |  |  |  | No | Other |  | Will Inspect meter box at a later date | Unknown - Unlikely Lead |  |  |  | No | Other |  | Will Inspect meter box at a later date | Unknown | Don't Know | Don't Know |  | Building | Unknown | Unknown | No |  |  | Unknown
2263 | 302 W CASTLE AVE, HOBBS NM |  | No | No | Unknown - Unlikely Lead | Don't Know |  |  |  | No | Other |  | Will Inspect meter box at a later date | Unknown - Unlikely Lead |  |  |  | No | Other |  | Will Inspect meter box at a later date | Unknown | Don't Know | Don't Know |  | Building | Unknown | Unknown | No |  |  | Unknown
1898 | 1247 W BROADWAY PL, HOBBS NM |  | No | No | Unknown - Unlikely Lead | Don't Know |  |  |  | No | Other |  | Will Inspect meter box at a later date | Unknown - Unlikely Lead |  |  |  | No | Other |  | Will Inspect meter box at a later date | Unknown | Don't Know | Don't Know |  | Building | Unknown | Unknown | No |  |  | Unknown
3757 | 1112 W COLLEGE LANE, HOBBS NM |  | No | No | Unknown - Unlikely Lead | Don't Know |  |  |  | No | Other |  | Will Inspect meter box at a later date | Unknown - Unlikely Lead |  |  |  | No | Other |  | Will Inspect meter box at a later date | Unknown | Don't Know | Don't Know |  | Building | Unknown | Unknown | No |  |  | Unknown
2373 | 1800 S COCHRAN ST, HOBBS NM |  | No | No | Unknown - Unlikely Lead | Don't Know |  |  |  | No | Other |  | Will Inspect meter box at a later date | Unknown - Unlikely Lead |  |  |  | No | Other |  | Will Inspect meter box at a later date | Unknown | Don't Know | Don't Know |  | Building | Unknown | Unknown | No |  |  | Unknown
3986 | 1611 N COBB DR, HOBBS NM |  | No | No | Unknown - Unlikely Lead | Don't Know |  |  |  | No | Other |  | Will Inspect meter box at a later date | Unknown - Unlikely Lead |  |  |  | No | Other |  | Will Inspect meter box at a later date | Unknown | Don't Know | Don't Know |  | Building | Unknown | Unknown | No |  |  | Unknown
218 | 603 E ALBERTSON CIR, HOBBS NM |  | No | No | Unknown - Unlikely Lead | Don't Know |  |  |  | No | Other |  | Will Inspect meter box at a later date | Unknown - Unlikely Lead |  |  |  | No | Other |  | Will Inspect meter box at a later date | Unknown | Don't Know | Don't Know |  | Building | Unknown | Unknown | No |  |  | Unknown
236 | 308 E ALBERTSON DR, HOBBS NM |  | No | No | Unknown - Unlikely Lead | Don't Know |  |  |  | No | Other |  | Will Inspect meter box at a later date | Unknown - Unlikely Lead |  |  |  | No | Other |  | Will Inspect meter box at a later date | Unknown | Don't Know | Don't Know |  | Building | Unknown | Unknown | No |  |  | Unknown
188 | 220 E ALBERTSON DR, HOBBS NM |  | No | No | Unknown - Unlikely Lead | Don't Know |  |  |  | No | Other |  | Will Inspect meter box at a later date | Unknown - Unlikely Lead |  |  |  | No | Other |  | Will Inspect meter box at a later date | Unknown | Don't Know | Don't Know |  | Building | Unknown | Unknown | No |  |  | Unknown
14232 | 900 E YESO DR #18, HOBBS NM |  | No | No | Unknown - Unlikely Lead | Don't Know |  |  |  | No | Other |  | Will Inspect meter box at a later date | Unknown - Unlikely Lead |  |  |  | No | Other |  | Will Inspect meter box at a later date | Unknown | Don't Know | Don't Know |  | Building | Unknown | Unknown | No |  |  | Unknown
14083 | 409 E WOLFCAMP DR, HOBBS NM |  | No | No | Unknown - Unlikely Lead | Don't Know |  |  |  | No | Other |  | Will Inspect meter box at a later date | Unknown - Unlikely Lead |  |  |  | No | Other |  | Will Inspect meter box at a later date | Unknown | Don't Know | Don't Know |  | Building | Unknown | Unknown | No |  |  | Unknown
3326 | 1123 W CAPROCK ST, HOBBS NM |  | No | No | Unknown - Unlikely Lead | Don't Know |  |  |  | No | Other |  | Will Inspect meter box at a later date | Unknown - Unlikely Lead |  |  |  | No | Other |  | Will Inspect meter box at a later date | Unknown | Don't Know | Don't Know |  | Building | Unknown | Unknown | No |  |  | Unknown
1872 | 1120 E BROADWAY ST, HOBBS NM |  | No | No | Unknown - Unlikely Lead | Don't Know |  |  |  | No | Other |  | Will Inspect meter box at a later date | Unknown - Unlikely Lead |  |  |  | No | Other |  | Will Inspect meter box at a later date | Unknown | Don't Know | Don't Know |  | Building | Unknown | Unknown | No |  |  | Unknown
2134 | 1200 W CLINTON ST, HOBBS NM |  | No | No | Unknown - Unlikely Lead | Don't Know |  |  |  | No | Other |  | Will Inspect meter box at a later date | Unknown - Unlikely Lead |  |  |  | No | Other |  | Will Inspect meter box at a later date | Unknown | Don't Know | Don't Know |  | Building | Unknown | Unknown | No |  |  | Unknown
13878 | 201 E VEGA DR, HOBBS NM |  | No | No | Unknown - Unlikely Lead | Don't Know |  |  |  | No | Other |  | Will Inspect meter box at a later date | Unknown - Unlikely Lead |  |  |  | No | Other |  | Will Inspect meter box at a later date | Unknown | Don't Know | Don't Know |  | Building | Unknown | Unknown | No |  |  | Unknown
3457 | 410 N CECIL ST, HOBBS NM |  | No | No | Unknown - Unlikely Lead | Don't Know |  |  |  | No | Other |  | Will Inspect meter box at a later date | Unknown - Unlikely Lead |  |  |  | No | Other |  | Will Inspect meter box at a later date | Unknown | Don't Know | Don't Know |  | Building | Unknown | Unknown | No |  |  | Unknown
2436 | 318 W COAL AVE, HOBBS NM |  | No | No | Unknown - Unlikely Lead | Don't Know |  |  |  | No | Other |  | Will Inspect meter box at a later date | Unknown - Unlikely Lead |  |  |  | No | Other |  | Will Inspect meter box at a later date | Unknown | Don't Know | Don't Know |  | Building | Unknown | Unknown | No |  |  | Unknown
2851 | 317 E CLEARFORK DR, HOBBS NM |  | No | No | Unknown - Unlikely Lead | Don't Know |  |  |  | No | Other |  | Will Inspect meter box at a later date | Unknown - Unlikely Lead |  |  |  | No | Other |  | Will Inspect meter box at a later date | Unknown | Don't Know | Don't Know |  | Building | Unknown | Unknown | No |  |  | Unknown
14010 | 319 W WHITE ST, HOBBS NM |  | No | No | Unknown - Unlikely Lead | Don't Know |  |  |  | No | Other |  | Will Inspect meter box at a later date | Unknown - Unlikely Lead |  |  |  | No | Other |  | Will Inspect meter box at a later date | Unknown | Don't Know | Don't Know |  | Building | Unknown | Unknown | No |  |  | Unknown
1471 | 1744 N BRAZOS AVE, HOBBS NM |  | No | No | Unknown - Unlikely Lead | Don't Know |  |  |  | No | Other |  | Will Inspect meter box at a later date | Unknown - Unlikely Lead |  |  |  | No | Other |  | Will Inspect meter box at a later date | Unknown | Don't Know | Don't Know |  | Building | Unknown | Unknown | No |  |  | Unknown
1877 | 906 E BROADWAY ST, HOBBS NM |  | No | No | Unknown - Unlikely Lead | Don't Know |  |  |  | No | Other |  | Will Inspect meter box at a later date | Unknown - Unlikely Lead |  |  |  | No | Other |  | Will Inspect meter box at a later date | Unknown | Don't Know | Don't Know |  | Building | Unknown | Unknown | No |  |  | Unknown
14109 | 110 S WILLOW ST, HOBBS NM |  | No | No | Unknown - Unlikely Lead | Don't Know |  |  |  | No | Other |  | Will Inspect meter box at a later date | Unknown - Unlikely Lead |  |  |  | No | Other |  | Will Inspect meter box at a later date | Unknown | Don't Know | Don't Know |  | Building | Unknown | Unknown | No |  |  | Unknown
1374 | 1119 E BYERS ST, HOBBS NM |  | No | No | Unknown - Unlikely Lead | Don't Know |  |  |  | No | Other |  | Will Inspect meter box at a later date | Unknown - Unlikely Lead |  |  |  | No | Other |  | Will Inspect meter box at a later date | Unknown | Don't Know | Don't Know |  | Building | Unknown | Unknown | No |  |  | Unknown
1894 | 1320 E BROADWAY ST, HOBBS NM |  | No | No | Unknown - Unlikely Lead | Don't Know |  |  |  | No | Other |  | Will Inspect meter box at a later date | Unknown - Unlikely Lead |  |  |  | No | Other |  | Will Inspect meter box at a later date | Unknown | Don't Know | Don't Know |  | Building | Unknown | Unknown | No |  |  | Unknown
14274 | 217 E YESO ST, HOBBS NM |  | No | No | Unknown - Unlikely Lead | Don't Know |  |  |  | No | Other |  | Will Inspect meter box at a later date | Unknown - Unlikely Lead |  |  |  | No | Other |  | Will Inspect meter box at a later date | Unknown | Don't Know | Don't Know |  | Building | Unknown | Unknown | No |  |  | Unknown
3392 | 1021 W CAPROCK ST, HOBBS NM |  | No | No | Unknown - Unlikely Lead | Don't Know |  |  |  | No | Other |  | Will Inspect meter box at a later date | Unknown - Unlikely Lead |  |  |  | No | Other |  | Will Inspect meter box at a later date | Unknown | Don't Know | Don't Know |  | Building | Unknown | Unknown | No |  |  | Unknown
14184 | 3307 N WEST COUNTY RD, HOBBS NM |  | No | No | Unknown - Unlikely Lead | Don't Know |  |  |  | No | Other |  | Will Inspect meter box at a later date | Unknown - Unlikely Lead |  |  |  | No | Other |  | Will Inspect meter box at a later date | Unknown | Don't Know | Don't Know |  | Building | Unknown | Unknown | No |  |  | Unknown
4252 | 1500 N DAL PASO ST, HOBBS NM |  | No | No | Unknown - Unlikely Lead | Don't Know |  |  |  | No | Other |  | Will Inspect meter box at a later date | Unknown - Unlikely Lead |  |  |  | No | Other |  | Will Inspect meter box at a later date | Unknown | Don't Know | Don't Know |  | Building | Unknown | Unknown | No |  |  | Unknown
2027 | 1002 E CLINTON ST, HOBBS NM |  | No | No | Unknown - Unlikely Lead | Don't Know |  |  |  | No | Other |  | Will Inspect meter box at a later date | Unknown - Unlikely Lead |  |  |  | No | Other |  | Will Inspect meter box at a later date | Unknown | Don't Know | Don't Know |  | Building | Unknown | Unknown | No |  |  | Unknown
14227 | 900 E YESO DR #16, HOBBS NM |  | No | No | Unknown - Unlikely Lead | Don't Know |  |  |  | No | Other |  | Will Inspect meter box at a later date | Unknown - Unlikely Lead |  |  |  | No | Other |  | Will Inspect meter box at a later date | Unknown | Don't Know | Don't Know |  | Building | Unknown | Unknown | No |  |  | Unknown
2235 | 1514 S COCHRAN ST, HOBBS NM |  | No | No | Unknown - Unlikely Lead | Don't Know |  |  |  | No | Other |  | Will Inspect meter box at a later date | Unknown - Unlikely Lead |  |  |  | No | Other |  | Will Inspect meter box at a later date | Unknown | Don't Know | Don't Know |  | Building | Unknown | Unknown | No |  |  | Unknown
3746 | 1031 E CIMARRON CT, HOBBS NM |  | No | No | Unknown - Unlikely Lead | Don't Know |  |  |  | No | Other |  | Will Inspect meter box at a later date | Unknown - Unlikely Lead |  |  |  | No | Other |  | Will Inspect meter box at a later date | Unknown | Don't Know | Don't Know |  | Building | Unknown | Unknown | No |  |  | Unknown
253 | 1708 E ALBERTSON DR, HOBBS NM |  | No | No | Unknown - Unlikely Lead | Don't Know |  |  |  | No | Other |  | Will Inspect meter box at a later date | Unknown - Unlikely Lead |  |  |  | No | Other |  | Will Inspect meter box at a later date | Unknown | Don't Know | Don't Know |  | Building | Unknown | Unknown | No |  |  | Unknown
14396 | 321 E YUCCA ST, HOBBS NM |  | No | No | Unknown - Unlikely Lead | Don't Know |  |  |  | No | Other |  | Will Inspect meter box at a later date | Unknown - Unlikely Lead |  |  |  | No | Other |  | Will Inspect meter box at a later date | Unknown | Don't Know | Don't Know |  | Building | Unknown | Unknown | No |  |  | Unknown
2922 | 3901 N CENTRAL C 107, HOBBS NM |  | No | No | Non-Lead - Plastic | No | 2009 | 3/4 | Field inspection only with no records | Yes | Visual inspection at the meter pit | 05/26/2024 00:00:00 |  | Non-Lead - Plastic | 2009 | 3/4 | Installation date after lead ban | Yes | Visual inspection at the meter pit | 05/26/2024 00:00:00 |  | Non-Lead | No | No |  | Single Family Residence |  | No | No |  |  | Non-Lead
4384 | 730-A N DAL PASO ST, HOBBS NM |  | No | No | Unknown - Unlikely Lead | Don't Know |  |  |  | No | Other |  | Will Inspect meter box at a later date | Unknown - Unlikely Lead |  |  |  | No | Other |  | Will Inspect meter box at a later date | Unknown | Don't Know | Don't Know |  | Building | Unknown | Unknown | No |  |  | Unknown
3395 | 1009 W CAPROCK ST, HOBBS NM |  | No | No | Unknown - Unlikely Lead | Don't Know |  |  |  | No | Other |  | Will Inspect meter box at a later date | Unknown - Unlikely Lead |  |  |  | No | Other |  | Will Inspect meter box at a later date | Unknown | Don't Know | Don't Know |  | Building | Unknown | Unknown | No |  |  | Unknown
4491 | 612 S DAL PASO ST, HOBBS NM |  | No | No | Unknown - Unlikely Lead | Don't Know |  |  |  | No | Other |  | Will Inspect meter box at a later date | Unknown - Unlikely Lead |  |  |  | No | Other |  | Will Inspect meter box at a later date | Unknown | Don't Know | Don't Know |  | Building | Unknown | Unknown | No |  |  | Unknown
2564 | 311 N AVENUE C, HOBBS NM |  | No | No | Unknown - Unlikely Lead | Don't Know |  |  |  | No | Other |  | Will Inspect meter box at a later date | Unknown - Unlikely Lead |  |  |  | No | Other |  | Will Inspect meter box at a later date | Unknown | Don't Know | Don't Know |  | Building | Unknown | Unknown | No |  |  | Unknown
3595 | 211 N COLEMAN ST, HOBBS NM |  | No | No | Unknown - Unlikely Lead | Don't Know |  |  |  | No | Other |  | Will Inspect meter box at a later date | Unknown - Unlikely Lead |  |  |  | No | Other |  | Will Inspect meter box at a later date | Unknown | Don't Know | Don't Know |  | Building | Unknown | Unknown | No |  |  | Unknown
3313 | 612 W COCHITI AVE, HOBBS NM |  | No | No | Unknown - Unlikely Lead | Don't Know |  |  |  | No | Other |  | Will Inspect meter box at a later date | Unknown - Unlikely Lead |  |  |  | No | Other |  | Will Inspect meter box at a later date | Unknown | Don't Know | Don't Know |  | Building | Unknown | Unknown | No |  |  | Unknown
4451 | 401 N DAL PASO ST, HOBBS NM |  | No | No | Unknown - Unlikely Lead | Don't Know |  |  |  | No | Other |  | Will Inspect meter box at a later date | Unknown - Unlikely Lead |  |  |  | No | Other |  | Will Inspect meter box at a later date | Unknown | Don't Know | Don't Know |  | Building | Unknown | Unknown | No |  |  | Unknown
3855 | 3601 CAMINO REAL, HOBBS NM |  | No | No | Unknown - Unlikely Lead | Don't Know |  |  |  | No | Other |  | Will Inspect meter box at a later date | Unknown - Unlikely Lead |  |  |  | No | Other |  | Will Inspect meter box at a later date | Unknown | Don't Know | Don't Know |  | Building | Unknown | Unknown | No |  |  | Unknown
189 | 519 E ALBERTSON CIR, HOBBS NM |  | No | No | Unknown - Unlikely Lead | Don't Know |  |  |  | No | Other |  | Will Inspect meter box at a later date | Unknown - Unlikely Lead |  |  |  | No | Other |  | Will Inspect meter box at a later date | Unknown | Don't Know | Don't Know |  | Building | Unknown | Unknown | No |  |  | Unknown
2348 | 312 S COCHRAN ST, HOBBS NM |  | No | No | Unknown - Unlikely Lead | Don't Know |  |  |  | No | Other |  | Will Inspect meter box at a later date | Unknown - Unlikely Lead |  |  |  | No | Other |  | Will Inspect meter box at a later date | Unknown | Don't Know | Don't Know |  | Building | Unknown | Unknown | No |  |  | Unknown
4603 | 1109 S DALMONT ST, HOBBS NM |  | No | No | Unknown - Unlikely Lead | Don't Know |  |  |  | No | Other |  | Will Inspect meter box at a later date | Unknown - Unlikely Lead |  |  |  | No | Other |  | Will Inspect meter box at a later date | Unknown | Don't Know | Don't Know |  | Building | Unknown | Unknown | No |  |  | Unknown
4686 | 1523 E DUNNAM ST, HOBBS NM |  | No | No | Unknown - Unlikely Lead | Don't Know |  |  |  | No | Other |  | Will Inspect meter box at a later date | Unknown - Unlikely Lead |  |  |  | No | Other |  | Will Inspect meter box at a later date | Unknown | Don't Know | Don't Know |  | Building | Unknown | Unknown | No |  |  | Unknown
1417 | 210 W BYERS ST, HOBBS NM |  | No | No | Unknown - Unlikely Lead | Don't Know |  |  |  | No | Other |  | Will Inspect meter box at a later date | Unknown - Unlikely Lead |  |  |  | No | Other |  | Will Inspect meter box at a later date | Unknown | Don't Know | Don't Know |  | Building | Unknown | Unknown | No |  |  | Unknown
1398 | 124 W BYERS ST, HOBBS NM |  | No | No | Unknown - Unlikely Lead | Don't Know |  |  |  | No | Other |  | Will Inspect meter box at a later date | Unknown - Unlikely Lead |  |  |  | No | Other |  | Will Inspect meter box at a later date | Unknown | Don't Know | Don't Know |  | Building | Unknown | Unknown | No |  |  | Unknown
4531 | 4817 W DARK HORSE RD, HOBBS NM |  | No | No | Non-Lead - Plastic | No | 2015 | 3/4 | Field inspection only with no records | Yes | Visual inspection at the meter pit | 05/26/2024 00:00:00 |  | Non-Lead - Plastic | 2015 | 3/4 | Installation date after lead ban | Yes | Visual inspection at the meter pit | 05/26/2024 00:00:00 |  | Non-Lead | No | No |  | Single Family Residence |  | No | No |  |  | Non-Lead
3356 | 1118 W CAPROCK ST, HOBBS NM |  | No | No | Unknown - Unlikely Lead | Don't Know |  |  |  | No | Other |  | Will Inspect meter box at a later date | Unknown - Unlikely Lead |  |  |  | No | Other |  | Will Inspect meter box at a later date | Unknown | Don't Know | Don't Know |  | Building | Unknown | Unknown | No |  |  | Unknown
13861 | 2032 N VEGA CT, HOBBS NM |  | No | No | Unknown - Unlikely Lead | Don't Know |  |  |  | No | Other |  | Will Inspect meter box at a later date | Unknown - Unlikely Lead |  |  |  | No | Other |  | Will Inspect meter box at a later date | Unknown | Don't Know | Don't Know |  | Building | Unknown | Unknown | No |  |  | Unknown
1369 | 1306 E BYERS ST, HOBBS NM |  | No | No | Unknown - Unlikely Lead | Don't Know |  |  |  | No | Other |  | Will Inspect meter box at a later date | Unknown - Unlikely Lead |  |  |  | No | Other |  | Will Inspect meter box at a later date | Unknown | Don't Know | Don't Know |  | Building | Unknown | Unknown | No |  |  | Unknown
2705 | 2817 CIELO AZUL, HOBBS NM |  | No | No | Non-Lead - Plastic | Don't Know | 2019 | 1 | Field inspection only with no records | Yes | Visual inspection at the meter pit | 08/19/2024 00:00:00 |  | Non-Lead - Plastic | 2019 | 1 | Field inspection only with no records | Yes | Visual inspection at the meter pit | 08/19/2024 00:00:00 |  | Non-Lead | No | Don't Know |  | Single Family Residence |  | No | No |  |  | Non-Lead
3158 | 3901 N CENTRAL L 301, HOBBS NM |  | No | No | Non-Lead - Plastic | No | 2009 | 3/4 | Field inspection only with no records | Yes | Visual inspection at the meter pit | 05/26/2024 00:00:00 |  | Non-Lead - Plastic | 2009 | 3/4 | Installation date after lead ban | Yes | Visual inspection at the meter pit | 05/26/2024 00:00:00 |  | Non-Lead | No | No |  | Single Family Residence |  | No | No |  |  | Non-Lead
13736 | 1203 TERRY CT, HOBBS NM |  | No | No | Unknown - Unlikely Lead | Don't Know |  |  |  | No | Other |  | Will Inspect meter box at a later date | Unknown - Unlikely Lead |  |  |  | No | Other |  | Will Inspect meter box at a later date | Unknown | Don't Know | Don't Know |  | Building | Unknown | Unknown | No |  |  | Unknown
2410 | 427 S CHILDERS DR, HOBBS NM |  | No | No | Unknown - Unlikely Lead | Don't Know |  |  |  | No | Other |  | Will Inspect meter box at a later date | Unknown - Unlikely Lead |  |  |  | No | Other |  | Will Inspect meter box at a later date | Unknown | Don't Know | Don't Know |  | Building | Unknown | Unknown | No |  |  | Unknown
1589 | 1602 BRADLEY CT, HOBBS NM |  | No | No | Unknown - Unlikely Lead | Don't Know |  |  |  | No | Other |  | Will Inspect meter box at a later date | Unknown - Unlikely Lead |  |  |  | No | Other |  | Will Inspect meter box at a later date | Unknown | Don't Know | Don't Know |  | Building | Unknown | Unknown | No |  |  | Unknown
2621 | 2411 N CIELO DR, HOBBS NM |  | No | No | Unknown - Unlikely Lead | Don't Know |  |  |  | No | Other |  | Will Inspect meter box at a later date | Unknown - Unlikely Lead |  |  |  | No | Other |  | Will Inspect meter box at a later date | Unknown | Don't Know | Don't Know |  | Building | Unknown | Unknown | No |  |  | Unknown
3727 | 1330 E CIMARRON RD, HOBBS NM |  | No | No | Unknown - Unlikely Lead | Don't Know |  |  |  | No | Other |  | Will Inspect meter box at a later date | Unknown - Unlikely Lead |  |  |  | No | Other |  | Will Inspect meter box at a later date | Unknown | Don't Know | Don't Know |  | Building | Unknown | Unknown | No |  |  | Unknown
3754 | 927 W COLLEGE LN, HOBBS NM |  | No | No | Unknown - Unlikely Lead | Don't Know |  |  |  | No | Other |  | Will Inspect meter box at a later date | Unknown - Unlikely Lead |  |  |  | No | Other |  | Will Inspect meter box at a later date | Unknown | Don't Know | Don't Know |  | Building | Unknown | Unknown | No |  |  | Unknown
3325 | 1218 W CAPROCK ST, HOBBS NM |  | No | No | Unknown - Unlikely Lead | Don't Know |  |  |  | No | Other |  | Will Inspect meter box at a later date | Unknown - Unlikely Lead |  |  |  | No | Other |  | Will Inspect meter box at a later date | Unknown | Don't Know | Don't Know |  | Building | Unknown | Unknown | No |  |  | Unknown
2749 | 1130 W COPPER AVE, HOBBS NM |  | No | No | Unknown - Unlikely Lead | Don't Know |  |  |  | No | Other |  | Will Inspect meter box at a later date | Unknown - Unlikely Lead |  |  |  | No | Other |  | Will Inspect meter box at a later date | Unknown | Don't Know | Don't Know |  | Building | Unknown | Unknown | No |  |  | Unknown
143 | 2011 N ACOMA DR, HOBBS NM |  | No | No | Unknown - Unlikely Lead | Don't Know |  |  |  | No | Other |  | Will Inspect meter box at a later date | Unknown - Unlikely Lead |  |  |  | No | Other |  | Will Inspect meter box at a later date | Unknown | Don't Know | Don't Know |  | Building | Unknown | Unknown | No |  |  | Unknown
4524 | 4730 W DARK HORSE RD, HOBBS NM |  | No | No | Non-Lead - Plastic | No | 2015 | 3/4 | Field inspection only with no records | Yes | Visual inspection at the meter pit | 05/26/2024 00:00:00 |  | Non-Lead - Plastic | 2015 | 3/4 | Installation date after lead ban | Yes | Visual inspection at the meter pit | 05/26/2024 00:00:00 |  | Non-Lead | No | No |  | Single Family Residence |  | No | No |  |  | Non-Lead
2259 | 114 W CASTLE AVE, HOBBS NM |  | No | No | Unknown - Unlikely Lead | Don't Know |  |  |  | No | Other |  | Will Inspect meter box at a later date | Unknown - Unlikely Lead |  |  |  | No | Other |  | Will Inspect meter box at a later date | Unknown | Don't Know | Don't Know |  | Building | Unknown | Unknown | No |  |  | Unknown
4210 | 5013 N CARRIAGE RD, HOBBS NM |  | No | No | Unknown - Unlikely Lead | Don't Know |  |  |  | No | Other |  | Will Inspect meter box at a later date | Unknown - Unlikely Lead |  |  |  | No | Other |  | Will Inspect meter box at a later date | Unknown | Don't Know | Don't Know |  | Building | Unknown | Unknown | No |  |  | Unknown
3529 | 1513 N COLEMAN ST, HOBBS NM |  | No | No | Unknown - Unlikely Lead | Don't Know |  |  |  | No | Other |  | Will Inspect meter box at a later date | Unknown - Unlikely Lead |  |  |  | No | Other |  | Will Inspect meter box at a later date | Unknown | Don't Know | Don't Know |  | Building | Unknown | Unknown | No |  |  | Unknown
14355 | 212 W YESO DR, HOBBS NM |  | No | No | Unknown - Unlikely Lead | Don't Know |  |  |  | No | Other |  | Will Inspect meter box at a later date | Unknown - Unlikely Lead |  |  |  | No | Other |  | Will Inspect meter box at a later date | Unknown | Don't Know | Don't Know |  | Building | Unknown | Unknown | No |  |  | Unknown
2452 | 1008 W COAL AVE, HOBBS NM |  | No | No | Unknown - Unlikely Lead | Don't Know |  |  |  | No | Other |  | Will Inspect meter box at a later date | Unknown - Unlikely Lead |  |  |  | No | Other |  | Will Inspect meter box at a later date | Unknown | Don't Know | Don't Know |  | Building | Unknown | Unknown | No |  |  | Unknown
2758 | 800 W COPPER AVE, HOBBS NM |  | No | No | Unknown - Unlikely Lead | Don't Know |  |  |  | No | Other |  | Will Inspect meter box at a later date | Unknown - Unlikely Lead |  |  |  | No | Other |  | Will Inspect meter box at a later date | Unknown | Don't Know | Don't Know |  | Building | Unknown | Unknown | No |  |  | Unknown
4051 | 2315 CHARLCIA BLVD, HOBBS NM |  | No | No | Unknown - Unlikely Lead | Don't Know |  |  |  | No | Other |  | Will Inspect meter box at a later date | Unknown - Unlikely Lead |  |  |  | No | Other |  | Will Inspect meter box at a later date | Unknown | Don't Know | Don't Know |  | Building | Unknown | Unknown | No |  |  | Unknown
43 | 719 S 8TH ST, HOBBS NM |  | No | No | Unknown - Unlikely Lead | Don't Know |  |  |  | No | Other |  | Will Inspect meter box at a later date | Unknown - Unlikely Lead |  |  |  | No | Other |  | Will Inspect meter box at a later date | Unknown | Don't Know | Don't Know |  | Building | Unknown | Unknown | No |  |  | Unknown
4509 | 1718 S DAL PASO ST, HOBBS NM |  | No | No | Unknown - Unlikely Lead | Don't Know |  |  |  | No | Other |  | Will Inspect meter box at a later date | Unknown - Unlikely Lead |  |  |  | No | Other |  | Will Inspect meter box at a later date | Unknown | Don't Know | Don't Know |  | Building | Unknown | Unknown | No |  |  | Unknown
2624 | 2512 N CIELO DR, HOBBS NM |  | No | No | Unknown - Unlikely Lead | Don't Know |  |  |  | No | Other |  | Will Inspect meter box at a later date | Unknown - Unlikely Lead |  |  |  | No | Other |  | Will Inspect meter box at a later date | Unknown | Don't Know | Don't Know |  | Building | Unknown | Unknown | No |  |  | Unknown
3755 | 1310 W COLLEGE LN, HOBBS NM |  | No | No | Unknown - Unlikely Lead | Don't Know |  |  |  | No | Other |  | Will Inspect meter box at a later date | Unknown - Unlikely Lead |  |  |  | No | Other |  | Will Inspect meter box at a later date | Unknown | Don't Know | Don't Know |  | Building | Unknown | Unknown | No |  |  | Unknown
4241 | 110-D N DAL PASO ST, HOBBS NM |  | No | No | Unknown - Unlikely Lead | Don't Know |  |  |  | No | Other |  | Will Inspect meter box at a later date | Unknown - Unlikely Lead |  |  |  | No | Other |  | Will Inspect meter box at a later date | Unknown | Don't Know | Don't Know |  | Building | Unknown | Unknown | No |  |  | Unknown
4444 | 2715 N DAL PASO ST, HOBBS NM |  | No | No | Unknown - Unlikely Lead | Don't Know |  |  |  | No | Other |  | Will Inspect meter box at a later date | Unknown - Unlikely Lead |  |  |  | No | Other |  | Will Inspect meter box at a later date | Unknown | Don't Know | Don't Know |  | Building | Unknown | Unknown | No |  |  | Unknown
2604 | 309 S AVENUE C, HOBBS NM |  | No | No | Unknown - Unlikely Lead | Don't Know |  |  |  | No | Other |  | Will Inspect meter box at a later date | Unknown - Unlikely Lead |  |  |  | No | Other |  | Will Inspect meter box at a later date | Unknown | Don't Know | Don't Know |  | Building | Unknown | Unknown | No |  |  | Unknown
14041 | 1207 E WALKER DR, HOBBS NM |  | No | No | Unknown - Unlikely Lead | Don't Know |  |  |  | No | Other |  | Will Inspect meter box at a later date | Unknown - Unlikely Lead |  |  |  | No | Other |  | Will Inspect meter box at a later date | Unknown | Don't Know | Don't Know |  | Building | Unknown | Unknown | No |  |  | Unknown
13877 | 106 E VEGA DR, HOBBS NM |  | No | No | Unknown - Unlikely Lead | Don't Know |  |  |  | No | Other |  | Will Inspect meter box at a later date | Unknown - Unlikely Lead |  |  |  | No | Other |  | Will Inspect meter box at a later date | Unknown | Don't Know | Don't Know |  | Building | Unknown | Unknown | No |  |  | Unknown
4002 | 1414 N COBB DR, HOBBS NM |  | No | No | Unknown - Unlikely Lead | Don't Know |  |  |  | No | Other |  | Will Inspect meter box at a later date | Unknown - Unlikely Lead |  |  |  | No | Other |  | Will Inspect meter box at a later date | Unknown | Don't Know | Don't Know |  | Building | Unknown | Unknown | No |  |  | Unknown
4470 | 301 S DAL PASO ST, HOBBS NM |  | No | No | Unknown - Unlikely Lead | Don't Know |  |  |  | No | Other |  | Will Inspect meter box at a later date | Unknown - Unlikely Lead |  |  |  | No | Other |  | Will Inspect meter box at a later date | Unknown | Don't Know | Don't Know |  | Building | Unknown | Unknown | No |  |  | Unknown
2897 | 3901 N CENTRAL H 105, HOBBS NM |  | No | No | Non-Lead - Plastic | No | 2009 | 3/4 | Field inspection only with no records | Yes | Visual inspection at the meter pit | 05/26/2024 00:00:00 |  | Non-Lead - Plastic | 2009 | 3/4 | Installation date after lead ban | Yes | Visual inspection at the meter pit | 05/26/2024 00:00:00 |  | Non-Lead | No | No |  | Single Family Residence |  | No | No |  |  | Non-Lead
145 | 2225 N ACOMA DR, HOBBS NM |  | No | No | Unknown - Unlikely Lead | Don't Know |  |  |  | No | Other |  | Will Inspect meter box at a later date | Unknown - Unlikely Lead |  |  |  | No | Other |  | Will Inspect meter box at a later date | Unknown | Don't Know | Don't Know |  | Building | Unknown | Unknown | No |  |  | Unknown
1812 | 522 W BROADWAY ST, HOBBS NM |  | No | No | Unknown - Unlikely Lead | Don't Know |  |  |  | No | Other |  | Will Inspect meter box at a later date | Unknown - Unlikely Lead |  |  |  | No | Other |  | Will Inspect meter box at a later date | Unknown | Don't Know | Don't Know |  | Building | Unknown | Unknown | No |  |  | Unknown
4633 | 112 E DUNNAM ST, HOBBS NM |  | No | No | Unknown - Unlikely Lead | Don't Know |  |  |  | No | Other |  | Will Inspect meter box at a later date | Unknown - Unlikely Lead |  |  |  | No | Other |  | Will Inspect meter box at a later date | Unknown | Don't Know | Don't Know |  | Building | Unknown | Unknown | No |  |  | Unknown
2471 | 330 W COAL AVE, HOBBS NM |  | No | No | Unknown - Unlikely Lead | Don't Know |  |  |  | No | Other |  | Will Inspect meter box at a later date | Unknown - Unlikely Lead |  |  |  | No | Other |  | Will Inspect meter box at a later date | Unknown | Don't Know | Don't Know |  | Building | Unknown | Unknown | No |  |  | Unknown
13907 | 106 W VEGA DR, HOBBS NM |  | No | No | Unknown - Unlikely Lead | Don't Know |  |  |  | No | Other |  | Will Inspect meter box at a later date | Unknown - Unlikely Lead |  |  |  | No | Other |  | Will Inspect meter box at a later date | Unknown | Don't Know | Don't Know |  | Building | Unknown | Unknown | No |  |  | Unknown
2842 | 416 E CLEARFORK DR, HOBBS NM |  | No | No | Unknown - Unlikely Lead | Don't Know |  |  |  | No | Other |  | Will Inspect meter box at a later date | Unknown - Unlikely Lead |  |  |  | No | Other |  | Will Inspect meter box at a later date | Unknown | Don't Know | Don't Know |  | Building | Unknown | Unknown | No |  |  | Unknown
2988 | 3901 N CENTRAL N 201, HOBBS NM |  | No | No | Non-Lead - Plastic | No | 2009 | 3/4 | Field inspection only with no records | Yes | Visual inspection at the meter pit | 05/26/2024 00:00:00 |  | Non-Lead - Plastic | 2009 | 3/4 | Installation date after lead ban | Yes | Visual inspection at the meter pit | 05/26/2024 00:00:00 |  | Non-Lead | No | No |  | Single Family Residence |  | No | No |  |  | Non-Lead
4550 | 5008 W DARK HORSE RD, HOBBS NM |  | No | No | Non-Lead - Plastic | No | 2015 | 3/4 | Field inspection only with no records | Yes | Visual inspection at the meter pit | 05/26/2024 00:00:00 |  | Non-Lead - Plastic | 2015 | 3/4 | Installation date after lead ban | Yes | Visual inspection at the meter pit | 05/26/2024 00:00:00 |  | Non-Lead | No | No |  | Single Family Residence |  | No | No |  |  | Non-Lead
14389 | 406 E YUCCA ST, HOBBS NM |  | No | No | Unknown - Unlikely Lead | Don't Know |  |  |  | No | Other |  | Will Inspect meter box at a later date | Unknown - Unlikely Lead |  |  |  | No | Other |  | Will Inspect meter box at a later date | Unknown | Don't Know | Don't Know |  | Building | Unknown | Unknown | No |  |  | Unknown
4170 | 1601 N CATHERINE DR, HOBBS NM |  | No | No | Unknown - Unlikely Lead | Don't Know |  |  |  | No | Other |  | Will Inspect meter box at a later date | Unknown - Unlikely Lead |  |  |  | No | Other |  | Will Inspect meter box at a later date | Unknown | Don't Know | Don't Know |  | Building | Unknown | Unknown | No |  |  | Unknown
2066 | 605 E CLINTON ST, HOBBS NM |  | No | No | Unknown - Unlikely Lead | Don't Know |  |  |  | No | Other |  | Will Inspect meter box at a later date | Unknown - Unlikely Lead |  |  |  | No | Other |  | Will Inspect meter box at a later date | Unknown | Don't Know | Don't Know |  | Building | Unknown | Unknown | No |  |  | Unknown
3545 | 1218 N COLEMAN ST, HOBBS NM |  | No | No | Unknown - Unlikely Lead | Don't Know |  |  |  | No | Other |  | Will Inspect meter box at a later date | Unknown - Unlikely Lead |  |  |  | No | Other |  | Will Inspect meter box at a later date | Unknown | Don't Know | Don't Know |  | Building | Unknown | Unknown | No |  |  | Unknown
2210 | 208 W CASTLE AVE, HOBBS NM |  | No | No | Unknown - Unlikely Lead | Don't Know |  |  |  | No | Other |  | Will Inspect meter box at a later date | Unknown - Unlikely Lead |  |  |  | No | Other |  | Will Inspect meter box at a later date | Unknown | Don't Know | Don't Know |  | Building | Unknown | Unknown | No |  |  | Unknown
1866 | 820 E BROADWAY ST, HOBBS NM |  | No | No | Unknown - Unlikely Lead | Don't Know |  |  |  | No | Other |  | Will Inspect meter box at a later date | Unknown - Unlikely Lead |  |  |  | No | Other |  | Will Inspect meter box at a later date | Unknown | Don't Know | Don't Know |  | Building | Unknown | Unknown | No |  |  | Unknown
14102 | 421 E WOLFCAMP DR, HOBBS NM |  | No | No | Unknown - Unlikely Lead | Don't Know |  |  |  | No | Other |  | Will Inspect meter box at a later date | Unknown - Unlikely Lead |  |  |  | No | Other |  | Will Inspect meter box at a later date | Unknown | Don't Know | Don't Know |  | Building | Unknown | Unknown | No |  |  | Unknown
1397 | 406 W BYERS ST, HOBBS NM |  | No | No | Unknown - Unlikely Lead | Don't Know |  |  |  | No | Other |  | Will Inspect meter box at a later date | Unknown - Unlikely Lead |  |  |  | No | Other |  | Will Inspect meter box at a later date | Unknown | Don't Know | Don't Know |  | Building | Unknown | Unknown | No |  |  | Unknown
1743 | 4 BROADMOOR PARK, HOBBS NM |  | No | No | Non-Lead - Plastic | No | 2003 | 3/4 | Field inspection only with no records | Yes | Visual inspection at the meter pit | 05/26/2024 00:00:00 |  | Non-Lead - Plastic | 2003 | 3/4 | Installation date after lead ban | Yes | Visual inspection at the meter pit | 05/26/2024 00:00:00 |  | Non-Lead | No | No |  | Single Family Residence |  | No | No |  |  | Non-Lead
1853 | 101 E BROADWAY ST, HOBBS NM |  | No | No | Unknown - Unlikely Lead | Don't Know |  |  |  | No | Other |  | Will Inspect meter box at a later date | Unknown - Unlikely Lead |  |  |  | No | Other |  | Will Inspect meter box at a later date | Unknown | Don't Know | Don't Know |  | Building | Unknown | Unknown | No |  |  | Unknown
1556 | 213 W BLANCO DR, HOBBS NM |  | No | No | Unknown - Unlikely Lead | Don't Know |  |  |  | No | Other |  | Will Inspect meter box at a later date | Unknown - Unlikely Lead |  |  |  | No | Other |  | Will Inspect meter box at a later date | Unknown | Don't Know | Don't Know |  | Building | Unknown | Unknown | No |  |  | Unknown
4248 | 3419 N DAL PASO BLD 5 C, HOBBS NM |  | No | No | Non-Lead - Plastic | No | 2020 | 3/4 | Field inspection only with no records | Yes | Visual inspection at the meter pit | 05/26/2024 00:00:00 |  | Non-Lead - Plastic |  | 3/4 | Installation date after lead ban | Yes | Visual inspection at the meter pit | 05/26/2024 00:00:00 |  | Non-Lead | No | No |  | Single Family Residence |  | No | No |  |  | Non-Lead
13977 | 1314 E WHITE ST, HOBBS NM |  | No | No | Unknown - Unlikely Lead | Don't Know |  |  |  | No | Other |  | Will Inspect meter box at a later date | Unknown - Unlikely Lead |  |  |  | No | Other |  | Will Inspect meter box at a later date | Unknown | Don't Know | Don't Know |  | Building | Unknown | Unknown | No |  |  | Unknown
14325 | 1021 E YESO DR 107B, HOBBS NM |  | No | No | Unknown - Unlikely Lead | Don't Know |  |  |  | No | Other |  | Will Inspect meter box at a later date | Unknown - Unlikely Lead |  |  |  | No | Other |  | Will Inspect meter box at a later date | Unknown | Don't Know | Don't Know |  | Building | Unknown | Unknown | No |  |  | Unknown
13762 | 2517 N TRAVIS, HOBBS NM |  | No | No | Unknown - Unlikely Lead | Don't Know |  |  |  | No | Other |  | Will Inspect meter box at a later date | Unknown - Unlikely Lead |  |  |  | No | Other |  | Will Inspect meter box at a later date | Unknown | Don't Know | Don't Know |  | Building | Unknown | Unknown | No |  |  | Unknown
2408 | 315 S CHILDERS DR, HOBBS NM |  | No | No | Unknown - Unlikely Lead | Don't Know |  |  |  | No | Other |  | Will Inspect meter box at a later date | Unknown - Unlikely Lead |  |  |  | No | Other |  | Will Inspect meter box at a later date | Unknown | Don't Know | Don't Know |  | Building | Unknown | Unknown | No |  |  | Unknown
1403 | 1215 W BYERS ST, HOBBS NM |  | No | No | Unknown - Unlikely Lead | Don't Know |  |  |  | No | Other |  | Will Inspect meter box at a later date | Unknown - Unlikely Lead |  |  |  | No | Other |  | Will Inspect meter box at a later date | Unknown | Don't Know | Don't Know |  | Building | Unknown | Unknown | No |  |  | Unknown
2324 | 1002 N COCHRAN ST, HOBBS NM |  | No | No | Unknown - Unlikely Lead | Don't Know |  |  |  | No | Other |  | Will Inspect meter box at a later date | Unknown - Unlikely Lead |  |  |  | No | Other |  | Will Inspect meter box at a later date | Unknown | Don't Know | Don't Know |  | Building | Unknown | Unknown | No |  |  | Unknown
14442 | 121 E YUCCA ST, HOBBS NM |  | No | No | Unknown - Unlikely Lead | Don't Know |  |  |  | No | Other |  | Will Inspect meter box at a later date | Unknown - Unlikely Lead |  |  |  | No | Other |  | Will Inspect meter box at a later date | Unknown | Don't Know | Don't Know |  | Building | Unknown | Unknown | No |  |  | Unknown
3244 | 1308 W COCHITI AVE, HOBBS NM |  | No | No | Unknown - Unlikely Lead | Don't Know |  |  |  | No | Other |  | Will Inspect meter box at a later date | Unknown - Unlikely Lead |  |  |  | No | Other |  | Will Inspect meter box at a later date | Unknown | Don't Know | Don't Know |  | Building | Unknown | Unknown | No |  |  | Unknown
4038 | 1609 CHUCKWAGON DR, HOBBS NM |  | No | No | Unknown - Unlikely Lead | Don't Know |  |  |  | No | Other |  | Will Inspect meter box at a later date | Unknown - Unlikely Lead |  |  |  | No | Other |  | Will Inspect meter box at a later date | Unknown | Don't Know | Don't Know |  | Building | Unknown | Unknown | No |  |  | Unknown
13733 | 1204 TERRY CT, HOBBS NM |  | No | No | Unknown - Unlikely Lead | Don't Know |  |  |  | No | Other |  | Will Inspect meter box at a later date | Unknown - Unlikely Lead |  |  |  | No | Other |  | Will Inspect meter box at a later date | Unknown | Don't Know | Don't Know |  | Building | Unknown | Unknown | No |  |  | Unknown
4715 | 220 E DUNNAM ST, HOBBS NM |  | No | No | Unknown - Unlikely Lead | Don't Know |  |  |  | No | Other |  | Will Inspect meter box at a later date | Unknown - Unlikely Lead |  |  |  | No | Other |  | Will Inspect meter box at a later date | Unknown | Don't Know | Don't Know |  | Building | Unknown | Unknown | No |  |  | Unknown
3070 | 3901 N CENTRAL E 207, HOBBS NM |  | No | No | Non-Lead - Plastic | No | 2009 | 3/4 | Field inspection only with no records | Yes | Visual inspection at the meter pit | 05/26/2024 00:00:00 |  | Non-Lead - Plastic | 2009 | 3/4 | Installation date after lead ban | Yes | Visual inspection at the meter pit | 05/26/2024 00:00:00 |  | Non-Lead | No | No |  | Single Family Residence |  | No | No |  |  | Non-Lead
13971 | 1402 E WHITE ST, HOBBS NM |  | No | No | Unknown - Unlikely Lead | Don't Know |  |  |  | No | Other |  | Will Inspect meter box at a later date | Unknown - Unlikely Lead |  |  |  | No | Other |  | Will Inspect meter box at a later date | Unknown | Don't Know | Don't Know |  | Building | Unknown | Unknown | No |  |  | Unknown
3498 | 203 N CECIL ST, HOBBS NM |  | No | No | Unknown - Unlikely Lead | Don't Know |  |  |  | No | Other |  | Will Inspect meter box at a later date | Unknown - Unlikely Lead |  |  |  | No | Other |  | Will Inspect meter box at a later date | Unknown | Don't Know | Don't Know |  | Building | Unknown | Unknown | No |  |  | Unknown
4076 | 2624 CHARLCIA BLVD, HOBBS NM |  | No | No | Unknown - Unlikely Lead | Don't Know |  |  |  | No | Other |  | Will Inspect meter box at a later date | Unknown - Unlikely Lead |  |  |  | No | Other |  | Will Inspect meter box at a later date | Unknown | Don't Know | Don't Know |  | Building | Unknown | Unknown | No |  |  | Unknown
2973 | 3901 N CENTRAL D 308, HOBBS NM |  | No | No | Non-Lead - Plastic | No | 2009 | 3/4 | Field inspection only with no records | Yes | Visual inspection at the meter pit | 05/26/2024 00:00:00 |  | Non-Lead - Plastic | 2009 | 3/4 | Installation date after lead ban | Yes | Visual inspection at the meter pit | 05/26/2024 00:00:00 |  | Non-Lead | No | No |  | Single Family Residence |  | No | No |  |  | Non-Lead
3519 | 1125(1131) N CECIL ST, HOBBS NM |  | No | No | Unknown - Unlikely Lead | Don't Know |  |  |  | No | Other |  | Will Inspect meter box at a later date | Unknown - Unlikely Lead |  |  |  | No | Other |  | Will Inspect meter box at a later date | Unknown | Don't Know | Don't Know |  | Building | Unknown | Unknown | No |  |  | Unknown
4594 | 700 S DALMONT ST, HOBBS NM |  | No | No | Unknown - Unlikely Lead | Don't Know |  |  |  | No | Other |  | Will Inspect meter box at a later date | Unknown - Unlikely Lead |  |  |  | No | Other |  | Will Inspect meter box at a later date | Unknown | Don't Know | Don't Know |  | Building | Unknown | Unknown | No |  |  | Unknown
4407 | 828 N DAL PASO ST, HOBBS NM |  | No | No | Unknown - Unlikely Lead | Don't Know |  |  |  | No | Other |  | Will Inspect meter box at a later date | Unknown - Unlikely Lead |  |  |  | No | Other |  | Will Inspect meter box at a later date | Unknown | Don't Know | Don't Know |  | Building | Unknown | Unknown | No |  |  | Unknown
1380 | 1308 E BYERS ST, HOBBS NM |  | No | No | Unknown - Unlikely Lead | Don't Know |  |  |  | No | Other |  | Will Inspect meter box at a later date | Unknown - Unlikely Lead |  |  |  | No | Other |  | Will Inspect meter box at a later date | Unknown | Don't Know | Don't Know |  | Building | Unknown | Unknown | No |  |  | Unknown
13679 | 706 E TAYLOR ST, HOBBS NM |  | No | No | Unknown - Unlikely Lead | Don't Know |  |  |  | No | Other |  | Will Inspect meter box at a later date | Unknown - Unlikely Lead |  |  |  | No | Other |  | Will Inspect meter box at a later date | Unknown | Don't Know | Don't Know |  | Building | Unknown | Unknown | No |  |  | Unknown
2265 | 513 W CASTLE AVE, HOBBS NM |  | No | No | Unknown - Unlikely Lead | Don't Know |  |  |  | No | Other |  | Will Inspect meter box at a later date | Unknown - Unlikely Lead |  |  |  | No | Other |  | Will Inspect meter box at a later date | Unknown | Don't Know | Don't Know |  | Building | Unknown | Unknown | No |  |  | Unknown
400 | 101 E ALTO DR, HOBBS NM |  | No | No | Unknown - Unlikely Lead | Don't Know |  |  |  | No | Other |  | Will Inspect meter box at a later date | Unknown - Unlikely Lead |  |  |  | No | Other |  | Will Inspect meter box at a later date | Unknown | Don't Know | Don't Know |  | Building | Unknown | Unknown | No |  |  | Unknown
3509 | 715 S CECIL ST, HOBBS NM |  | No | No | Unknown - Unlikely Lead | Don't Know |  |  |  | No | Other |  | Will Inspect meter box at a later date | Unknown - Unlikely Lead |  |  |  | No | Other |  | Will Inspect meter box at a later date | Unknown | Don't Know | Don't Know |  | Building | Unknown | Unknown | No |  |  | Unknown
195 | 608 E ALBERTSON CIR, HOBBS NM |  | No | No | Unknown - Unlikely Lead | Don't Know |  |  |  | No | Other |  | Will Inspect meter box at a later date | Unknown - Unlikely Lead |  |  |  | No | Other |  | Will Inspect meter box at a later date | Unknown | Don't Know | Don't Know |  | Building | Unknown | Unknown | No |  |  | Unknown
3141 | 3901 N CENTRAL N 205, HOBBS NM |  | No | No | Non-Lead - Plastic | No | 2009 | 3/4 | Field inspection only with no records | Yes | Visual inspection at the meter pit | 05/26/2024 00:00:00 |  | Non-Lead - Plastic | 2009 | 3/4 | Installation date after lead ban | Yes | Visual inspection at the meter pit | 05/26/2024 00:00:00 |  | Non-Lead | No | No |  | Single Family Residence |  | No | No |  |  | Non-Lead
2425 | 1115 W COAL AVE, HOBBS NM |  | No | No | Unknown - Unlikely Lead | Don't Know |  |  |  | No | Other |  | Will Inspect meter box at a later date | Unknown - Unlikely Lead |  |  |  | No | Other |  | Will Inspect meter box at a later date | Unknown | Don't Know | Don't Know |  | Building | Unknown | Unknown | No |  |  | Unknown
13976 | 1405 E WHITE ST, HOBBS NM |  | No | No | Unknown - Unlikely Lead | Don't Know |  |  |  | No | Other |  | Will Inspect meter box at a later date | Unknown - Unlikely Lead |  |  |  | No | Other |  | Will Inspect meter box at a later date | Unknown | Don't Know | Don't Know |  | Building | Unknown | Unknown | No |  |  | Unknown
1585 | 1601 BRADLEY CT, HOBBS NM |  | No | No | Unknown - Unlikely Lead | Don't Know |  |  |  | No | Other |  | Will Inspect meter box at a later date | Unknown - Unlikely Lead |  |  |  | No | Other |  | Will Inspect meter box at a later date | Unknown | Don't Know | Don't Know |  | Building | Unknown | Unknown | No |  |  | Unknown
4430 | 3419 N DAL PASO BLD 10 C, HOBBS NM |  | No | No | Non-Lead - Plastic | No | 2020 | 3/4 | Field inspection only with no records | Yes | Visual inspection at the meter pit | 05/26/2024 00:00:00 |  | Non-Lead - Plastic |  | 3/4 | Installation date after lead ban | Yes | Visual inspection at the meter pit | 05/26/2024 00:00:00 |  | Non-Lead | No | No |  | Single Family Residence |  | No | No |  |  | Non-Lead
2562 | 1210 W CAIN ST, HOBBS NM |  | No | No | Unknown - Unlikely Lead | Don't Know |  |  |  | No | Other |  | Will Inspect meter box at a later date | Unknown - Unlikely Lead |  |  |  | No | Other |  | Will Inspect meter box at a later date | Unknown | Don't Know | Don't Know |  | Building | Unknown | Unknown | No |  |  | Unknown
1702 | 1319 N BRECKON DR, HOBBS NM |  | No | No | Unknown - Unlikely Lead | Don't Know |  |  |  | No | Other |  | Will Inspect meter box at a later date | Unknown - Unlikely Lead |  |  |  | No | Other |  | Will Inspect meter box at a later date | Unknown | Don't Know | Don't Know |  | Building | Unknown | Unknown | No |  |  | Unknown
4303 | 3321 N DAL PASO ST, HOBBS NM |  | No | No | Unknown - Unlikely Lead | Don't Know |  |  |  | No | Other |  | Will Inspect meter box at a later date | Unknown - Unlikely Lead |  |  |  | No | Other |  | Will Inspect meter box at a later date | Unknown | Don't Know | Don't Know |  | Building | Unknown | Unknown | No |  |  | Unknown
2473 | 621 W COAL AVE, HOBBS NM |  | No | No | Unknown - Unlikely Lead | Don't Know |  |  |  | No | Other |  | Will Inspect meter box at a later date | Unknown - Unlikely Lead |  |  |  | No | Other |  | Will Inspect meter box at a later date | Unknown | Don't Know | Don't Know |  | Building | Unknown | Unknown | No |  |  | Unknown
2716 | 1113 W COPPER AVE, HOBBS NM |  | No | No | Unknown - Unlikely Lead | Don't Know |  |  |  | No | Other |  | Will Inspect meter box at a later date | Unknown - Unlikely Lead |  |  |  | No | Other |  | Will Inspect meter box at a later date | Unknown | Don't Know | Don't Know |  | Building | Unknown | Unknown | No |  |  | Unknown
2587 | 110 S AVENUE C, HOBBS NM |  | No | No | Unknown - Unlikely Lead | Don't Know |  |  |  | No | Other |  | Will Inspect meter box at a later date | Unknown - Unlikely Lead |  |  |  | No | Other |  | Will Inspect meter box at a later date | Unknown | Don't Know | Don't Know |  | Building | Unknown | Unknown | No |  |  | Unknown
2299 | 1102 N COCHRAN ST, HOBBS NM |  | No | No | Unknown - Unlikely Lead | Don't Know |  |  |  | No | Other |  | Will Inspect meter box at a later date | Unknown - Unlikely Lead |  |  |  | No | Other |  | Will Inspect meter box at a later date | Unknown | Don't Know | Don't Know |  | Building | Unknown | Unknown | No |  |  | Unknown
2075 | 504 E CLINTON ST, HOBBS NM |  | No | No | Unknown - Unlikely Lead | Don't Know |  |  |  | No | Other |  | Will Inspect meter box at a later date | Unknown - Unlikely Lead |  |  |  | No | Other |  | Will Inspect meter box at a later date | Unknown | Don't Know | Don't Know |  | Building | Unknown | Unknown | No |  |  | Unknown
3222 | 3523 N CENTRAL DR, HOBBS NM |  | No | No | Unknown - Unlikely Lead | Don't Know |  |  |  | No | Other |  | Will Inspect meter box at a later date | Unknown - Unlikely Lead |  |  |  | No | Other |  | Will Inspect meter box at a later date | Unknown | Don't Know | Don't Know |  | Building | Unknown | Unknown | No |  |  | Unknown
1506 | 1706 N BRAZOS AVE, HOBBS NM |  | No | No | Unknown - Unlikely Lead | Don't Know |  |  |  | No | Other |  | Will Inspect meter box at a later date | Unknown - Unlikely Lead |  |  |  | No | Other |  | Will Inspect meter box at a later date | Unknown | Don't Know | Don't Know |  | Building | Unknown | Unknown | No |  |  | Unknown
14028 | 3505 W WHITE OAK ST, HOBBS NM |  | No | No | Non-Lead - Plastic | Don't Know | 2019 | 1 | Field inspection only with no records | Yes | Visual inspection at the meter pit | 08/19/2024 00:00:00 |  | Non-Lead - Plastic | 2019 | 1 | Field inspection only with no records | Yes | Visual inspection at the meter pit | 08/19/2024 00:00:00 |  | Non-Lead | No | Don't Know |  | Single Family Residence |  | No | No |  |  | Non-Lead
1708 | 1403 N BRECKON DR, HOBBS NM |  | No | No | Unknown - Unlikely Lead | Don't Know |  |  |  | No | Other |  | Will Inspect meter box at a later date | Unknown - Unlikely Lead |  |  |  | No | Other |  | Will Inspect meter box at a later date | Unknown | Don't Know | Don't Know |  | Building | Unknown | Unknown | No |  |  | Unknown
4688 | 1907 E DUNNAM ST, HOBBS NM |  | No | No | Unknown - Unlikely Lead | Don't Know |  |  |  | No | Other |  | Will Inspect meter box at a later date | Unknown - Unlikely Lead |  |  |  | No | Other |  | Will Inspect meter box at a later date | Unknown | Don't Know | Don't Know |  | Building | Unknown | Unknown | No |  |  | Unknown
14034 | 1206 E WALKER DR, HOBBS NM |  | No | No | Unknown - Unlikely Lead | Don't Know |  |  |  | No | Other |  | Will Inspect meter box at a later date | Unknown - Unlikely Lead |  |  |  | No | Other |  | Will Inspect meter box at a later date | Unknown | Don't Know | Don't Know |  | Building | Unknown | Unknown | No |  |  | Unknown
13852 | 1827 N VEGA DR, HOBBS NM |  | No | No | Non-Lead - Plastic | No |  | 1 | Field inspection only with no records | Yes | Visual inspection at the meter pit | 05/14/2024 00:00:00 |  | Non-Lead - Plastic |  | 3/4 | Installation date after lead ban | No | Visual inspection at the meter pit | 05/14/2024 00:00:00 |  | Non-Lead | No | No |  | Single Family Residence |  | No | No |  |  | Non-Lead
2530 | 217 E CAIN ST, HOBBS NM |  | No | No | Unknown - Unlikely Lead | Don't Know |  |  |  | No | Other |  | Will Inspect meter box at a later date | Unknown - Unlikely Lead |  |  |  | No | Other |  | Will Inspect meter box at a later date | Unknown | Don't Know | Don't Know |  | Building | Unknown | Unknown | No |  |  | Unknown
3465 | 205 N CECIL ST, HOBBS NM |  | No | No | Unknown - Unlikely Lead | Don't Know |  |  |  | No | Other |  | Will Inspect meter box at a later date | Unknown - Unlikely Lead |  |  |  | No | Other |  | Will Inspect meter box at a later date | Unknown | Don't Know | Don't Know |  | Building | Unknown | Unknown | No |  |  | Unknown
3679 | 1726 N CHAMA DR, HOBBS NM |  | No | No | Unknown - Unlikely Lead | Don't Know |  |  |  | No | Other |  | Will Inspect meter box at a later date | Unknown - Unlikely Lead |  |  |  | No | Other |  | Will Inspect meter box at a later date | Unknown | Don't Know | Don't Know |  | Building | Unknown | Unknown | No |  |  | Unknown
1572 | 1521 BRADLEY CT, HOBBS NM |  | No | No | Unknown - Unlikely Lead | Don't Know |  |  |  | No | Other |  | Will Inspect meter box at a later date | Unknown - Unlikely Lead |  |  |  | No | Other |  | Will Inspect meter box at a later date | Unknown | Don't Know | Don't Know |  | Building | Unknown | Unknown | No |  |  | Unknown
3723 | 1212 E CIMARRON RD, HOBBS NM |  | No | No | Unknown - Unlikely Lead | Don't Know |  |  |  | No | Other |  | Will Inspect meter box at a later date | Unknown - Unlikely Lead |  |  |  | No | Other |  | Will Inspect meter box at a later date | Unknown | Don't Know | Don't Know |  | Building | Unknown | Unknown | No |  |  | Unknown
2726 | 200 W COPPER AVE, HOBBS NM |  | No | No | Unknown - Unlikely Lead | Don't Know |  |  |  | No | Other |  | Will Inspect meter box at a later date | Unknown - Unlikely Lead |  |  |  | No | Other |  | Will Inspect meter box at a later date | Unknown | Don't Know | Don't Know |  | Building | Unknown | Unknown | No |  |  | Unknown
3858 | 1405 CAMINO REAL, HOBBS NM |  | No | No | Unknown - Unlikely Lead | Don't Know |  |  |  | No | Other |  | Will Inspect meter box at a later date | Unknown - Unlikely Lead |  |  |  | No | Other |  | Will Inspect meter box at a later date | Unknown | Don't Know | Don't Know |  | Building | Unknown | Unknown | No |  |  | Unknown
14036 | 1119 E WALKER DR, HOBBS NM |  | No | No | Unknown - Unlikely Lead | Don't Know |  |  |  | No | Other |  | Will Inspect meter box at a later date | Unknown - Unlikely Lead |  |  |  | No | Other |  | Will Inspect meter box at a later date | Unknown | Don't Know | Don't Know |  | Building | Unknown | Unknown | No |  |  | Unknown
3419 | 1628 W CHICO DR, HOBBS NM |  | No | No | Unknown - Unlikely Lead | Don't Know |  |  |  | No | Other |  | Will Inspect meter box at a later date | Unknown - Unlikely Lead |  |  |  | No | Other |  | Will Inspect meter box at a later date | Unknown | Don't Know | Don't Know |  | Building | Unknown | Unknown | No |  |  | Unknown
3293 | 501 W COCHITI AVE, HOBBS NM |  | No | No | Unknown - Unlikely Lead | Don't Know |  |  |  | No | Other |  | Will Inspect meter box at a later date | Unknown - Unlikely Lead |  |  |  | No | Other |  | Will Inspect meter box at a later date | Unknown | Don't Know | Don't Know |  | Building | Unknown | Unknown | No |  |  | Unknown
2563 | 109 N AVENUE C, HOBBS NM |  | No | No | Unknown - Unlikely Lead | Don't Know |  |  |  | No | Other |  | Will Inspect meter box at a later date | Unknown - Unlikely Lead |  |  |  | No | Other |  | Will Inspect meter box at a later date | Unknown | Don't Know | Don't Know |  | Building | Unknown | Unknown | No |  |  | Unknown
3384 | 1406 W CAPROCK ST, HOBBS NM |  | No | No | Unknown - Unlikely Lead | Don't Know |  |  |  | No | Other |  | Will Inspect meter box at a later date | Unknown - Unlikely Lead |  |  |  | No | Other |  | Will Inspect meter box at a later date | Unknown | Don't Know | Don't Know |  | Building | Unknown | Unknown | No |  |  | Unknown
13923 | 2001 E VERA ST, HOBBS NM |  | No | No | Unknown - Unlikely Lead | Don't Know |  |  |  | No | Other |  | Will Inspect meter box at a later date | Unknown - Unlikely Lead |  |  |  | No | Other |  | Will Inspect meter box at a later date | Unknown | Don't Know | Don't Know |  | Building | Unknown | Unknown | No |  |  | Unknown
4184 | 2904 N CARINO DR, HOBBS NM |  | No | No | Non-Lead - Plastic | Don't Know | 2019 | 1 | Field inspection only with no records | Yes | Visual inspection at the meter pit | 08/19/2024 00:00:00 |  | Non-Lead - Plastic | 2019 | 1 | Field inspection only with no records | Yes | Visual inspection at the meter pit | 08/19/2024 00:00:00 |  | Non-Lead | No | Don't Know |  | Single Family Residence |  | No | No |  |  | Non-Lead
3560 | 1208 N COLEMAN ST, HOBBS NM |  | No | No | Unknown - Unlikely Lead | Don't Know |  |  |  | No | Other |  | Will Inspect meter box at a later date | Unknown - Unlikely Lead |  |  |  | No | Other |  | Will Inspect meter box at a later date | Unknown | Don't Know | Don't Know |  | Building | Unknown | Unknown | No |  |  | Unknown
4428 | 3419 N DAL PASO BLD 19 B, HOBBS NM |  | No | No | Non-Lead - Plastic | No | 2020 | 3/4 | Field inspection only with no records | Yes | Visual inspection at the meter pit | 05/26/2024 00:00:00 |  | Non-Lead - Plastic |  | 3/4 | Installation date after lead ban | Yes | Visual inspection at the meter pit | 05/26/2024 00:00:00 |  | Non-Lead | No | No |  | Single Family Residence |  | No | No |  |  | Non-Lead
14470 | 1231 ZUNI ST, HOBBS NM |  | No | No | Unknown - Unlikely Lead | Don't Know |  |  |  | No | Other |  | Will Inspect meter box at a later date | Unknown - Unlikely Lead |  |  |  | No | Other |  | Will Inspect meter box at a later date | Unknown | Don't Know | Don't Know |  | Building | Unknown | Unknown | No |  |  | Unknown
1726 | 1202 N BRECKON DR, HOBBS NM |  | No | No | Unknown - Unlikely Lead | Don't Know |  |  |  | No | Other |  | Will Inspect meter box at a later date | Unknown - Unlikely Lead |  |  |  | No | Other |  | Will Inspect meter box at a later date | Unknown | Don't Know | Don't Know |  | Building | Unknown | Unknown | No |  |  | Unknown
2327 | 1003 N COCHRAN ST, HOBBS NM |  | No | No | Unknown - Unlikely Lead | Don't Know |  |  |  | No | Other |  | Will Inspect meter box at a later date | Unknown - Unlikely Lead |  |  |  | No | Other |  | Will Inspect meter box at a later date | Unknown | Don't Know | Don't Know |  | Building | Unknown | Unknown | No |  |  | Unknown
1811 | 118 W BROADWAY ST, HOBBS NM |  | No | No | Unknown - Unlikely Lead | Don't Know |  |  |  | No | Other |  | Will Inspect meter box at a later date | Unknown - Unlikely Lead |  |  |  | No | Other |  | Will Inspect meter box at a later date | Unknown | Don't Know | Don't Know |  | Building | Unknown | Unknown | No |  |  | Unknown
3100 | 3901 N CENTRAL A 206, HOBBS NM |  | No | No | Non-Lead - Plastic | No | 2009 | 3/4 | Field inspection only with no records | Yes | Visual inspection at the meter pit | 05/26/2024 00:00:00 |  | Non-Lead - Plastic | 2009 | 3/4 | Installation date after lead ban | Yes | Visual inspection at the meter pit | 05/26/2024 00:00:00 |  | Non-Lead | No | No |  | Single Family Residence |  | No | No |  |  | Non-Lead
3737 | 1037 E CIMARRON CT, HOBBS NM |  | No | No | Unknown - Unlikely Lead | Don't Know |  |  |  | No | Other |  | Will Inspect meter box at a later date | Unknown - Unlikely Lead |  |  |  | No | Other |  | Will Inspect meter box at a later date | Unknown | Don't Know | Don't Know |  | Building | Unknown | Unknown | No |  |  | Unknown
14387 | 615 E YUCCA ST, HOBBS NM |  | No | No | Unknown - Unlikely Lead | Don't Know |  |  |  | No | Other |  | Will Inspect meter box at a later date | Unknown - Unlikely Lead |  |  |  | No | Other |  | Will Inspect meter box at a later date | Unknown | Don't Know | Don't Know |  | Building | Unknown | Unknown | No |  |  | Unknown
441 | 129 W ALTO DR, HOBBS NM |  | No | No | Unknown - Unlikely Lead | Don't Know |  |  |  | No | Other |  | Will Inspect meter box at a later date | Unknown - Unlikely Lead |  |  |  | No | Other |  | Will Inspect meter box at a later date | Unknown | Don't Know | Don't Know |  | Building | Unknown | Unknown | No |  |  | Unknown
4293 | 2714 N DAL PASO ST, HOBBS NM |  | No | No | Unknown - Unlikely Lead | Don't Know |  |  |  | No | Other |  | Will Inspect meter box at a later date | Unknown - Unlikely Lead |  |  |  | No | Other |  | Will Inspect meter box at a later date | Unknown | Don't Know | Don't Know |  | Building | Unknown | Unknown | No |  |  | Unknown
1875 | 1108 E BROADWAY ST, HOBBS NM |  | No | No | Unknown - Unlikely Lead | Don't Know |  |  |  | No | Other |  | Will Inspect meter box at a later date | Unknown - Unlikely Lead |  |  |  | No | Other |  | Will Inspect meter box at a later date | Unknown | Don't Know | Don't Know |  | Building | Unknown | Unknown | No |  |  | Unknown
293 | 2627 N ALBERTSON DR, HOBBS NM |  | No | No | Unknown - Unlikely Lead | Don't Know |  |  |  | No | Other |  | Will Inspect meter box at a later date | Unknown - Unlikely Lead |  |  |  | No | Other |  | Will Inspect meter box at a later date | Unknown | Don't Know | Don't Know |  | Building | Unknown | Unknown | No |  |  | Unknown
4191 | 2821 N CARINO DR, HOBBS NM |  | No | No | Non-Lead - Plastic | Don't Know | 2019 | 1 | Field inspection only with no records | Yes | Visual inspection at the meter pit | 08/19/2024 00:00:00 |  | Non-Lead - Plastic | 2019 | 1 | Field inspection only with no records | Yes | Visual inspection at the meter pit | 08/19/2024 00:00:00 |  | Non-Lead | No | Don't Know |  | Single Family Residence |  | No | No |  |  | Non-Lead
2100 | 414 W CLINTON ST, HOBBS NM |  | No | No | Unknown - Unlikely Lead | Don't Know |  |  |  | No | Other |  | Will Inspect meter box at a later date | Unknown - Unlikely Lead |  |  |  | No | Other |  | Will Inspect meter box at a later date | Unknown | Don't Know | Don't Know |  | Building | Unknown | Unknown | No |  |  | Unknown
2479 | 305 W COAL AVE, HOBBS NM |  | No | No | Unknown - Unlikely Lead | Don't Know |  |  |  | No | Other |  | Will Inspect meter box at a later date | Unknown - Unlikely Lead |  |  |  | No | Other |  | Will Inspect meter box at a later date | Unknown | Don't Know | Don't Know |  | Building | Unknown | Unknown | No |  |  | Unknown
4422 | 3419 N DAL PASO BLD 18 C, HOBBS NM |  | No | No | Non-Lead - Plastic | No | 2020 | 3/4 | Field inspection only with no records | Yes | Visual inspection at the meter pit | 05/26/2024 00:00:00 |  | Non-Lead - Plastic |  | 3/4 | Installation date after lead ban | Yes | Visual inspection at the meter pit | 05/26/2024 00:00:00 |  | Non-Lead | No | No |  | Single Family Residence |  | No | No |  |  | Non-Lead
250 | 421 E ALBERTSON DR, HOBBS NM |  | No | No | Unknown - Unlikely Lead | Don't Know |  |  |  | No | Other |  | Will Inspect meter box at a later date | Unknown - Unlikely Lead |  |  |  | No | Other |  | Will Inspect meter box at a later date | Unknown | Don't Know | Don't Know |  | Building | Unknown | Unknown | No |  |  | Unknown
3021 | 3901 N CENTRAL E 204, HOBBS NM |  | No | No | Non-Lead - Plastic | No | 2009 | 3/4 | Field inspection only with no records | Yes | Visual inspection at the meter pit | 05/26/2024 00:00:00 |  | Non-Lead - Plastic | 2009 | 3/4 | Installation date after lead ban | Yes | Visual inspection at the meter pit | 05/26/2024 00:00:00 |  | Non-Lead | No | No |  | Single Family Residence |  | No | No |  |  | Non-Lead
3095 | 3901 N CENTRAL L 202, HOBBS NM |  | No | No | Non-Lead - Plastic | No | 2009 | 3/4 | Field inspection only with no records | Yes | Visual inspection at the meter pit | 05/26/2024 00:00:00 |  | Non-Lead - Plastic | 2009 | 3/4 | Installation date after lead ban | Yes | Visual inspection at the meter pit | 05/26/2024 00:00:00 |  | Non-Lead | No | No |  | Single Family Residence |  | No | No |  |  | Non-Lead
4093 | 2115 E CLIFFWOOD CIRCLE, HOBBS NM |  | No | No | Non-Lead - Plastic | Don't Know | 2019 | 1 | Field inspection only with no records | Yes | Visual inspection at the meter pit | 08/19/2024 00:00:00 |  | Non-Lead - Plastic | 2019 | 1 | Field inspection only with no records | Yes | Visual inspection at the meter pit | 08/19/2024 00:00:00 |  | Non-Lead | No | Don't Know |  | Single Family Residence |  | No | No |  |  | Non-Lead
1911 | BROADWAY PLAZA #1, HOBBS NM |  | No | No | Unknown - Unlikely Lead | Don't Know |  |  |  | No | Other |  | Will Inspect meter box at a later date | Unknown - Unlikely Lead |  |  |  | No | Other |  | Will Inspect meter box at a later date | Unknown | Don't Know | Don't Know |  | Building | Unknown | Unknown | No |  |  | Unknown
3170 | 3901 N CENTRAL A 304, HOBBS NM |  | No | No | Non-Lead - Plastic | No | 2009 | 3/4 | Field inspection only with no records | Yes | Visual inspection at the meter pit | 05/26/2024 00:00:00 |  | Non-Lead - Plastic | 2009 | 3/4 | Installation date after lead ban | Yes | Visual inspection at the meter pit | 05/26/2024 00:00:00 |  | Non-Lead | No | No |  | Single Family Residence |  | No | No |  |  | Non-Lead
3920 | 1522-A W CALLE SUR ST, HOBBS NM |  | No | No | Unknown - Unlikely Lead | Don't Know |  |  |  | No | Other |  | Will Inspect meter box at a later date | Unknown - Unlikely Lead |  |  |  | No | Other |  | Will Inspect meter box at a later date | Unknown | Don't Know | Don't Know |  | Building | Unknown | Unknown | No |  |  | Unknown
1791 | 1600 W BROADWAY ST, HOBBS NM |  | No | No | Unknown - Unlikely Lead | Don't Know |  |  |  | No | Other |  | Will Inspect meter box at a later date | Unknown - Unlikely Lead |  |  |  | No | Other |  | Will Inspect meter box at a later date | Unknown | Don't Know | Don't Know |  | Building | Unknown | Unknown | No |  |  | Unknown
4173 | 4112 N CORTEZ ST, HOBBS NM |  | No | No | Unknown - Unlikely Lead | Don't Know |  |  |  | No | Other |  | Will Inspect meter box at a later date | Unknown - Unlikely Lead |  |  |  | No | Other |  | Will Inspect meter box at a later date | Unknown | Don't Know | Don't Know |  | Building | Unknown | Unknown | No |  |  | Unknown
222 | 1522 E ALBERTSON DR, HOBBS NM |  | No | No | Unknown - Unlikely Lead | Don't Know |  |  |  | No | Other |  | Will Inspect meter box at a later date | Unknown - Unlikely Lead |  |  |  | No | Other |  | Will Inspect meter box at a later date | Unknown | Don't Know | Don't Know |  | Building | Unknown | Unknown | No |  |  | Unknown
3598 | 522 N COLEMAN ST, HOBBS NM |  | No | No | Unknown - Unlikely Lead | Don't Know |  |  |  | No | Other |  | Will Inspect meter box at a later date | Unknown - Unlikely Lead |  |  |  | No | Other |  | Will Inspect meter box at a later date | Unknown | Don't Know | Don't Know |  | Building | Unknown | Unknown | No |  |  | Unknown
1863 | 114 E BROADWAY ST, HOBBS NM |  | No | No | Unknown - Unlikely Lead | Don't Know |  |  |  | No | Other |  | Will Inspect meter box at a later date | Unknown - Unlikely Lead |  |  |  | No | Other |  | Will Inspect meter box at a later date | Unknown | Don't Know | Don't Know |  | Building | Unknown | Unknown | No |  |  | Unknown
155 | 2219 N ACOMA DR, HOBBS NM |  | No | No | Unknown - Unlikely Lead | Don't Know |  |  |  | No | Other |  | Will Inspect meter box at a later date | Unknown - Unlikely Lead |  |  |  | No | Other |  | Will Inspect meter box at a later date | Unknown | Don't Know | Don't Know |  | Building | Unknown | Unknown | No |  |  | Unknown
3631 | 601 N COLEMAN ST, HOBBS NM |  | No | No | Non-Lead - Plastic | Don't Know |  | 3/4 | Field inspection only with no records | Yes | Visual inspection at the meter pit | 08/26/2024 00:00:00 |  | Non-Lead - Plastic |  | 3/4 | Field inspection only with no records | Yes | Visual inspection at the meter pit | 08/26/2024 00:00:00 |  | Non-Lead | No | Don't Know |  | Single Family Residence |  | No | No |  |  | Non-Lead
1788 | 1010 W BROADWAY ST, HOBBS NM |  | No | No | Unknown - Unlikely Lead | Don't Know |  |  |  | No | Other |  | Will Inspect meter box at a later date | Unknown - Unlikely Lead |  |  |  | No | Other |  | Will Inspect meter box at a later date | Unknown | Don't Know | Don't Know |  | Building | Unknown | Unknown | No |  |  | Unknown
2696 | 1907 N CIELO DR, HOBBS NM |  | No | No | Unknown - Unlikely Lead | Don't Know |  |  |  | No | Other |  | Will Inspect meter box at a later date | Unknown - Unlikely Lead |  |  |  | No | Other |  | Will Inspect meter box at a later date | Unknown | Don't Know | Don't Know |  | Building | Unknown | Unknown | No |  |  | Unknown
3396 | 909 W CAPROCK ST, HOBBS NM |  | No | No | Unknown - Unlikely Lead | Don't Know |  |  |  | No | Other |  | Will Inspect meter box at a later date | Unknown - Unlikely Lead |  |  |  | No | Other |  | Will Inspect meter box at a later date | Unknown | Don't Know | Don't Know |  | Building | Unknown | Unknown | No |  |  | Unknown
1488 | 1831 N BRAZOS AVE, HOBBS NM |  | No | No | Unknown - Unlikely Lead | Don't Know |  |  |  | No | Other |  | Will Inspect meter box at a later date | Unknown - Unlikely Lead |  |  |  | No | Other |  | Will Inspect meter box at a later date | Unknown | Don't Know | Don't Know |  | Building | Unknown | Unknown | No |  |  | Unknown
393 | 2200 N ALTO DR, HOBBS NM |  | No | No | Unknown - Unlikely Lead | Don't Know |  |  |  | No | Other |  | Will Inspect meter box at a later date | Unknown - Unlikely Lead |  |  |  | No | Other |  | Will Inspect meter box at a later date | Unknown | Don't Know | Don't Know |  | Building | Unknown | Unknown | No |  |  | Unknown
336 | 1324 E ALSTON ST, HOBBS NM |  | No | No | Unknown - Unlikely Lead | Don't Know |  |  |  | No | Other |  | Will Inspect meter box at a later date | Unknown - Unlikely Lead |  |  |  | No | Other |  | Will Inspect meter box at a later date | Unknown | Don't Know | Don't Know |  | Building | Unknown | Unknown | No |  |  | Unknown
1748 | 2 BROADMOOR PARK, HOBBS NM |  | No | No | Non-Lead - Plastic | No | 2003 | 3/4 | Field inspection only with no records | Yes | Visual inspection at the meter pit | 05/26/2024 00:00:00 |  | Non-Lead - Plastic | 2003 | 3/4 | Installation date after lead ban | Yes | Visual inspection at the meter pit | 05/26/2024 00:00:00 |  | Non-Lead | No | No |  | Single Family Residence |  | No | No |  |  | Non-Lead
4554 | 5005 W DARK HORSE RD, HOBBS NM |  | No | No | Non-Lead - Plastic | No | 2015 | 3/4 | Field inspection only with no records | Yes | Visual inspection at the meter pit | 05/26/2024 00:00:00 |  | Non-Lead - Plastic | 2015 | 3/4 | Installation date after lead ban | Yes | Visual inspection at the meter pit | 05/26/2024 00:00:00 |  | Non-Lead | No | No |  | Single Family Residence |  | No | No |  |  | Non-Lead
2720 | 104 W COPPER AVE, HOBBS NM |  | No | No | Unknown - Unlikely Lead | Don't Know |  |  |  | No | Other |  | Will Inspect meter box at a later date | Unknown - Unlikely Lead |  |  |  | No | Other |  | Will Inspect meter box at a later date | Unknown | Don't Know | Don't Know |  | Building | Unknown | Unknown | No |  |  | Unknown
1508 | 1811 N BRAZOS AVE, HOBBS NM |  | No | No | Unknown - Unlikely Lead | Don't Know |  |  |  | No | Other |  | Will Inspect meter box at a later date | Unknown - Unlikely Lead |  |  |  | No | Other |  | Will Inspect meter box at a later date | Unknown | Don't Know | Don't Know |  | Building | Unknown | Unknown | No |  |  | Unknown
3288 | 208 W COCHITI AVE, HOBBS NM |  | No | No | Unknown - Unlikely Lead | Don't Know |  |  |  | No | Other |  | Will Inspect meter box at a later date | Unknown - Unlikely Lead |  |  |  | No | Other |  | Will Inspect meter box at a later date | Unknown | Don't Know | Don't Know |  | Building | Unknown | Unknown | No |  |  | Unknown
1824 | 320 W BROADWAY ST, HOBBS NM |  | No | No | Unknown - Unlikely Lead | Don't Know |  |  |  | No | Other |  | Will Inspect meter box at a later date | Unknown - Unlikely Lead |  |  |  | No | Other |  | Will Inspect meter box at a later date | Unknown | Don't Know | Don't Know |  | Building | Unknown | Unknown | No |  |  | Unknown
2105 | 415 W CLINTON ST, HOBBS NM |  | No | No | Unknown - Unlikely Lead | Don't Know |  |  |  | No | Other |  | Will Inspect meter box at a later date | Unknown - Unlikely Lead |  |  |  | No | Other |  | Will Inspect meter box at a later date | Unknown | Don't Know | Don't Know |  | Building | Unknown | Unknown | No |  |  | Unknown
2431 | 903 W COAL AVE, HOBBS NM |  | No | No | Unknown - Unlikely Lead | Don't Know |  |  |  | No | Other |  | Will Inspect meter box at a later date | Unknown - Unlikely Lead |  |  |  | No | Other |  | Will Inspect meter box at a later date | Unknown | Don't Know | Don't Know |  | Building | Unknown | Unknown | No |  |  | Unknown
2664 | 600 W CIELO DR, HOBBS NM |  | No | No | Unknown - Unlikely Lead | Don't Know |  |  |  | No | Other |  | Will Inspect meter box at a later date | Unknown - Unlikely Lead |  |  |  | No | Other |  | Will Inspect meter box at a later date | Unknown | Don't Know | Don't Know |  | Building | Unknown | Unknown | No |  |  | Unknown
2768 | 901 W COPPER AVE, HOBBS NM |  | No | No | Unknown - Unlikely Lead | Don't Know |  |  |  | No | Other |  | Will Inspect meter box at a later date | Unknown - Unlikely Lead |  |  |  | No | Other |  | Will Inspect meter box at a later date | Unknown | Don't Know | Don't Know |  | Building | Unknown | Unknown | No |  |  | Unknown
4299 | 2000 N DAL PASO ST, HOBBS NM |  | No | No | Unknown - Unlikely Lead | Don't Know |  |  |  | No | Other |  | Will Inspect meter box at a later date | Unknown - Unlikely Lead |  |  |  | No | Other |  | Will Inspect meter box at a later date | Unknown | Don't Know | Don't Know |  | Building | Unknown | Unknown | No |  |  | Unknown
2007 | 406 E CORBETT ST, HOBBS NM |  | No | No | Unknown - Unlikely Lead | Don't Know |  |  |  | No | Other |  | Will Inspect meter box at a later date | Unknown - Unlikely Lead |  |  |  | No | Other |  | Will Inspect meter box at a later date | Unknown | Don't Know | Don't Know |  | Building | Unknown | Unknown | No |  |  | Unknown
2970 | 3901 N CENTRAL CH 202, HOBBS NM |  | No | No | Non-Lead - Plastic | No | 2009 | 3/4 | Field inspection only with no records | Yes | Visual inspection at the meter pit | 05/26/2024 00:00:00 |  | Non-Lead - Plastic | 2009 | 3/4 | Installation date after lead ban | Yes | Visual inspection at the meter pit | 05/26/2024 00:00:00 |  | Non-Lead | No | No |  | Single Family Residence |  | No | No |  |  | Non-Lead
4258 | 3419 N DAL PASO BLD 16 C, HOBBS NM |  | No | No | Non-Lead - Plastic | No | 2020 | 3/4 | Field inspection only with no records | Yes | Visual inspection at the meter pit | 05/26/2024 00:00:00 |  | Non-Lead - Plastic |  | 3/4 | Installation date after lead ban | Yes | Visual inspection at the meter pit | 05/26/2024 00:00:00 |  | Non-Lead | No | No |  | Single Family Residence |  | No | No |  |  | Non-Lead
3619 | 220 N COLEMAN ST, HOBBS NM |  | No | No | Unknown - Unlikely Lead | Don't Know |  |  |  | No | Other |  | Will Inspect meter box at a later date | Unknown - Unlikely Lead |  |  |  | No | Other |  | Will Inspect meter box at a later date | Unknown | Don't Know | Don't Know |  | Building | Unknown | Unknown | No |  |  | Unknown
13928 | 2806 N WEDGEWOOD DR, HOBBS NM |  | No | No | Non-Lead - Plastic | Don't Know | 2019 | 1 | Field inspection only with no records | Yes | Visual inspection at the meter pit | 08/19/2024 00:00:00 |  | Non-Lead - Plastic | 2019 | 1 | Field inspection only with no records | Yes | Visual inspection at the meter pit | 08/19/2024 00:00:00 |  | Non-Lead | No | Don't Know |  | Single Family Residence |  | No | No |  |  | Non-Lead
4474 | 119 S DAL PASO ST, HOBBS NM |  | No | No | Unknown - Unlikely Lead | Don't Know |  |  |  | No | Other |  | Will Inspect meter box at a later date | Unknown - Unlikely Lead |  |  |  | No | Other |  | Will Inspect meter box at a later date | Unknown | Don't Know | Don't Know |  | Building | Unknown | Unknown | No |  |  | Unknown
13718 | 206 W TAYLOR ST, HOBBS NM |  | No | No | Unknown - Unlikely Lead | Don't Know |  |  |  | No | Other |  | Will Inspect meter box at a later date | Unknown - Unlikely Lead |  |  |  | No | Other |  | Will Inspect meter box at a later date | Unknown | Don't Know | Don't Know |  | Building | Unknown | Unknown | No |  |  | Unknown
1903 | 1224 W BROADWAY PL, HOBBS NM |  | No | No | Unknown - Unlikely Lead | Don't Know |  |  |  | No | Other |  | Will Inspect meter box at a later date | Unknown - Unlikely Lead |  |  |  | No | Other |  | Will Inspect meter box at a later date | Unknown | Don't Know | Don't Know |  | Building | Unknown | Unknown | No |  |  | Unknown
4039 | 1515 CHUCKWAGON DR, HOBBS NM |  | No | No | Unknown - Unlikely Lead | Don't Know |  |  |  | No | Other |  | Will Inspect meter box at a later date | Unknown - Unlikely Lead |  |  |  | No | Other |  | Will Inspect meter box at a later date | Unknown | Don't Know | Don't Know |  | Building | Unknown | Unknown | No |  |  | Unknown
2258 | 210 W CASTLE AVE, HOBBS NM |  | No | No | Unknown - Unlikely Lead | Don't Know |  |  |  | No | Other |  | Will Inspect meter box at a later date | Unknown - Unlikely Lead |  |  |  | No | Other |  | Will Inspect meter box at a later date | Unknown | Don't Know | Don't Know |  | Building | Unknown | Unknown | No |  |  | Unknown
4672 | 703 E DUNNAM ST, HOBBS NM |  | No | No | Unknown - Unlikely Lead | Don't Know |  |  |  | No | Other |  | Will Inspect meter box at a later date | Unknown - Unlikely Lead |  |  |  | No | Other |  | Will Inspect meter box at a later date | Unknown | Don't Know | Don't Know |  | Building | Unknown | Unknown | No |  |  | Unknown
1766 | 201 W BROADWAY ST, HOBBS NM |  | No | No | Unknown - Unlikely Lead | Don't Know |  |  |  | No | Other |  | Will Inspect meter box at a later date | Unknown - Unlikely Lead |  |  |  | No | Other |  | Will Inspect meter box at a later date | Unknown | Don't Know | Don't Know |  | Building | Unknown | Unknown | No |  |  | Unknown
167 | 208 W ALBERTSON DR, HOBBS NM |  | No | No | Unknown - Unlikely Lead | Don't Know |  |  |  | No | Other |  | Will Inspect meter box at a later date | Unknown - Unlikely Lead |  |  |  | No | Other |  | Will Inspect meter box at a later date | Unknown | Don't Know | Don't Know |  | Building | Unknown | Unknown | No |  |  | Unknown
204 | 612 E ALBERTSON CIR, HOBBS NM |  | No | No | Unknown - Unlikely Lead | Don't Know |  |  |  | No | Other |  | Will Inspect meter box at a later date | Unknown - Unlikely Lead |  |  |  | No | Other |  | Will Inspect meter box at a later date | Unknown | Don't Know | Don't Know |  | Building | Unknown | Unknown | No |  |  | Unknown
14488 | 425 E ZIA DR, HOBBS NM |  | No | No | Unknown - Unlikely Lead | Don't Know |  |  |  | No | Other |  | Will Inspect meter box at a later date | Unknown - Unlikely Lead |  |  |  | No | Other |  | Will Inspect meter box at a later date | Unknown | Don't Know | Don't Know |  | Building | Unknown | Unknown | No |  |  | Unknown
2449 | 522 W COAL AVE, HOBBS NM |  | No | No | Unknown - Unlikely Lead | Don't Know |  |  |  | No | Other |  | Will Inspect meter box at a later date | Unknown - Unlikely Lead |  |  |  | No | Other |  | Will Inspect meter box at a later date | Unknown | Don't Know | Don't Know |  | Building | Unknown | Unknown | No |  |  | Unknown
2544 | 1202 W CAIN ST, HOBBS NM |  | No | No | Unknown - Unlikely Lead | Don't Know |  |  |  | No | Other |  | Will Inspect meter box at a later date | Unknown - Unlikely Lead |  |  |  | No | Other |  | Will Inspect meter box at a later date | Unknown | Don't Know | Don't Know |  | Building | Unknown | Unknown | No |  |  | Unknown
1964 | 2122 E BOND ST, HOBBS NM |  | No | No | Unknown - Unlikely Lead | Don't Know |  |  |  | No | Other |  | Will Inspect meter box at a later date | Unknown - Unlikely Lead |  |  |  | No | Other |  | Will Inspect meter box at a later date | Unknown | Don't Know | Don't Know |  | Building | Unknown | Unknown | No |  |  | Unknown
3307 | 506 W COCHITI AVE, HOBBS NM |  | No | No | Unknown - Unlikely Lead | Don't Know |  |  |  | No | Other |  | Will Inspect meter box at a later date | Unknown - Unlikely Lead |  |  |  | No | Other |  | Will Inspect meter box at a later date | Unknown | Don't Know | Don't Know |  | Building | Unknown | Unknown | No |  |  | Unknown
2434 | 306 W COAL AVE, HOBBS NM |  | No | No | Unknown - Unlikely Lead | Don't Know |  |  |  | No | Other |  | Will Inspect meter box at a later date | Unknown - Unlikely Lead |  |  |  | No | Other |  | Will Inspect meter box at a later date | Unknown | Don't Know | Don't Know |  | Building | Unknown | Unknown | No |  |  | Unknown
4084 | 2931 N CLIFFWOOD CIRCLE, HOBBS NM |  | No | No | Non-Lead - Plastic | Don't Know | 2019 | 1 | Field inspection only with no records | Yes | Visual inspection at the meter pit | 08/19/2024 00:00:00 |  | Non-Lead - Plastic | 2019 | 1 | Field inspection only with no records | Yes | Visual inspection at the meter pit | 08/19/2024 00:00:00 |  | Non-Lead | No | Don't Know |  | Single Family Residence |  | No | No |  |  | Non-Lead
13966 | 1406 E WHITE ST, HOBBS NM |  | No | No | Unknown - Unlikely Lead | Don't Know |  |  |  | No | Other |  | Will Inspect meter box at a later date | Unknown - Unlikely Lead |  |  |  | No | Other |  | Will Inspect meter box at a later date | Unknown | Don't Know | Don't Know |  | Building | Unknown | Unknown | No |  |  | Unknown
2222 | 909 S COCHRAN ST, HOBBS NM |  | No | No | Unknown - Unlikely Lead | Don't Know |  |  |  | No | Other |  | Will Inspect meter box at a later date | Unknown - Unlikely Lead |  |  |  | No | Other |  | Will Inspect meter box at a later date | Unknown | Don't Know | Don't Know |  | Building | Unknown | Unknown | No |  |  | Unknown
3198 | 3901 N CENTRAL B 205, HOBBS NM |  | No | No | Non-Lead - Plastic | No | 2009 | 3/4 | Field inspection only with no records | Yes | Visual inspection at the meter pit | 05/26/2024 00:00:00 |  | Non-Lead - Plastic | 2009 | 3/4 | Installation date after lead ban | Yes | Visual inspection at the meter pit | 05/26/2024 00:00:00 |  | Non-Lead | No | No |  | Single Family Residence |  | No | No |  |  | Non-Lead
4612 | 912 N DALMONT ST, HOBBS NM |  | No | No | Unknown - Unlikely Lead | Don't Know |  |  |  | No | Other |  | Will Inspect meter box at a later date | Unknown - Unlikely Lead |  |  |  | No | Other |  | Will Inspect meter box at a later date | Unknown | Don't Know | Don't Know |  | Building | Unknown | Unknown | No |  |  | Unknown
3719 | 1224 E CIMARRON RD, HOBBS NM |  | No | No | Unknown - Unlikely Lead | Don't Know |  |  |  | No | Other |  | Will Inspect meter box at a later date | Unknown - Unlikely Lead |  |  |  | No | Other |  | Will Inspect meter box at a later date | Unknown | Don't Know | Don't Know |  | Building | Unknown | Unknown | No |  |  | Unknown
3635 | 810 S COLEMAN ST, HOBBS NM |  | No | No | Unknown - Unlikely Lead | Don't Know |  |  |  | No | Other |  | Will Inspect meter box at a later date | Unknown - Unlikely Lead |  |  |  | No | Other |  | Will Inspect meter box at a later date | Unknown | Don't Know | Don't Know |  | Building | Unknown | Unknown | No |  |  | Unknown
252 | 106 E ALBERTSON DR, HOBBS NM |  | No | No | Unknown - Unlikely Lead | Don't Know |  |  |  | No | Other |  | Will Inspect meter box at a later date | Unknown - Unlikely Lead |  |  |  | No | Other |  | Will Inspect meter box at a later date | Unknown | Don't Know | Don't Know |  | Building | Unknown | Unknown | No |  |  | Unknown
2735 | 601 W COPPER AVE, HOBBS NM |  | No | No | Unknown - Unlikely Lead | Don't Know |  |  |  | No | Other |  | Will Inspect meter box at a later date | Unknown - Unlikely Lead |  |  |  | No | Other |  | Will Inspect meter box at a later date | Unknown | Don't Know | Don't Know |  | Building | Unknown | Unknown | No |  |  | Unknown
4003 | 1506 N COBB DR, HOBBS NM |  | No | No | Unknown - Unlikely Lead | Don't Know |  |  |  | No | Other |  | Will Inspect meter box at a later date | Unknown - Unlikely Lead |  |  |  | No | Other |  | Will Inspect meter box at a later date | Unknown | Don't Know | Don't Know |  | Building | Unknown | Unknown | No |  |  | Unknown
14280 | 900 E YESO DR #12, HOBBS NM |  | No | No | Unknown - Unlikely Lead | Don't Know |  |  |  | No | Other |  | Will Inspect meter box at a later date | Unknown - Unlikely Lead |  |  |  | No | Other |  | Will Inspect meter box at a later date | Unknown | Don't Know | Don't Know |  | Building | Unknown | Unknown | No |  |  | Unknown
3115 | 3901 N CENTRAL G 103, HOBBS NM |  | No | No | Non-Lead - Plastic | No | 2009 | 3/4 | Field inspection only with no records | Yes | Visual inspection at the meter pit | 05/26/2024 00:00:00 |  | Non-Lead - Plastic | 2009 | 3/4 | Installation date after lead ban | Yes | Visual inspection at the meter pit | 05/26/2024 00:00:00 |  | Non-Lead | No | No |  | Single Family Residence |  | No | No |  |  | Non-Lead
2474 | 324 W COAL AVE, HOBBS NM |  | No | No | Unknown - Unlikely Lead | Don't Know |  |  |  | No | Other |  | Will Inspect meter box at a later date | Unknown - Unlikely Lead |  |  |  | No | Other |  | Will Inspect meter box at a later date | Unknown | Don't Know | Don't Know |  | Building | Unknown | Unknown | No |  |  | Unknown
3520 | 1117 N CECIL ST, HOBBS NM |  | No | No | Unknown - Unlikely Lead | Don't Know |  |  |  | No | Other |  | Will Inspect meter box at a later date | Unknown - Unlikely Lead |  |  |  | No | Other |  | Will Inspect meter box at a later date | Unknown | Don't Know | Don't Know |  | Building | Unknown | Unknown | No |  |  | Unknown
13700 | 1115 W TAYLOR ST, HOBBS NM |  | No | No | Unknown - Unlikely Lead | Don't Know |  |  |  | No | Other |  | Will Inspect meter box at a later date | Unknown - Unlikely Lead |  |  |  | No | Other |  | Will Inspect meter box at a later date | Unknown | Don't Know | Don't Know |  | Building | Unknown | Unknown | No |  |  | Unknown
3075 | 3901 N CENTRAL E 208, HOBBS NM |  | No | No | Non-Lead - Plastic | No | 2009 | 3/4 | Field inspection only with no records | Yes | Visual inspection at the meter pit | 05/26/2024 00:00:00 |  | Non-Lead - Plastic | 2009 | 3/4 | Installation date after lead ban | Yes | Visual inspection at the meter pit | 05/26/2024 00:00:00 |  | Non-Lead | No | No |  | Single Family Residence |  | No | No |  |  | Non-Lead
2783 | 705 W COPPER AVE, HOBBS NM |  | No | No | Unknown - Unlikely Lead | Don't Know |  |  |  | No | Other |  | Will Inspect meter box at a later date | Unknown - Unlikely Lead |  |  |  | No | Other |  | Will Inspect meter box at a later date | Unknown | Don't Know | Don't Know |  | Building | Unknown | Unknown | No |  |  | Unknown
4712 | 1400 E DUNNAM ST, HOBBS NM |  | No | No | Unknown - Unlikely Lead | Don't Know |  |  |  | No | Other |  | Will Inspect meter box at a later date | Unknown - Unlikely Lead |  |  |  | No | Other |  | Will Inspect meter box at a later date | Unknown | Don't Know | Don't Know |  | Building | Unknown | Unknown | No |  |  | Unknown
14206 | 708 E YESO DR, HOBBS NM |  | No | No | Unknown - Unlikely Lead | Don't Know |  |  |  | No | Other |  | Will Inspect meter box at a later date | Unknown - Unlikely Lead |  |  |  | No | Other |  | Will Inspect meter box at a later date | Unknown | Don't Know | Don't Know |  | Building | Unknown | Unknown | No |  |  | Unknown
13993 | 606 E WHITE ST, HOBBS NM |  | No | No | Unknown - Unlikely Lead | Don't Know |  |  |  | No | Other |  | Will Inspect meter box at a later date | Unknown - Unlikely Lead |  |  |  | No | Other |  | Will Inspect meter box at a later date | Unknown | Don't Know | Don't Know |  | Building | Unknown | Unknown | No |  |  | Unknown
1621 | 1909 N BRECKON DR, HOBBS NM |  | No | No | Unknown - Unlikely Lead | Don't Know |  |  |  | No | Other |  | Will Inspect meter box at a later date | Unknown - Unlikely Lead |  |  |  | No | Other |  | Will Inspect meter box at a later date | Unknown | Don't Know | Don't Know |  | Building | Unknown | Unknown | No |  |  | Unknown
3246 | 1103 W COCHITI AVE, HOBBS NM |  | No | No | Unknown - Unlikely Lead | Don't Know |  |  |  | No | Other |  | Will Inspect meter box at a later date | Unknown - Unlikely Lead |  |  |  | No | Other |  | Will Inspect meter box at a later date | Unknown | Don't Know | Don't Know |  | Building | Unknown | Unknown | No |  |  | Unknown
3265 | 618 W COCHITI AVE, HOBBS NM |  | No | No | Unknown - Unlikely Lead | Don't Know |  |  |  | No | Other |  | Will Inspect meter box at a later date | Unknown - Unlikely Lead |  |  |  | No | Other |  | Will Inspect meter box at a later date | Unknown | Don't Know | Don't Know |  | Building | Unknown | Unknown | No |  |  | Unknown
1536 | 2005 E BRAZOS PL, HOBBS NM |  | No | No | Unknown - Unlikely Lead | Don't Know |  |  |  | No | Other |  | Will Inspect meter box at a later date | Unknown - Unlikely Lead |  |  |  | No | Other |  | Will Inspect meter box at a later date | Unknown | Don't Know | Don't Know |  | Building | Unknown | Unknown | No |  |  | Unknown
2358 | 1229 S COCHRAN ST, HOBBS NM |  | No | No | Unknown - Unlikely Lead | Don't Know |  |  |  | No | Other |  | Will Inspect meter box at a later date | Unknown - Unlikely Lead |  |  |  | No | Other |  | Will Inspect meter box at a later date | Unknown | Don't Know | Don't Know |  | Building | Unknown | Unknown | No |  |  | Unknown
4400 | 2918 N DAL PASO ST, HOBBS NM |  | No | No | Unknown - Unlikely Lead | Don't Know |  |  |  | No | Other |  | Will Inspect meter box at a later date | Unknown - Unlikely Lead |  |  |  | No | Other |  | Will Inspect meter box at a later date | Unknown | Don't Know | Don't Know |  | Building | Unknown | Unknown | No |  |  | Unknown
4723 | 111 W DUNNAM ST, HOBBS NM |  | No | No | Unknown - Unlikely Lead | Don't Know |  |  |  | No | Other |  | Will Inspect meter box at a later date | Unknown - Unlikely Lead |  |  |  | No | Other |  | Will Inspect meter box at a later date | Unknown | Don't Know | Don't Know |  | Building | Unknown | Unknown | No |  |  | Unknown
2424 | 1131 W COAL AVE, HOBBS NM |  | No | No | Unknown - Unlikely Lead | Don't Know |  |  |  | No | Other |  | Will Inspect meter box at a later date | Unknown - Unlikely Lead |  |  |  | No | Other |  | Will Inspect meter box at a later date | Unknown | Don't Know | Don't Know |  | Building | Unknown | Unknown | No |  |  | Unknown
4667 | 1307 E DUNNAM ST, HOBBS NM |  | No | No | Unknown - Unlikely Lead | Don't Know |  |  |  | No | Other |  | Will Inspect meter box at a later date | Unknown - Unlikely Lead |  |  |  | No | Other |  | Will Inspect meter box at a later date | Unknown | Don't Know | Don't Know |  | Building | Unknown | Unknown | No |  |  | Unknown
2701 | 2805 CIELO AZUL, HOBBS NM |  | No | No | Non-Lead - Plastic | Don't Know | 2019 | 1 | Field inspection only with no records | Yes | Visual inspection at the meter pit | 08/19/2024 00:00:00 |  | Non-Lead - Plastic | 2019 | 1 | Field inspection only with no records | Yes | Visual inspection at the meter pit | 08/19/2024 00:00:00 |  | Non-Lead | No | Don't Know |  | Single Family Residence |  | No | No |  |  | Non-Lead
14514 | 6105 N NATALIE, HOBBS NM |  | No | No | Non-Lead - Plastic | Don't Know | 2024 | 1 | Field inspection only with no records | Yes | Visual inspection at the meter pit | 09/10/2024 00:00:00 |  | Non-Lead - Plastic | 2024 | 1 | Field inspection only with no records | Yes | Visual inspection at the meter pit | 09/10/2024 00:00:00 |  | Non-Lead | No | Don't Know |  | Single Family Residence |  | No | No |  |  | Non-Lead
3566 | 520 N COLEMAN ST, HOBBS NM |  | No | No | Unknown - Unlikely Lead | Don't Know |  |  |  | No | Other |  | Will Inspect meter box at a later date | Unknown - Unlikely Lead |  |  |  | No | Other |  | Will Inspect meter box at a later date | Unknown | Don't Know | Don't Know |  | Building | Unknown | Unknown | No |  |  | Unknown
2104 | 409 W CLINTON ST, HOBBS NM |  | No | No | Unknown - Unlikely Lead | Don't Know |  |  |  | No | Other |  | Will Inspect meter box at a later date | Unknown - Unlikely Lead |  |  |  | No | Other |  | Will Inspect meter box at a later date | Unknown | Don't Know | Don't Know |  | Building | Unknown | Unknown | No |  |  | Unknown
3564 | 808 N COLEMAN ST, HOBBS NM |  | No | No | Unknown - Unlikely Lead | Don't Know |  |  |  | No | Other |  | Will Inspect meter box at a later date | Unknown - Unlikely Lead |  |  |  | No | Other |  | Will Inspect meter box at a later date | Unknown | Don't Know | Don't Know |  | Building | Unknown | Unknown | No |  |  | Unknown
14055 | 810 E WALKER DR, HOBBS NM |  | No | No | Unknown - Unlikely Lead | Don't Know |  |  |  | No | Other |  | Will Inspect meter box at a later date | Unknown - Unlikely Lead |  |  |  | No | Other |  | Will Inspect meter box at a later date | Unknown | Don't Know | Don't Know |  | Building | Unknown | Unknown | No |  |  | Unknown
2362 | 1235 S COCHRAN ST, HOBBS NM |  | No | No | Unknown - Unlikely Lead | Don't Know |  |  |  | No | Other |  | Will Inspect meter box at a later date | Unknown - Unlikely Lead |  |  |  | No | Other |  | Will Inspect meter box at a later date | Unknown | Don't Know | Don't Know |  | Building | Unknown | Unknown | No |  |  | Unknown
2069 | 1421 E CLINTON ST, HOBBS NM |  | No | No | Unknown - Unlikely Lead | Don't Know |  |  |  | No | Other |  | Will Inspect meter box at a later date | Unknown - Unlikely Lead |  |  |  | No | Other |  | Will Inspect meter box at a later date | Unknown | Don't Know | Don't Know |  | Building | Unknown | Unknown | No |  |  | Unknown
292 | 2700 N ALBERTSON DR, HOBBS NM |  | No | No | Unknown - Unlikely Lead | Don't Know |  |  |  | No | Other |  | Will Inspect meter box at a later date | Unknown - Unlikely Lead |  |  |  | No | Other |  | Will Inspect meter box at a later date | Unknown | Don't Know | Don't Know |  | Building | Unknown | Unknown | No |  |  | Unknown
4 | 1404 S 14TH ST, HOBBS NM |  | No | No | Unknown - Unlikely Lead | Don't Know |  |  |  | No | Other |  | Will Inspect meter box at a later date | Unknown - Unlikely Lead |  |  |  | No | Other |  | Will Inspect meter box at a later date | Unknown | Don't Know | Don't Know |  | Building | Unknown | Unknown | No |  |  | Unknown
1968 | 317 N BOND ST, HOBBS NM |  | No | No | Unknown - Unlikely Lead | Don't Know |  |  |  | No | Other |  | Will Inspect meter box at a later date | Unknown - Unlikely Lead |  |  |  | No | Other |  | Will Inspect meter box at a later date | Unknown | Don't Know | Don't Know |  | Building | Unknown | Unknown | No |  |  | Unknown
1745 | 48 BROADMOOR PARK, HOBBS NM |  | No | No | Non-Lead - Plastic | No | 2003 | 3/4 | Field inspection only with no records | Yes | Visual inspection at the meter pit | 05/26/2024 00:00:00 |  | Non-Lead - Plastic | 2003 | 3/4 | Installation date after lead ban | Yes | Visual inspection at the meter pit | 05/26/2024 00:00:00 |  | Non-Lead | No | No |  | Single Family Residence |  | No | No |  |  | Non-Lead
14356 | 216 W YESO DR, HOBBS NM |  | No | No | Unknown - Unlikely Lead | Don't Know |  |  |  | No | Other |  | Will Inspect meter box at a later date | Unknown - Unlikely Lead |  |  |  | No | Other |  | Will Inspect meter box at a later date | Unknown | Don't Know | Don't Know |  | Building | Unknown | Unknown | No |  |  | Unknown
3979 | 1418-C W CALLE SUR ST, HOBBS NM |  | No | No | Unknown - Unlikely Lead | Don't Know |  |  |  | No | Other |  | Will Inspect meter box at a later date | Unknown - Unlikely Lead |  |  |  | No | Other |  | Will Inspect meter box at a later date | Unknown | Don't Know | Don't Know |  | Building | Unknown | Unknown | No |  |  | Unknown
14441 | 1134 N YUCCA ST, HOBBS NM |  | No | No | Unknown - Unlikely Lead | Don't Know |  |  |  | No | Other |  | Will Inspect meter box at a later date | Unknown - Unlikely Lead |  |  |  | No | Other |  | Will Inspect meter box at a later date | Unknown | Don't Know | Don't Know |  | Building | Unknown | Unknown | No |  |  | Unknown
274 | 1809 E ALBERTSON DR, HOBBS NM |  | No | No | Unknown - Unlikely Lead | Don't Know |  |  |  | No | Other |  | Will Inspect meter box at a later date | Unknown - Unlikely Lead |  |  |  | No | Other |  | Will Inspect meter box at a later date | Unknown | Don't Know | Don't Know |  | Building | Unknown | Unknown | No |  |  | Unknown
13664 | 1716 S THORP ST, HOBBS NM |  | No | No | Unknown - Unlikely Lead | Don't Know |  |  |  | No | Other |  | Will Inspect meter box at a later date | Unknown - Unlikely Lead |  |  |  | No | Other |  | Will Inspect meter box at a later date | Unknown | Don't Know | Don't Know |  | Building | Unknown | Unknown | No |  |  | Unknown
4238 | 1015 N DAL PASO ST, HOBBS NM |  | No | No | Unknown - Unlikely Lead | Don't Know |  |  |  | No | Other |  | Will Inspect meter box at a later date | Unknown - Unlikely Lead |  |  |  | No | Other |  | Will Inspect meter box at a later date | Unknown | Don't Know | Don't Know |  | Building | Unknown | Unknown | No |  |  | Unknown
3247 | 1235 W COCHITI AVE, HOBBS NM |  | No | No | Unknown - Unlikely Lead | Don't Know |  |  |  | No | Other |  | Will Inspect meter box at a later date | Unknown - Unlikely Lead |  |  |  | No | Other |  | Will Inspect meter box at a later date | Unknown | Don't Know | Don't Know |  | Building | Unknown | Unknown | No |  |  | Unknown
1912 | BROADWAY PLAZA #2, HOBBS NM |  | No | No | Unknown - Unlikely Lead | Don't Know |  |  |  | No | Other |  | Will Inspect meter box at a later date | Unknown - Unlikely Lead |  |  |  | No | Other |  | Will Inspect meter box at a later date | Unknown | Don't Know | Don't Know |  | Building | Unknown | Unknown | No |  |  | Unknown
1463 | 1535 N BRAZOS AVE, HOBBS NM |  | No | No | Unknown - Unlikely Lead | Don't Know |  |  |  | No | Other |  | Will Inspect meter box at a later date | Unknown - Unlikely Lead |  |  |  | No | Other |  | Will Inspect meter box at a later date | Unknown | Don't Know | Don't Know |  | Building | Unknown | Unknown | No |  |  | Unknown
4435 | 3419 N DAL PASO BLD 19 A, HOBBS NM |  | No | No | Non-Lead - Plastic | No | 2020 | 3/4 | Field inspection only with no records | Yes | Visual inspection at the meter pit | 05/26/2024 00:00:00 |  | Non-Lead - Plastic |  | 3/4 | Installation date after lead ban | Yes | Visual inspection at the meter pit | 05/26/2024 00:00:00 |  | Non-Lead | No | No |  | Single Family Residence |  | No | No |  |  | Non-Lead
2552 | 1018 W CAIN ST, HOBBS NM |  | No | No | Unknown - Unlikely Lead | Don't Know |  |  |  | No | Other |  | Will Inspect meter box at a later date | Unknown - Unlikely Lead |  |  |  | No | Other |  | Will Inspect meter box at a later date | Unknown | Don't Know | Don't Know |  | Building | Unknown | Unknown | No |  |  | Unknown
3696 | 3101 N CIBOLA AVE, HOBBS NM |  | No | No | Unknown - Unlikely Lead | Don't Know |  |  |  | No | Other |  | Will Inspect meter box at a later date | Unknown - Unlikely Lead |  |  |  | No | Other |  | Will Inspect meter box at a later date | Unknown | Don't Know | Don't Know |  | Building | Unknown | Unknown | No |  |  | Unknown
4727 | 1203 W DUNNAM ST, HOBBS NM |  | No | No | Unknown - Unlikely Lead | Don't Know |  |  |  | No | Other |  | Will Inspect meter box at a later date | Unknown - Unlikely Lead |  |  |  | No | Other |  | Will Inspect meter box at a later date | Unknown | Don't Know | Don't Know |  | Building | Unknown | Unknown | No |  |  | Unknown
3762 | 2410 W COLLEGE LN, HOBBS NM |  | No | No | Unknown - Unlikely Lead | Don't Know |  |  |  | No | Other |  | Will Inspect meter box at a later date | Unknown - Unlikely Lead |  |  |  | No | Other |  | Will Inspect meter box at a later date | Unknown | Don't Know | Don't Know |  | Building | Unknown | Unknown | No |  |  | Unknown
1825 | 423 W BROADWAY ST, HOBBS NM |  | No | No | Unknown - Unlikely Lead | Don't Know |  |  |  | No | Other |  | Will Inspect meter box at a later date | Unknown - Unlikely Lead |  |  |  | No | Other |  | Will Inspect meter box at a later date | Unknown | Don't Know | Don't Know |  | Building | Unknown | Unknown | No |  |  | Unknown
3055 | 3901 N CENTRAL N 306, HOBBS NM |  | No | No | Non-Lead - Plastic | No | 2009 | 3/4 | Field inspection only with no records | Yes | Visual inspection at the meter pit | 05/26/2024 00:00:00 |  | Non-Lead - Plastic | 2009 | 3/4 | Installation date after lead ban | Yes | Visual inspection at the meter pit | 05/26/2024 00:00:00 |  | Non-Lead | No | No |  | Single Family Residence |  | No | No |  |  | Non-Lead
2515 | 521 W COAL AVE, HOBBS NM |  | No | No | Unknown - Unlikely Lead | Don't Know |  |  |  | No | Other |  | Will Inspect meter box at a later date | Unknown - Unlikely Lead |  |  |  | No | Other |  | Will Inspect meter box at a later date | Unknown | Don't Know | Don't Know |  | Building | Unknown | Unknown | No |  |  | Unknown
3343 | 905 W CAPROCK ST, HOBBS NM |  | No | No | Unknown - Unlikely Lead | Don't Know |  |  |  | No | Other |  | Will Inspect meter box at a later date | Unknown - Unlikely Lead |  |  |  | No | Other |  | Will Inspect meter box at a later date | Unknown | Don't Know | Don't Know |  | Building | Unknown | Unknown | No |  |  | Unknown
2628 | 2300 N CIELO DR, HOBBS NM |  | No | No | Unknown - Unlikely Lead | Don't Know |  |  |  | No | Other |  | Will Inspect meter box at a later date | Unknown - Unlikely Lead |  |  |  | No | Other |  | Will Inspect meter box at a later date | Unknown | Don't Know | Don't Know |  | Building | Unknown | Unknown | No |  |  | Unknown
2846 | 401 E CLEARFORK DR, HOBBS NM |  | No | No | Unknown - Unlikely Lead | Don't Know |  |  |  | No | Other |  | Will Inspect meter box at a later date | Unknown - Unlikely Lead |  |  |  | No | Other |  | Will Inspect meter box at a later date | Unknown | Don't Know | Don't Know |  | Building | Unknown | Unknown | No |  |  | Unknown
4745 | 621 W DUNNAM ST, HOBBS NM |  | No | No | Unknown - Unlikely Lead | Don't Know |  |  |  | No | Other |  | Will Inspect meter box at a later date | Unknown - Unlikely Lead |  |  |  | No | Other |  | Will Inspect meter box at a later date | Unknown | Don't Know | Don't Know |  | Building | Unknown | Unknown | No |  |  | Unknown
471 | 601 E ABO DR, HOBBS NM |  | No | No | Unknown - Unlikely Lead | Don't Know |  |  |  | No | Other |  | Will Inspect meter box at a later date | Unknown - Unlikely Lead |  |  |  | No | Other |  | Will Inspect meter box at a later date | Unknown | Don't Know | Don't Know |  | Building | Unknown | Unknown | No |  |  | Unknown
14359 | 119 W YESO DR, HOBBS NM |  | No | No | Unknown - Unlikely Lead | Don't Know |  |  |  | No | Other |  | Will Inspect meter box at a later date | Unknown - Unlikely Lead |  |  |  | No | Other |  | Will Inspect meter box at a later date | Unknown | Don't Know | Don't Know |  | Building | Unknown | Unknown | No |  |  | Unknown
1763 | 309 W BROADWAY ST, HOBBS NM |  | No | No | Unknown - Unlikely Lead | Don't Know |  |  |  | No | Other |  | Will Inspect meter box at a later date | Unknown - Unlikely Lead |  |  |  | No | Other |  | Will Inspect meter box at a later date | Unknown | Don't Know | Don't Know |  | Building | Unknown | Unknown | No |  |  | Unknown
4251 | 1318 N DAL PASO ST, HOBBS NM |  | No | No | Unknown - Unlikely Lead | Don't Know |  |  |  | No | Other |  | Will Inspect meter box at a later date | Unknown - Unlikely Lead |  |  |  | No | Other |  | Will Inspect meter box at a later date | Unknown | Don't Know | Don't Know |  | Building | Unknown | Unknown | No |  |  | Unknown
1644 | 1902 N BRECKON DR, HOBBS NM |  | No | No | Unknown - Unlikely Lead | Don't Know |  |  |  | No | Other |  | Will Inspect meter box at a later date | Unknown - Unlikely Lead |  |  |  | No | Other |  | Will Inspect meter box at a later date | Unknown | Don't Know | Don't Know |  | Building | Unknown | Unknown | No |  |  | Unknown
13766 | 2404 N TRES AMIGO DR, HOBBS NM |  | No | No | Unknown - Unlikely Lead | Don't Know |  |  |  | No | Other |  | Will Inspect meter box at a later date | Unknown - Unlikely Lead |  |  |  | No | Other |  | Will Inspect meter box at a later date | Unknown | Don't Know | Don't Know |  | Building | Unknown | Unknown | No |  |  | Unknown
3005 | 3901 N CENTRAL L 108, HOBBS NM |  | No | No | Non-Lead - Plastic | No | 2009 | 3/4 | Field inspection only with no records | Yes | Visual inspection at the meter pit | 05/26/2024 00:00:00 |  | Non-Lead - Plastic | 2009 | 3/4 | Installation date after lead ban | Yes | Visual inspection at the meter pit | 05/26/2024 00:00:00 |  | Non-Lead | No | No |  | Single Family Residence |  | No | No |  |  | Non-Lead
4539 | 5021 W DARK HORSE RD, HOBBS NM |  | No | No | Non-Lead - Plastic | No | 2015 | 3/4 | Field inspection only with no records | Yes | Visual inspection at the meter pit | 05/26/2024 00:00:00 |  | Non-Lead - Plastic | 2015 | 3/4 | Installation date after lead ban | Yes | Visual inspection at the meter pit | 05/26/2024 00:00:00 |  | Non-Lead | No | No |  | Single Family Residence |  | No | No |  |  | Non-Lead
1597 | 1613 BRADLEY CT, HOBBS NM |  | No | No | Unknown - Unlikely Lead | Don't Know |  |  |  | No | Other |  | Will Inspect meter box at a later date | Unknown - Unlikely Lead |  |  |  | No | Other |  | Will Inspect meter box at a later date | Unknown | Don't Know | Don't Know |  | Building | Unknown | Unknown | No |  |  | Unknown
4229 | 2707 N DAL PASO ST, HOBBS NM |  | No | No | Unknown - Unlikely Lead | Don't Know |  |  |  | No | Other |  | Will Inspect meter box at a later date | Unknown - Unlikely Lead |  |  |  | No | Other |  | Will Inspect meter box at a later date | Unknown | Don't Know | Don't Know |  | Building | Unknown | Unknown | No |  |  | Unknown
4733 | 405 W DUNNAM ST, HOBBS NM |  | No | No | Unknown - Unlikely Lead | Don't Know |  |  |  | No | Other |  | Will Inspect meter box at a later date | Unknown - Unlikely Lead |  |  |  | No | Other |  | Will Inspect meter box at a later date | Unknown | Don't Know | Don't Know |  | Building | Unknown | Unknown | No |  |  | Unknown
4325 | 2028 N DAL PASO ST, HOBBS NM |  | No | No | Unknown - Unlikely Lead | Don't Know |  |  |  | No | Other |  | Will Inspect meter box at a later date | Unknown - Unlikely Lead |  |  |  | No | Other |  | Will Inspect meter box at a later date | Unknown | Don't Know | Don't Know |  | Building | Unknown | Unknown | No |  |  | Unknown
2355 | 617 S COCHRAN ST, HOBBS NM |  | No | No | Unknown - Unlikely Lead | Don't Know |  |  |  | No | Other |  | Will Inspect meter box at a later date | Unknown - Unlikely Lead |  |  |  | No | Other |  | Will Inspect meter box at a later date | Unknown | Don't Know | Don't Know |  | Building | Unknown | Unknown | No |  |  | Unknown
14165 | 3411 N WEST COUNTY RD, HOBBS NM |  | No | No | Unknown - Unlikely Lead | Don't Know |  |  |  | No | Other |  | Will Inspect meter box at a later date | Unknown - Unlikely Lead |  |  |  | No | Other |  | Will Inspect meter box at a later date | Unknown | Don't Know | Don't Know |  | Building | Unknown | Unknown | No |  |  | Unknown
3999 | 1600 N COBB DR, HOBBS NM |  | No | No | Unknown - Unlikely Lead | Don't Know |  |  |  | No | Other |  | Will Inspect meter box at a later date | Unknown - Unlikely Lead |  |  |  | No | Other |  | Will Inspect meter box at a later date | Unknown | Don't Know | Don't Know |  | Building | Unknown | Unknown | No |  |  | Unknown
2475 | 224 W COAL AVE, HOBBS NM |  | No | No | Unknown - Unlikely Lead | Don't Know |  |  |  | No | Other |  | Will Inspect meter box at a later date | Unknown - Unlikely Lead |  |  |  | No | Other |  | Will Inspect meter box at a later date | Unknown | Don't Know | Don't Know |  | Building | Unknown | Unknown | No |  |  | Unknown
13779 | 2610 THOMPSON DR, HOBBS NM |  | No | No | Unknown - Unlikely Lead | Don't Know |  |  |  | No | Other |  | Will Inspect meter box at a later date | Unknown - Unlikely Lead |  |  |  | No | Other |  | Will Inspect meter box at a later date | Unknown | Don't Know | Don't Know |  | Building | Unknown | Unknown | No |  |  | Unknown
13755 | 1504 W TURTLEBACK CT, HOBBS NM |  | No | No | Non-Lead - Plastic | No | 2019 | 1 | Installation date after lead ban | No | Other |  | GIS verfied because of being built after ban | Non-Lead - Plastic | 2019 | 1 | Installation date after lead ban | No | Other |  | Newer Construction, verified by GIS Mapping |  | No | No |  | Single Family Residence | Unknown | No | No |  |  | Non-Lead
14457 | 219 E YUCCA ST, HOBBS NM |  | No | No | Unknown - Unlikely Lead | Don't Know |  |  |  | No | Other |  | Will Inspect meter box at a later date | Unknown - Unlikely Lead |  |  |  | No | Other |  | Will Inspect meter box at a later date | Unknown | Don't Know | Don't Know |  | Building | Unknown | Unknown | No |  |  | Unknown
249 | 610 E ALBERTSON CIR, HOBBS NM |  | No | No | Unknown - Unlikely Lead | Don't Know |  |  |  | No | Other |  | Will Inspect meter box at a later date | Unknown - Unlikely Lead |  |  |  | No | Other |  | Will Inspect meter box at a later date | Unknown | Don't Know | Don't Know |  | Building | Unknown | Unknown | No |  |  | Unknown
2032 | 407 E CLINTON ST, HOBBS NM |  | No | No | Unknown - Unlikely Lead | Don't Know |  |  |  | No | Other |  | Will Inspect meter box at a later date | Unknown - Unlikely Lead |  |  |  | No | Other |  | Will Inspect meter box at a later date | Unknown | Don't Know | Don't Know |  | Building | Unknown | Unknown | No |  |  | Unknown
2997 | 3901 N CENTRAL G 307, HOBBS NM |  | No | No | Non-Lead - Plastic | No | 2009 | 3/4 | Field inspection only with no records | Yes | Visual inspection at the meter pit | 05/26/2024 00:00:00 |  | Non-Lead - Plastic | 2009 | 3/4 | Installation date after lead ban | Yes | Visual inspection at the meter pit | 05/26/2024 00:00:00 |  | Non-Lead | No | No |  | Single Family Residence |  | No | No |  |  | Non-Lead
4661 | 1622 E DUNNAM ST, HOBBS NM |  | No | No | Unknown - Unlikely Lead | Don't Know |  |  |  | No | Other |  | Will Inspect meter box at a later date | Unknown - Unlikely Lead |  |  |  | No | Other |  | Will Inspect meter box at a later date | Unknown | Don't Know | Don't Know |  | Building | Unknown | Unknown | No |  |  | Unknown
1514 | 2222 N BRAZOS AVE, HOBBS NM |  | No | No | Unknown - Unlikely Lead | Don't Know |  |  |  | No | Other |  | Will Inspect meter box at a later date | Unknown - Unlikely Lead |  |  |  | No | Other |  | Will Inspect meter box at a later date | Unknown | Don't Know | Don't Know |  | Building | Unknown | Unknown | No |  |  | Unknown
3289 | 513 W COCHITI AVE, HOBBS NM |  | No | No | Unknown - Unlikely Lead | Don't Know |  |  |  | No | Other |  | Will Inspect meter box at a later date | Unknown - Unlikely Lead |  |  |  | No | Other |  | Will Inspect meter box at a later date | Unknown | Don't Know | Don't Know |  | Building | Unknown | Unknown | No |  |  | Unknown
1571 | 406 W BLANCO DR, HOBBS NM |  | No | No | Unknown - Unlikely Lead | Don't Know |  |  |  | No | Other |  | Will Inspect meter box at a later date | Unknown - Unlikely Lead |  |  |  | No | Other |  | Will Inspect meter box at a later date | Unknown | Don't Know | Don't Know |  | Building | Unknown | Unknown | No |  |  | Unknown
1883 | 621 E BROADWAY ST, HOBBS NM |  | No | No | Unknown - Unlikely Lead | Don't Know |  |  |  | No | Other |  | Will Inspect meter box at a later date | Unknown - Unlikely Lead |  |  |  | No | Other |  | Will Inspect meter box at a later date | Unknown | Don't Know | Don't Know |  | Building | Unknown | Unknown | No |  |  | Unknown
477 | 612 E ABO DR, HOBBS NM |  | No | No | Unknown - Unlikely Lead | Don't Know |  |  |  | No | Other |  | Will Inspect meter box at a later date | Unknown - Unlikely Lead |  |  |  | No | Other |  | Will Inspect meter box at a later date | Unknown | Don't Know | Don't Know |  | Building | Unknown | Unknown | No |  |  | Unknown
4098 | 5001 N CAMELOT, HOBBS NM |  | No | No | Non-Lead - Copper | No |  | 1 | Field inspection only with no records | No | Visual inspection at the meter pit | 05/14/2024 00:00:00 |  | Non-Lead - Plastic | 2004 | 1 | Installation date after lead ban | Yes | Visual inspection at the meter pit | 05/14/2024 00:00:00 |  | Non-Lead | No | No |  | Single Family Residence |  | No | No |  |  | Non-Lead
3946 | 1518-C W CALLE SUR ST, HOBBS NM |  | No | No | Unknown - Unlikely Lead | Don't Know |  |  |  | No | Other |  | Will Inspect meter box at a later date | Unknown - Unlikely Lead |  |  |  | No | Other |  | Will Inspect meter box at a later date | Unknown | Don't Know | Don't Know |  | Building | Unknown | Unknown | No |  |  | Unknown
14287 | 900 E YESO DR #15, HOBBS NM |  | No | No | Unknown - Unlikely Lead | Don't Know |  |  |  | No | Other |  | Will Inspect meter box at a later date | Unknown - Unlikely Lead |  |  |  | No | Other |  | Will Inspect meter box at a later date | Unknown | Don't Know | Don't Know |  | Building | Unknown | Unknown | No |  |  | Unknown
1599 | 1522 BRADLEY CT, HOBBS NM |  | No | No | Unknown - Unlikely Lead | Don't Know |  |  |  | No | Other |  | Will Inspect meter box at a later date | Unknown - Unlikely Lead |  |  |  | No | Other |  | Will Inspect meter box at a later date | Unknown | Don't Know | Don't Know |  | Building | Unknown | Unknown | No |  |  | Unknown
3844 | 1406 CAMINO REAL, HOBBS NM |  | No | No | Unknown - Unlikely Lead | Don't Know |  |  |  | No | Other |  | Will Inspect meter box at a later date | Unknown - Unlikely Lead |  |  |  | No | Other |  | Will Inspect meter box at a later date | Unknown | Don't Know | Don't Know |  | Building | Unknown | Unknown | No |  |  | Unknown
4717 | 221 E DUNNAM ST, HOBBS NM |  | No | No | Unknown - Unlikely Lead | Don't Know |  |  |  | No | Other |  | Will Inspect meter box at a later date | Unknown - Unlikely Lead |  |  |  | No | Other |  | Will Inspect meter box at a later date | Unknown | Don't Know | Don't Know |  | Building | Unknown | Unknown | No |  |  | Unknown
1612 | 2614 N BRECKON DR, HOBBS NM |  | No | No | Unknown - Unlikely Lead | Don't Know |  |  |  | No | Other |  | Will Inspect meter box at a later date | Unknown - Unlikely Lead |  |  |  | No | Other |  | Will Inspect meter box at a later date | Unknown | Don't Know | Don't Know |  | Building | Unknown | Unknown | No |  |  | Unknown
2549 | 307 W CAIN ST, HOBBS NM |  | No | No | Unknown - Unlikely Lead | Don't Know |  |  |  | No | Other |  | Will Inspect meter box at a later date | Unknown - Unlikely Lead |  |  |  | No | Other |  | Will Inspect meter box at a later date | Unknown | Don't Know | Don't Know |  | Building | Unknown | Unknown | No |  |  | Unknown
3084 | 3901 N CENTRAL K 101, HOBBS NM |  | No | No | Non-Lead - Plastic | No | 2009 | 3/4 | Field inspection only with no records | Yes | Visual inspection at the meter pit | 05/26/2024 00:00:00 |  | Non-Lead - Plastic | 2009 | 3/4 | Installation date after lead ban | Yes | Visual inspection at the meter pit | 05/26/2024 00:00:00 |  | Non-Lead | No | No |  | Single Family Residence |  | No | No |  |  | Non-Lead
270 | 509 E ALBERTSON CIR, HOBBS NM |  | No | No | Unknown - Unlikely Lead | Don't Know |  |  |  | No | Other |  | Will Inspect meter box at a later date | Unknown - Unlikely Lead |  |  |  | No | Other |  | Will Inspect meter box at a later date | Unknown | Don't Know | Don't Know |  | Building | Unknown | Unknown | No |  |  | Unknown
2249 | 1233 S COCHRAN ST, HOBBS NM |  | No | No | Unknown - Unlikely Lead | Don't Know |  |  |  | No | Other |  | Will Inspect meter box at a later date | Unknown - Unlikely Lead |  |  |  | No | Other |  | Will Inspect meter box at a later date | Unknown | Don't Know | Don't Know |  | Building | Unknown | Unknown | No |  |  | Unknown
14296 | 900 E YESO DR #21, HOBBS NM |  | No | No | Unknown - Unlikely Lead | Don't Know |  |  |  | No | Other |  | Will Inspect meter box at a later date | Unknown - Unlikely Lead |  |  |  | No | Other |  | Will Inspect meter box at a later date | Unknown | Don't Know | Don't Know |  | Building | Unknown | Unknown | No |  |  | Unknown
14362 | 113 W YESO DR, HOBBS NM |  | No | No | Unknown - Unlikely Lead | Don't Know |  |  |  | No | Other |  | Will Inspect meter box at a later date | Unknown - Unlikely Lead |  |  |  | No | Other |  | Will Inspect meter box at a later date | Unknown | Don't Know | Don't Know |  | Building | Unknown | Unknown | No |  |  | Unknown
14246 | 1021 E YESO DR 206A, HOBBS NM |  | No | No | Unknown - Unlikely Lead | Don't Know |  |  |  | No | Other |  | Will Inspect meter box at a later date | Unknown - Unlikely Lead |  |  |  | No | Other |  | Will Inspect meter box at a later date | Unknown | Don't Know | Don't Know |  | Building | Unknown | Unknown | No |  |  | Unknown
4471 | 1010 S DAL PASO ST, HOBBS NM |  | No | No | Unknown - Unlikely Lead | Don't Know |  |  |  | No | Other |  | Will Inspect meter box at a later date | Unknown - Unlikely Lead |  |  |  | No | Other |  | Will Inspect meter box at a later date | Unknown | Don't Know | Don't Know |  | Building | Unknown | Unknown | No |  |  | Unknown
14200 | 727 E YESO DR, HOBBS NM |  | No | No | Unknown - Unlikely Lead | Don't Know |  |  |  | No | Other |  | Will Inspect meter box at a later date | Unknown - Unlikely Lead |  |  |  | No | Other |  | Will Inspect meter box at a later date | Unknown | Don't Know | Don't Know |  | Building | Unknown | Unknown | No |  |  | Unknown
3872 | 3908 N CALLE GRANDE, HOBBS NM |  | No | No | Unknown - Unlikely Lead | Don't Know |  |  |  | No | Other |  | Will Inspect meter box at a later date | Unknown - Unlikely Lead |  |  |  | No | Other |  | Will Inspect meter box at a later date | Unknown | Don't Know | Don't Know |  | Building | Unknown | Unknown | No |  |  | Unknown
14496 | 512 E ZIA DR, HOBBS NM |  | No | No | Unknown - Unlikely Lead | Don't Know |  |  |  | No | Other |  | Will Inspect meter box at a later date | Unknown - Unlikely Lead |  |  |  | No | Other |  | Will Inspect meter box at a later date | Unknown | Don't Know | Don't Know |  | Building | Unknown | Unknown | No |  |  | Unknown
14266 | 422 E YESO DR, HOBBS NM |  | No | No | Non-Lead - Plastic | Don't Know |  | 1 | Field inspection only with no records | Yes | Visual inspection at the meter pit | 08/13/2024 00:00:00 |  | Non-Lead - Plastic |  | 1 | Field inspection only with no records | Yes | Visual inspection at the meter pit | 08/13/2024 00:00:00 |  | Non-Lead | No | Don't Know |  | Single Family Residence |  | No | No |  |  | Non-Lead
4390 | 1720-A N DAL PASO ST, HOBBS NM |  | No | No | Unknown - Unlikely Lead | Don't Know |  |  |  | No | Other |  | Will Inspect meter box at a later date | Unknown - Unlikely Lead |  |  |  | No | Other |  | Will Inspect meter box at a later date | Unknown | Don't Know | Don't Know |  | Building | Unknown | Unknown | No |  |  | Unknown
2383 | 115 S COCHRAN ST, HOBBS NM |  | No | No | Unknown - Unlikely Lead | Don't Know |  |  |  | No | Other |  | Will Inspect meter box at a later date | Unknown - Unlikely Lead |  |  |  | No | Other |  | Will Inspect meter box at a later date | Unknown | Don't Know | Don't Know |  | Building | Unknown | Unknown | No |  |  | Unknown
4062 | 2314 CHARLCIA BLVD, HOBBS NM |  | No | No | Unknown - Unlikely Lead | Don't Know |  |  |  | No | Other |  | Will Inspect meter box at a later date | Unknown - Unlikely Lead |  |  |  | No | Other |  | Will Inspect meter box at a later date | Unknown | Don't Know | Don't Know |  | Building | Unknown | Unknown | No |  |  | Unknown
4310 | 3320 N DAL PASO ST #11, HOBBS NM |  | No | No | Non-Lead - Plastic | No | 1986 | 3/4 | Field inspection only with no records | Yes | Visual inspection at the meter pit | 05/26/2024 00:00:00 |  | Non-Lead - Plastic |  | 3/4 | Installation date after lead ban | Yes | Visual inspection at the meter pit | 05/26/2024 00:00:00 |  | Non-Lead | No | No |  | Single Family Residence |  | No | No |  |  | Non-Lead
2653 | 2227 N CIELO DR, HOBBS NM |  | No | No | Unknown - Unlikely Lead | Don't Know |  |  |  | No | Other |  | Will Inspect meter box at a later date | Unknown - Unlikely Lead |  |  |  | No | Other |  | Will Inspect meter box at a later date | Unknown | Don't Know | Don't Know |  | Building | Unknown | Unknown | No |  |  | Unknown
1930 | 1202 West Brittany Drive, Hobbs, NM 88242 |  | No | No | Non-Lead - Plastic | No | 2008 | 1 | Installation date after lead ban | Yes | Other | 03/01/2024 00:00:00 | Newer Construction, verified by GIS Mapping | Non-Lead - Plastic | 2008 | 1 | Installation date after lead ban | No | Other |  | Newer Construction, verified by GIS Mapping |  | No | No |  | Single Family Residence | Unknown | No | No |  |  | Non-Lead | Tier 5 | 32.758074 | -103.150371
1685 | 1531 N BRECKON DR, HOBBS NM |  | No | No | Unknown - Unlikely Lead | Don't Know |  |  |  | No | Other |  | Will Inspect meter box at a later date | Unknown - Unlikely Lead |  |  |  | No | Other |  | Will Inspect meter box at a later date | Unknown | Don't Know | Don't Know |  | Building | Unknown | Unknown | No |  |  | Unknown
3975 | 1610-C W CALLE SUR ST, HOBBS NM |  | No | No | Unknown - Unlikely Lead | Don't Know |  |  |  | No | Other |  | Will Inspect meter box at a later date | Unknown - Unlikely Lead |  |  |  | No | Other |  | Will Inspect meter box at a later date | Unknown | Don't Know | Don't Know |  | Building | Unknown | Unknown | No |  |  | Unknown
2626 | 2400 N CIELO DR, HOBBS NM |  | No | No | Unknown - Unlikely Lead | Don't Know |  |  |  | No | Other |  | Will Inspect meter box at a later date | Unknown - Unlikely Lead |  |  |  | No | Other |  | Will Inspect meter box at a later date | Unknown | Don't Know | Don't Know |  | Building | Unknown | Unknown | No |  |  | Unknown
4545 | 5102 W DARK HORSE RD, HOBBS NM |  | No | No | Non-Lead - Plastic | No | 2015 | 3/4 | Field inspection only with no records | Yes | Visual inspection at the meter pit | 05/26/2024 00:00:00 |  | Non-Lead - Plastic | 2015 | 3/4 | Installation date after lead ban | Yes | Visual inspection at the meter pit | 05/26/2024 00:00:00 |  | Non-Lead | No | No |  | Single Family Residence |  | No | No |  |  | Non-Lead
14024 | 3620 W WHITE OAK ST, HOBBS NM |  | No | No | Non-Lead - Plastic | Don't Know | 2019 | 1 | Field inspection only with no records | Yes | Visual inspection at the meter pit | 08/19/2024 00:00:00 |  | Non-Lead - Plastic | 2019 | 1 | Field inspection only with no records | Yes | Visual inspection at the meter pit | 08/19/2024 00:00:00 |  | Non-Lead | No | Don't Know |  | Single Family Residence |  | No | No |  |  | Non-Lead
2704 | 2934 CIELO AZUL, HOBBS NM |  | No | No | Non-Lead - Plastic | Don't Know | 2019 | 1 | Field inspection only with no records | Yes | Visual inspection at the meter pit | 08/19/2024 00:00:00 |  | Non-Lead - Plastic | 2019 | 1 | Field inspection only with no records | Yes | Visual inspection at the meter pit | 08/19/2024 00:00:00 |  | Non-Lead | No | Don't Know |  | Single Family Residence |  | No | No |  |  | Non-Lead
2159 | 212 E CASTLE AVE, HOBBS NM |  | No | No | Unknown - Unlikely Lead | Don't Know |  |  |  | No | Other |  | Will Inspect meter box at a later date | Unknown - Unlikely Lead |  |  |  | No | Other |  | Will Inspect meter box at a later date | Unknown | Don't Know | Don't Know |  | Building | Unknown | Unknown | No |  |  | Unknown
2147 | 1301 W CLINTON ST, HOBBS NM |  | No | No | Unknown - Unlikely Lead | Don't Know |  |  |  | No | Other |  | Will Inspect meter box at a later date | Unknown - Unlikely Lead |  |  |  | No | Other |  | Will Inspect meter box at a later date | Unknown | Don't Know | Don't Know |  | Building | Unknown | Unknown | No |  |  | Unknown
13847 | 1608 N VEGA DR, HOBBS NM |  | No | No | Unknown - Unlikely Lead | Don't Know |  |  |  | No | Other |  | Will Inspect meter box at a later date | Unknown - Unlikely Lead |  |  |  | No | Other |  | Will Inspect meter box at a later date | Unknown | Don't Know | Don't Know |  | Building | Unknown | Unknown | No |  |  | Unknown
2845 | 323 E CLEARFORK DR, HOBBS NM |  | No | No | Unknown - Unlikely Lead | Don't Know |  |  |  | No | Other |  | Will Inspect meter box at a later date | Unknown - Unlikely Lead |  |  |  | No | Other |  | Will Inspect meter box at a later date | Unknown | Don't Know | Don't Know |  | Building | Unknown | Unknown | No |  |  | Unknown
2146 | 113 W CLINTON ST, HOBBS NM |  | No | No | Unknown - Unlikely Lead | Don't Know |  |  |  | No | Other |  | Will Inspect meter box at a later date | Unknown - Unlikely Lead |  |  |  | No | Other |  | Will Inspect meter box at a later date | Unknown | Don't Know | Don't Know |  | Building | Unknown | Unknown | No |  |  | Unknown
2280 | 1301 N COCHRAN ST, HOBBS NM |  | No | No | Unknown - Unlikely Lead | Don't Know |  |  |  | No | Other |  | Will Inspect meter box at a later date | Unknown - Unlikely Lead |  |  |  | No | Other |  | Will Inspect meter box at a later date | Unknown | Don't Know | Don't Know |  | Building | Unknown | Unknown | No |  |  | Unknown
4233 | 2914 N DAL PASO ST, HOBBS NM |  | No | No | Unknown - Unlikely Lead | Don't Know |  |  |  | No | Other |  | Will Inspect meter box at a later date | Unknown - Unlikely Lead |  |  |  | No | Other |  | Will Inspect meter box at a later date | Unknown | Don't Know | Don't Know |  | Building | Unknown | Unknown | No |  |  | Unknown
14051 | 1123 E WALKER DR, HOBBS NM |  | No | No | Unknown - Unlikely Lead | Don't Know |  |  |  | No | Other |  | Will Inspect meter box at a later date | Unknown - Unlikely Lead |  |  |  | No | Other |  | Will Inspect meter box at a later date | Unknown | Don't Know | Don't Know |  | Building | Unknown | Unknown | No |  |  | Unknown
2274 | 1100 N COCHRAN ST, HOBBS NM |  | No | No | Unknown - Unlikely Lead | Don't Know |  |  |  | No | Other |  | Will Inspect meter box at a later date | Unknown - Unlikely Lead |  |  |  | No | Other |  | Will Inspect meter box at a later date | Unknown | Don't Know | Don't Know |  | Building | Unknown | Unknown | No |  |  | Unknown
14229 | 900 E YESO DR #22, HOBBS NM |  | No | No | Unknown - Unlikely Lead | Don't Know |  |  |  | No | Other |  | Will Inspect meter box at a later date | Unknown - Unlikely Lead |  |  |  | No | Other |  | Will Inspect meter box at a later date | Unknown | Don't Know | Don't Know |  | Building | Unknown | Unknown | No |  |  | Unknown
18 | 1011 S 1ST ST, HOBBS NM |  | No | No | Unknown - Unlikely Lead | Don't Know |  |  |  | No | Other |  | Will Inspect meter box at a later date | Unknown - Unlikely Lead |  |  |  | No | Other |  | Will Inspect meter box at a later date | Unknown | Don't Know | Don't Know |  | Building | Unknown | Unknown | No |  |  | Unknown
4104 | 1307 W CANTERBURY ST, HOBBS NM |  | No | No | Unknown - Unlikely Lead | Don't Know |  |  |  | No | Other |  | Will Inspect meter box at a later date | Unknown - Unlikely Lead |  |  |  | No | Other |  | Will Inspect meter box at a later date | Unknown | Don't Know | Don't Know |  | Building | Unknown | Unknown | No |  |  | Unknown
182 | 411 E ALBERTSON DR, HOBBS NM |  | No | No | Unknown - Unlikely Lead | Don't Know |  |  |  | No | Other |  | Will Inspect meter box at a later date | Unknown - Unlikely Lead |  |  |  | No | Other |  | Will Inspect meter box at a later date | Unknown | Don't Know | Don't Know |  | Building | Unknown | Unknown | No |  |  | Unknown
3315 | 701 W COCHITI AVE, HOBBS NM |  | No | No | Unknown - Unlikely Lead | Don't Know |  |  |  | No | Other |  | Will Inspect meter box at a later date | Unknown - Unlikely Lead |  |  |  | No | Other |  | Will Inspect meter box at a later date | Unknown | Don't Know | Don't Know |  | Building | Unknown | Unknown | No |  |  | Unknown
13729 | 119 W TAYLOR ST, HOBBS NM |  | No | No | Unknown - Unlikely Lead | Don't Know |  |  |  | No | Other |  | Will Inspect meter box at a later date | Unknown - Unlikely Lead |  |  |  | No | Other |  | Will Inspect meter box at a later date | Unknown | Don't Know | Don't Know |  | Building | Unknown | Unknown | No |  |  | Unknown
1546 | 1822 N BLANCO DR, HOBBS NM |  | No | No | Unknown - Unlikely Lead | Don't Know |  |  |  | No | Other |  | Will Inspect meter box at a later date | Unknown - Unlikely Lead |  |  |  | No | Other |  | Will Inspect meter box at a later date | Unknown | Don't Know | Don't Know |  | Building | Unknown | Unknown | No |  |  | Unknown
4253 | 2708 N DAL PASO ST, HOBBS NM |  | No | No | Unknown - Unlikely Lead | Don't Know |  |  |  | No | Other |  | Will Inspect meter box at a later date | Unknown - Unlikely Lead |  |  |  | No | Other |  | Will Inspect meter box at a later date | Unknown | Don't Know | Don't Know |  | Building | Unknown | Unknown | No |  |  | Unknown
1453 | 1817 N BRAZOS AVE, HOBBS NM |  | No | No | Unknown - Unlikely Lead | Don't Know |  |  |  | No | Other |  | Will Inspect meter box at a later date | Unknown - Unlikely Lead |  |  |  | No | Other |  | Will Inspect meter box at a later date | Unknown | Don't Know | Don't Know |  | Building | Unknown | Unknown | No |  |  | Unknown
13956 | 1500 E WHITE ST, HOBBS NM |  | No | No | Unknown - Unlikely Lead | Don't Know |  |  |  | No | Other |  | Will Inspect meter box at a later date | Unknown - Unlikely Lead |  |  |  | No | Other |  | Will Inspect meter box at a later date | Unknown | Don't Know | Don't Know |  | Building | Unknown | Unknown | No |  |  | Unknown
147 | 3317 N ACOMA DR, HOBBS NM |  | No | No | Unknown - Unlikely Lead | Don't Know |  |  |  | No | Other |  | Will Inspect meter box at a later date | Unknown - Unlikely Lead |  |  |  | No | Other |  | Will Inspect meter box at a later date | Unknown | Don't Know | Don't Know |  | Building | Unknown | Unknown | No |  |  | Unknown
2777 | 512 W COPPER AVE, HOBBS NM |  | No | No | Unknown - Unlikely Lead | Don't Know |  |  |  | No | Other |  | Will Inspect meter box at a later date | Unknown - Unlikely Lead |  |  |  | No | Other |  | Will Inspect meter box at a later date | Unknown | Don't Know | Don't Know |  | Building | Unknown | Unknown | No |  |  | Unknown
14423 | 225 E YUCCA ST, HOBBS NM |  | No | No | Unknown - Unlikely Lead | Don't Know |  |  |  | No | Other |  | Will Inspect meter box at a later date | Unknown - Unlikely Lead |  |  |  | No | Other |  | Will Inspect meter box at a later date | Unknown | Don't Know | Don't Know |  | Building | Unknown | Unknown | No |  |  | Unknown
4290 | 1528 N DAL PASO ST, HOBBS NM |  | No | No | Unknown - Unlikely Lead | Don't Know |  |  |  | No | Other |  | Will Inspect meter box at a later date | Unknown - Unlikely Lead |  |  |  | No | Other |  | Will Inspect meter box at a later date | Unknown | Don't Know | Don't Know |  | Building | Unknown | Unknown | No |  |  | Unknown
2185 | 316 W CASTLE AVE, HOBBS NM |  | No | No | Unknown - Unlikely Lead | Don't Know |  |  |  | No | Other |  | Will Inspect meter box at a later date | Unknown - Unlikely Lead |  |  |  | No | Other |  | Will Inspect meter box at a later date | Unknown | Don't Know | Don't Know |  | Building | Unknown | Unknown | No |  |  | Unknown
3568 | 1500 N COLEMAN ST, HOBBS NM |  | No | No | Unknown - Unlikely Lead | Don't Know |  |  |  | No | Other |  | Will Inspect meter box at a later date | Unknown - Unlikely Lead |  |  |  | No | Other |  | Will Inspect meter box at a later date | Unknown | Don't Know | Don't Know |  | Building | Unknown | Unknown | No |  |  | Unknown
4079 | 2525 CHARLCIA BLVD, HOBBS NM |  | No | No | Unknown - Unlikely Lead | Don't Know |  |  |  | No | Other |  | Will Inspect meter box at a later date | Unknown - Unlikely Lead |  |  |  | No | Other |  | Will Inspect meter box at a later date | Unknown | Don't Know | Don't Know |  | Building | Unknown | Unknown | No |  |  | Unknown
2172 | 419 E CASTLE AVE, HOBBS NM |  | No | No | Unknown - Unlikely Lead | Don't Know |  |  |  | No | Other |  | Will Inspect meter box at a later date | Unknown - Unlikely Lead |  |  |  | No | Other |  | Will Inspect meter box at a later date | Unknown | Don't Know | Don't Know |  | Building | Unknown | Unknown | No |  |  | Unknown
1725 | 1639 N BRECKON DR, HOBBS NM |  | No | No | Unknown - Unlikely Lead | Don't Know |  |  |  | No | Other |  | Will Inspect meter box at a later date | Unknown - Unlikely Lead |  |  |  | No | Other |  | Will Inspect meter box at a later date | Unknown | Don't Know | Don't Know |  | Building | Unknown | Unknown | No |  |  | Unknown
1857 | 122 E BROADWAY ST, HOBBS NM |  | No | No | Unknown - Unlikely Lead | Don't Know |  |  |  | No | Other |  | Will Inspect meter box at a later date | Unknown - Unlikely Lead |  |  |  | No | Other |  | Will Inspect meter box at a later date | Unknown | Don't Know | Don't Know |  | Building | Unknown | Unknown | No |  |  | Unknown
2305 | 1309 N COCHRAN ST, HOBBS NM |  | No | No | Unknown - Unlikely Lead | Don't Know |  |  |  | No | Other |  | Will Inspect meter box at a later date | Unknown - Unlikely Lead |  |  |  | No | Other |  | Will Inspect meter box at a later date | Unknown | Don't Know | Don't Know |  | Building | Unknown | Unknown | No |  |  | Unknown
2703 | 2903 CIELO AZUL, HOBBS NM |  | No | No | Non-Lead - Plastic | Don't Know | 2019 | 1 | Field inspection only with no records | Yes | Visual inspection at the meter pit | 08/19/2024 00:00:00 |  | Non-Lead - Plastic | 2019 | 1 | Field inspection only with no records | Yes | Visual inspection at the meter pit | 08/19/2024 00:00:00 |  | Non-Lead | No | Don't Know |  | Single Family Residence |  | No | No |  |  | Non-Lead
1884 | 522 E BROADWAY ST, HOBBS NM |  | No | No | Unknown - Unlikely Lead | Don't Know |  |  |  | No | Other |  | Will Inspect meter box at a later date | Unknown - Unlikely Lead |  |  |  | No | Other |  | Will Inspect meter box at a later date | Unknown | Don't Know | Don't Know |  | Building | Unknown | Unknown | No |  |  | Unknown
4720 | 101 E DUNNAM ST, HOBBS NM |  | No | No | Unknown - Unlikely Lead | Don't Know |  |  |  | No | Other |  | Will Inspect meter box at a later date | Unknown - Unlikely Lead |  |  |  | No | Other |  | Will Inspect meter box at a later date | Unknown | Don't Know | Don't Know |  | Building | Unknown | Unknown | No |  |  | Unknown
3528 | 403 N COLEMAN ST, HOBBS NM |  | No | No | Unknown - Unlikely Lead | Don't Know |  |  |  | No | Other |  | Will Inspect meter box at a later date | Unknown - Unlikely Lead |  |  |  | No | Other |  | Will Inspect meter box at a later date | Unknown | Don't Know | Don't Know |  | Building | Unknown | Unknown | No |  |  | Unknown
404 | 400 E ALTO DR, HOBBS NM |  | No | No | Unknown - Unlikely Lead | Don't Know |  |  |  | No | Other |  | Will Inspect meter box at a later date | Unknown - Unlikely Lead |  |  |  | No | Other |  | Will Inspect meter box at a later date | Unknown | Don't Know | Don't Know |  | Building | Unknown | Unknown | No |  |  | Unknown
3404 | 1103 W CAPROCK ST, HOBBS NM |  | No | No | Unknown - Unlikely Lead | Don't Know |  |  |  | No | Other |  | Will Inspect meter box at a later date | Unknown - Unlikely Lead |  |  |  | No | Other |  | Will Inspect meter box at a later date | Unknown | Don't Know | Don't Know |  | Building | Unknown | Unknown | No |  |  | Unknown
3611 | 505 N COLEMAN ST, HOBBS NM |  | No | No | Unknown - Unlikely Lead | Don't Know |  |  |  | No | Other |  | Will Inspect meter box at a later date | Unknown - Unlikely Lead |  |  |  | No | Other |  | Will Inspect meter box at a later date | Unknown | Don't Know | Don't Know |  | Building | Unknown | Unknown | No |  |  | Unknown
1533 | 2006 E BRAZOS PL, HOBBS NM |  | No | No | Unknown - Unlikely Lead | Don't Know |  |  |  | No | Other |  | Will Inspect meter box at a later date | Unknown - Unlikely Lead |  |  |  | No | Other |  | Will Inspect meter box at a later date | Unknown | Don't Know | Don't Know |  | Building | Unknown | Unknown | No |  |  | Unknown
3340 | 1205 W CAPROCK ST, HOBBS NM |  | No | No | Unknown - Unlikely Lead | Don't Know |  |  |  | No | Other |  | Will Inspect meter box at a later date | Unknown - Unlikely Lead |  |  |  | No | Other |  | Will Inspect meter box at a later date | Unknown | Don't Know | Don't Know |  | Building | Unknown | Unknown | No |  |  | Unknown
14032 | 832 E WALKER DR, HOBBS NM |  | No | No | Unknown - Unlikely Lead | Don't Know |  |  |  | No | Other |  | Will Inspect meter box at a later date | Unknown - Unlikely Lead |  |  |  | No | Other |  | Will Inspect meter box at a later date | Unknown | Don't Know | Don't Know |  | Building | Unknown | Unknown | No |  |  | Unknown
2179 | 110 W CASTLE AVE, HOBBS NM |  | No | No | Unknown - Unlikely Lead | Don't Know |  |  |  | No | Other |  | Will Inspect meter box at a later date | Unknown - Unlikely Lead |  |  |  | No | Other |  | Will Inspect meter box at a later date | Unknown | Don't Know | Don't Know |  | Building | Unknown | Unknown | No |  |  | Unknown
4618 | 1016 N DALMONT ST, HOBBS NM |  | No | No | Unknown - Unlikely Lead | Don't Know |  |  |  | No | Other |  | Will Inspect meter box at a later date | Unknown - Unlikely Lead |  |  |  | No | Other |  | Will Inspect meter box at a later date | Unknown | Don't Know | Don't Know |  | Building | Unknown | Unknown | No |  |  | Unknown
4197 | 5102 N CARRIAGE RD, HOBBS NM |  | No | No | Unknown - Unlikely Lead | Don't Know |  |  |  | No | Other |  | Will Inspect meter box at a later date | Unknown - Unlikely Lead |  |  |  | No | Other |  | Will Inspect meter box at a later date | Unknown | Don't Know | Don't Know |  | Building | Unknown | Unknown | No |  |  | Unknown
2715 | 1108 W COPPER AVE, HOBBS NM |  | No | No | Unknown - Unlikely Lead | Don't Know |  |  |  | No | Other |  | Will Inspect meter box at a later date | Unknown - Unlikely Lead |  |  |  | No | Other |  | Will Inspect meter box at a later date | Unknown | Don't Know | Don't Know |  | Building | Unknown | Unknown | No |  |  | Unknown
2560 | 319 W CAIN ST, HOBBS NM |  | No | No | Unknown - Unlikely Lead | Don't Know |  |  |  | No | Other |  | Will Inspect meter box at a later date | Unknown - Unlikely Lead |  |  |  | No | Other |  | Will Inspect meter box at a later date | Unknown | Don't Know | Don't Know |  | Building | Unknown | Unknown | No |  |  | Unknown
3553 | 1529 N COLEMAN ST, HOBBS NM |  | No | No | Unknown - Unlikely Lead | Don't Know |  |  |  | No | Other |  | Will Inspect meter box at a later date | Unknown - Unlikely Lead |  |  |  | No | Other |  | Will Inspect meter box at a later date | Unknown | Don't Know | Don't Know |  | Building | Unknown | Unknown | No |  |  | Unknown
14189 | 314 E YESO DR, HOBBS NM |  | No | No | Unknown - Unlikely Lead | Don't Know |  |  |  | No | Other |  | Will Inspect meter box at a later date | Unknown - Unlikely Lead |  |  |  | No | Other |  | Will Inspect meter box at a later date | Unknown | Don't Know | Don't Know |  | Building | Unknown | Unknown | No |  |  | Unknown
13882 | 200 E VEGA DR, HOBBS NM |  | No | No | Unknown - Unlikely Lead | Don't Know |  |  |  | No | Other |  | Will Inspect meter box at a later date | Unknown - Unlikely Lead |  |  |  | No | Other |  | Will Inspect meter box at a later date | Unknown | Don't Know | Don't Know |  | Building | Unknown | Unknown | No |  |  | Unknown
4622 | 1007 N DALMONT ST, HOBBS NM |  | No | No | Unknown - Unlikely Lead | Don't Know |  |  |  | No | Other |  | Will Inspect meter box at a later date | Unknown - Unlikely Lead |  |  |  | No | Other |  | Will Inspect meter box at a later date | Unknown | Don't Know | Don't Know |  | Building | Unknown | Unknown | No |  |  | Unknown
4634 | 702 E DUNNAM ST, HOBBS NM |  | No | No | Unknown - Unlikely Lead | Don't Know |  |  |  | No | Other |  | Will Inspect meter box at a later date | Unknown - Unlikely Lead |  |  |  | No | Other |  | Will Inspect meter box at a later date | Unknown | Don't Know | Don't Know |  | Building | Unknown | Unknown | No |  |  | Unknown
14385 | 700 E YUCCA ST, HOBBS NM |  | No | No | Unknown - Unlikely Lead | Don't Know |  |  |  | No | Other |  | Will Inspect meter box at a later date | Unknown - Unlikely Lead |  |  |  | No | Other |  | Will Inspect meter box at a later date | Unknown | Don't Know | Don't Know |  | Building | Unknown | Unknown | No |  |  | Unknown
2215 | 600 S COCHRAN ST, HOBBS NM |  | No | No | Unknown - Unlikely Lead | Don't Know |  |  |  | No | Other |  | Will Inspect meter box at a later date | Unknown - Unlikely Lead |  |  |  | No | Other |  | Will Inspect meter box at a later date | Unknown | Don't Know | Don't Know |  | Building | Unknown | Unknown | No |  |  | Unknown
14160 | 2808 N WEST COUNTY RD, HOBBS NM |  | No | No | Unknown - Unlikely Lead | Don't Know |  |  |  | No | Other |  | Will Inspect meter box at a later date | Unknown - Unlikely Lead |  |  |  | No | Other |  | Will Inspect meter box at a later date | Unknown | Don't Know | Don't Know |  | Building | Unknown | Unknown | No |  |  | Unknown
4512 | 108 S DAL PASO ST, HOBBS NM |  | No | No | Unknown - Unlikely Lead | Don't Know |  |  |  | No | Other |  | Will Inspect meter box at a later date | Unknown - Unlikely Lead |  |  |  | No | Other |  | Will Inspect meter box at a later date | Unknown | Don't Know | Don't Know |  | Building | Unknown | Unknown | No |  |  | Unknown
3604 | 229 N COLEMAN ST, HOBBS NM |  | No | No | Unknown - Unlikely Lead | Don't Know |  |  |  | No | Other |  | Will Inspect meter box at a later date | Unknown - Unlikely Lead |  |  |  | No | Other |  | Will Inspect meter box at a later date | Unknown | Don't Know | Don't Know |  | Building | Unknown | Unknown | No |  |  | Unknown
1917 | 1319 West Brittany Drive, Hobbs, NM 88242 |  | No | No | Non-Lead - Plastic | No | 2008 | 1 | Installation date after lead ban | Yes | Other | 03/01/2024 00:00:00 | Newer Construction, verified by GIS Mapping | Non-Lead - Plastic | 2008 | 1 | Installation date after lead ban | No | Other |  | Newer Construction, verified by GIS Mapping |  | No | No |  | Single Family Residence | Unknown | No | No |  |  | Non-Lead | Tier 5 | 32.757495 | -103.152642
3787 | 1408 W CAMINO DEL ARCO, HOBBS NM |  | No | No | Unknown - Unlikely Lead | Don't Know |  |  |  | No | Other |  | Will Inspect meter box at a later date | Unknown - Unlikely Lead |  |  |  | No | Other |  | Will Inspect meter box at a later date | Unknown | Don't Know | Don't Know |  | Building | Unknown | Unknown | No |  |  | Unknown
2261 | 206 W CASTLE AVE, HOBBS NM |  | No | No | Unknown - Unlikely Lead | Don't Know |  |  |  | No | Other |  | Will Inspect meter box at a later date | Unknown - Unlikely Lead |  |  |  | No | Other |  | Will Inspect meter box at a later date | Unknown | Don't Know | Don't Know |  | Building | Unknown | Unknown | No |  |  | Unknown
4209 | 5007 N CARRIAGE RD, HOBBS NM |  | No | No | Unknown - Unlikely Lead | Don't Know |  |  |  | No | Other |  | Will Inspect meter box at a later date | Unknown - Unlikely Lead |  |  |  | No | Other |  | Will Inspect meter box at a later date | Unknown | Don't Know | Don't Know |  | Building | Unknown | Unknown | No |  |  | Unknown
14273 | 1021 E YESO DR 106B, HOBBS NM |  | No | No | Unknown - Unlikely Lead | Don't Know |  |  |  | No | Other |  | Will Inspect meter box at a later date | Unknown - Unlikely Lead |  |  |  | No | Other |  | Will Inspect meter box at a later date | Unknown | Don't Know | Don't Know |  | Building | Unknown | Unknown | No |  |  | Unknown
322 | 1215 E ALSTON ST, HOBBS NM |  | No | No | Unknown - Unlikely Lead | Don't Know |  |  |  | No | Other |  | Will Inspect meter box at a later date | Unknown - Unlikely Lead |  |  |  | No | Other |  | Will Inspect meter box at a later date | Unknown | Don't Know | Don't Know |  | Building | Unknown | Unknown | No |  |  | Unknown
4321 | 3419 N DAL PASO BLD 15 D, HOBBS NM |  | No | No | Non-Lead - Plastic | No | 2020 | 3/4 | Field inspection only with no records | Yes | Visual inspection at the meter pit | 05/26/2024 00:00:00 |  | Non-Lead - Plastic |  | 3/4 | Installation date after lead ban | Yes | Visual inspection at the meter pit | 05/26/2024 00:00:00 |  | Non-Lead | No | No |  | Single Family Residence |  | No | No |  |  | Non-Lead
3038 | 3901 N CENTRAL K 108, HOBBS NM |  | No | No | Non-Lead - Plastic | No | 2009 | 3/4 | Field inspection only with no records | Yes | Visual inspection at the meter pit | 05/26/2024 00:00:00 |  | Non-Lead - Plastic | 2009 | 3/4 | Installation date after lead ban | Yes | Visual inspection at the meter pit | 05/26/2024 00:00:00 |  | Non-Lead | No | No |  | Single Family Residence |  | No | No |  |  | Non-Lead
2174 | 405 E CASTLE AVE, HOBBS NM |  | No | No | Unknown - Unlikely Lead | Don't Know |  |  |  | No | Other |  | Will Inspect meter box at a later date | Unknown - Unlikely Lead |  |  |  | No | Other |  | Will Inspect meter box at a later date | Unknown | Don't Know | Don't Know |  | Building | Unknown | Unknown | No |  |  | Unknown
4488 | 201 S DAL PASO ST, HOBBS NM |  | No | No | Unknown - Unlikely Lead | Don't Know |  |  |  | No | Other |  | Will Inspect meter box at a later date | Unknown - Unlikely Lead |  |  |  | No | Other |  | Will Inspect meter box at a later date | Unknown | Don't Know | Don't Know |  | Building | Unknown | Unknown | No |  |  | Unknown
2390 | 1017 S COCHRAN ST, HOBBS NM |  | No | No | Unknown - Unlikely Lead | Don't Know |  |  |  | No | Other |  | Will Inspect meter box at a later date | Unknown - Unlikely Lead |  |  |  | No | Other |  | Will Inspect meter box at a later date | Unknown | Don't Know | Don't Know |  | Building | Unknown | Unknown | No |  |  | Unknown
2243 | 1605 S COCHRAN ST, HOBBS NM |  | No | No | Unknown - Unlikely Lead | Don't Know |  |  |  | No | Other |  | Will Inspect meter box at a later date | Unknown - Unlikely Lead |  |  |  | No | Other |  | Will Inspect meter box at a later date | Unknown | Don't Know | Don't Know |  | Building | Unknown | Unknown | No |  |  | Unknown
354 | 609 E ALSTON ST, HOBBS NM |  | No | No | Unknown - Unlikely Lead | Don't Know |  |  |  | No | Other |  | Will Inspect meter box at a later date | Unknown - Unlikely Lead |  |  |  | No | Other |  | Will Inspect meter box at a later date | Unknown | Don't Know | Don't Know |  | Building | Unknown | Unknown | No |  |  | Unknown
4131 | 3614 W CASA VERDE, HOBBS NM |  | No | No | Unknown - Unlikely Lead | Don't Know |  |  |  | No | Other |  | Will Inspect meter box at a later date | Unknown - Unlikely Lead |  |  |  | No | Other |  | Will Inspect meter box at a later date | Unknown | Don't Know | Don't Know |  | Building | Unknown | Unknown | No |  |  | Unknown
14456 | 501 E YUCCA ST, HOBBS NM |  | No | No | Unknown - Unlikely Lead | Don't Know |  |  |  | No | Other |  | Will Inspect meter box at a later date | Unknown - Unlikely Lead |  |  |  | No | Other |  | Will Inspect meter box at a later date | Unknown | Don't Know | Don't Know |  | Building | Unknown | Unknown | No |  |  | Unknown
4566 | 4727 W DARK HORSE RD, HOBBS NM |  | No | No | Non-Lead - Plastic | No | 2015 | 3/4 | Field inspection only with no records | Yes | Visual inspection at the meter pit | 05/26/2024 00:00:00 |  | Non-Lead - Plastic | 2015 | 3/4 | Installation date after lead ban | Yes | Visual inspection at the meter pit | 05/26/2024 00:00:00 |  | Non-Lead | No | No |  | Single Family Residence |  | No | No |  |  | Non-Lead
4525 | 5024 W DARK HORSE RD, HOBBS NM |  | No | No | Non-Lead - Plastic | No | 2015 | 3/4 | Field inspection only with no records | Yes | Visual inspection at the meter pit | 05/26/2024 00:00:00 |  | Non-Lead - Plastic | 2015 | 3/4 | Installation date after lead ban | Yes | Visual inspection at the meter pit | 05/26/2024 00:00:00 |  | Non-Lead | No | No |  | Single Family Residence |  | No | No |  |  | Non-Lead
2275 | 1110 N COCHRAN ST, HOBBS NM |  | No | No | Unknown - Unlikely Lead | Don't Know |  |  |  | No | Other |  | Will Inspect meter box at a later date | Unknown - Unlikely Lead |  |  |  | No | Other |  | Will Inspect meter box at a later date | Unknown | Don't Know | Don't Know |  | Building | Unknown | Unknown | No |  |  | Unknown
3076 | 3901 N CENTRAL B 108, HOBBS NM |  | No | No | Non-Lead - Plastic | No | 2009 | 3/4 | Field inspection only with no records | Yes | Visual inspection at the meter pit | 05/26/2024 00:00:00 |  | Non-Lead - Plastic | 2009 | 3/4 | Installation date after lead ban | Yes | Visual inspection at the meter pit | 05/26/2024 00:00:00 |  | Non-Lead | No | No |  | Single Family Residence |  | No | No |  |  | Non-Lead
2361 | 1231 S COCHRAN ST, HOBBS NM |  | No | No | Unknown - Unlikely Lead | Don't Know |  |  |  | No | Other |  | Will Inspect meter box at a later date | Unknown - Unlikely Lead |  |  |  | No | Other |  | Will Inspect meter box at a later date | Unknown | Don't Know | Don't Know |  | Building | Unknown | Unknown | No |  |  | Unknown
2278 | 1213 N COCHRAN ST, HOBBS NM |  | No | No | Unknown - Unlikely Lead | Don't Know |  |  |  | No | Other |  | Will Inspect meter box at a later date | Unknown - Unlikely Lead |  |  |  | No | Other |  | Will Inspect meter box at a later date | Unknown | Don't Know | Don't Know |  | Building | Unknown | Unknown | No |  |  | Unknown
3217 | 3409 N CENTRAL DR, HOBBS NM |  | No | No | Unknown - Unlikely Lead | Don't Know |  |  |  | No | Other |  | Will Inspect meter box at a later date | Unknown - Unlikely Lead |  |  |  | No | Other |  | Will Inspect meter box at a later date | Unknown | Don't Know | Don't Know |  | Building | Unknown | Unknown | No |  |  | Unknown
228 | 1726 E ALBERTSON DR, HOBBS NM |  | No | No | Unknown - Unlikely Lead | Don't Know |  |  |  | No | Other |  | Will Inspect meter box at a later date | Unknown - Unlikely Lead |  |  |  | No | Other |  | Will Inspect meter box at a later date | Unknown | Don't Know | Don't Know |  | Building | Unknown | Unknown | No |  |  | Unknown
467 | 412 E ABO DR, HOBBS NM |  | No | No | Unknown - Unlikely Lead | Don't Know |  |  |  | No | Other |  | Will Inspect meter box at a later date | Unknown - Unlikely Lead |  |  |  | No | Other |  | Will Inspect meter box at a later date | Unknown | Don't Know | Don't Know |  | Building | Unknown | Unknown | No |  |  | Unknown
3850 | 1421 CAMINO REAL, HOBBS NM |  | No | No | Unknown - Unlikely Lead | Don't Know |  |  |  | No | Other |  | Will Inspect meter box at a later date | Unknown - Unlikely Lead |  |  |  | No | Other |  | Will Inspect meter box at a later date | Unknown | Don't Know | Don't Know |  | Building | Unknown | Unknown | No |  |  | Unknown
4452 | 601 N DAL PASO ST, HOBBS NM |  | No | No | Unknown - Unlikely Lead | Don't Know |  |  |  | No | Other |  | Will Inspect meter box at a later date | Unknown - Unlikely Lead |  |  |  | No | Other |  | Will Inspect meter box at a later date | Unknown | Don't Know | Don't Know |  | Building | Unknown | Unknown | No |  |  | Unknown
3097 | 3901 N CENTRAL L 207, HOBBS NM |  | No | No | Non-Lead - Plastic | No | 2009 | 3/4 | Field inspection only with no records | Yes | Visual inspection at the meter pit | 05/26/2024 00:00:00 |  | Non-Lead - Plastic | 2009 | 3/4 | Installation date after lead ban | Yes | Visual inspection at the meter pit | 05/26/2024 00:00:00 |  | Non-Lead | No | No |  | Single Family Residence |  | No | No |  |  | Non-Lead
4473 | 716 S DAL PASO ST, HOBBS NM |  | No | No | Unknown - Unlikely Lead | Don't Know |  |  |  | No | Other |  | Will Inspect meter box at a later date | Unknown - Unlikely Lead |  |  |  | No | Other |  | Will Inspect meter box at a later date | Unknown | Don't Know | Don't Know |  | Building | Unknown | Unknown | No |  |  | Unknown
2708 | 2907 CIELO AZUL, HOBBS NM |  | No | No | Non-Lead - Plastic | Don't Know | 2019 | 1 | Field inspection only with no records | Yes | Visual inspection at the meter pit | 08/19/2024 00:00:00 |  | Non-Lead - Plastic | 2019 | 1 | Field inspection only with no records | Yes | Visual inspection at the meter pit | 08/19/2024 00:00:00 |  | Non-Lead | No | Don't Know |  | Single Family Residence |  | No | No |  |  | Non-Lead
3559 | 409 N COLEMAN ST, HOBBS NM |  | No | No | Unknown - Unlikely Lead | Don't Know |  |  |  | No | Other |  | Will Inspect meter box at a later date | Unknown - Unlikely Lead |  |  |  | No | Other |  | Will Inspect meter box at a later date | Unknown | Don't Know | Don't Know |  | Building | Unknown | Unknown | No |  |  | Unknown
2026 | 1324 E CLINTON ST, HOBBS NM |  | No | No | Unknown - Unlikely Lead | Don't Know |  |  |  | No | Other |  | Will Inspect meter box at a later date | Unknown - Unlikely Lead |  |  |  | No | Other |  | Will Inspect meter box at a later date | Unknown | Don't Know | Don't Know |  | Building | Unknown | Unknown | No |  |  | Unknown
14104 | 307 S WILLOW ST, HOBBS NM |  | No | No | Unknown - Unlikely Lead | Don't Know |  |  |  | No | Other |  | Will Inspect meter box at a later date | Unknown - Unlikely Lead |  |  |  | No | Other |  | Will Inspect meter box at a later date | Unknown | Don't Know | Don't Know |  | Building | Unknown | Unknown | No |  |  | Unknown
2492 | 420 W COAL AVE, HOBBS NM |  | No | No | Unknown - Unlikely Lead | Don't Know |  |  |  | No | Other |  | Will Inspect meter box at a later date | Unknown - Unlikely Lead |  |  |  | No | Other |  | Will Inspect meter box at a later date | Unknown | Don't Know | Don't Know |  | Building | Unknown | Unknown | No |  |  | Unknown
2523 | 1308 E CAIN ST, HOBBS NM |  | No | No | Unknown - Unlikely Lead | Don't Know |  |  |  | No | Other |  | Will Inspect meter box at a later date | Unknown - Unlikely Lead |  |  |  | No | Other |  | Will Inspect meter box at a later date | Unknown | Don't Know | Don't Know |  | Building | Unknown | Unknown | No |  |  | Unknown
14446 | 115 E YUCCA ST, HOBBS NM |  | No | No | Unknown - Unlikely Lead | Don't Know |  |  |  | No | Other |  | Will Inspect meter box at a later date | Unknown - Unlikely Lead |  |  |  | No | Other |  | Will Inspect meter box at a later date | Unknown | Don't Know | Don't Know |  | Building | Unknown | Unknown | No |  |  | Unknown
2016 | 415 E CORBETT ST, HOBBS NM |  | No | No | Unknown - Unlikely Lead | Don't Know |  |  |  | No | Other |  | Will Inspect meter box at a later date | Unknown - Unlikely Lead |  |  |  | No | Other |  | Will Inspect meter box at a later date | Unknown | Don't Know | Don't Know |  | Building | Unknown | Unknown | No |  |  | Unknown
288 | 2638 N ALBERTSON DR, HOBBS NM |  | No | No | Unknown - Unlikely Lead | Don't Know |  |  |  | No | Other |  | Will Inspect meter box at a later date | Unknown - Unlikely Lead |  |  |  | No | Other |  | Will Inspect meter box at a later date | Unknown | Don't Know | Don't Know |  | Building | Unknown | Unknown | No |  |  | Unknown
14437 | 606 E YUCCA ST, HOBBS NM |  | No | No | Unknown - Unlikely Lead | Don't Know |  |  |  | No | Other |  | Will Inspect meter box at a later date | Unknown - Unlikely Lead |  |  |  | No | Other |  | Will Inspect meter box at a later date | Unknown | Don't Know | Don't Know |  | Building | Unknown | Unknown | No |  |  | Unknown
1709 | 1123 N BRECKON DR, HOBBS NM |  | No | No | Unknown - Unlikely Lead | Don't Know |  |  |  | No | Other |  | Will Inspect meter box at a later date | Unknown - Unlikely Lead |  |  |  | No | Other |  | Will Inspect meter box at a later date | Unknown | Don't Know | Don't Know |  | Building | Unknown | Unknown | No |  |  | Unknown
1632 | 2116 N BRECKON DR, HOBBS NM |  | No | No | Unknown - Unlikely Lead | Don't Know |  |  |  | No | Other |  | Will Inspect meter box at a later date | Unknown - Unlikely Lead |  |  |  | No | Other |  | Will Inspect meter box at a later date | Unknown | Don't Know | Don't Know |  | Building | Unknown | Unknown | No |  |  | Unknown
4458 | 806 1/2 N DAL PASO ST, HOBBS NM |  | No | No | Unknown - Unlikely Lead | Don't Know |  |  |  | No | Other |  | Will Inspect meter box at a later date | Unknown - Unlikely Lead |  |  |  | No | Other |  | Will Inspect meter box at a later date | Unknown | Don't Know | Don't Know |  | Building | Unknown | Unknown | No |  |  | Unknown
3730 | 1311 E CIMARRON RD, HOBBS NM |  | No | No | Unknown - Unlikely Lead | Don't Know |  |  |  | No | Other |  | Will Inspect meter box at a later date | Unknown - Unlikely Lead |  |  |  | No | Other |  | Will Inspect meter box at a later date | Unknown | Don't Know | Don't Know |  | Building | Unknown | Unknown | No |  |  | Unknown
1655 | 1113 N BRECKON DR, HOBBS NM |  | No | No | Unknown - Unlikely Lead | Don't Know |  |  |  | No | Other |  | Will Inspect meter box at a later date | Unknown - Unlikely Lead |  |  |  | No | Other |  | Will Inspect meter box at a later date | Unknown | Don't Know | Don't Know |  | Building | Unknown | Unknown | No |  |  | Unknown
4130 | 6003 W CASA VERDE, HOBBS NM |  | No | No | Unknown - Unlikely Lead | Don't Know |  |  |  | No | Other |  | Will Inspect meter box at a later date | Unknown - Unlikely Lead |  |  |  | No | Other |  | Will Inspect meter box at a later date | Unknown | Don't Know | Don't Know |  | Building | Unknown | Unknown | No |  |  | Unknown
2478 | 1116 W COAL AVE, HOBBS NM |  | No | No | Unknown - Unlikely Lead | Don't Know |  |  |  | No | Other |  | Will Inspect meter box at a later date | Unknown - Unlikely Lead |  |  |  | No | Other |  | Will Inspect meter box at a later date | Unknown | Don't Know | Don't Know |  | Building | Unknown | Unknown | No |  |  | Unknown
2312 | 715 N COCHRAN ST, HOBBS NM |  | No | No | Unknown - Unlikely Lead | Don't Know |  |  |  | No | Other |  | Will Inspect meter box at a later date | Unknown - Unlikely Lead |  |  |  | No | Other |  | Will Inspect meter box at a later date | Unknown | Don't Know | Don't Know |  | Building | Unknown | Unknown | No |  |  | Unknown
221 | 1016 E ALBERTSON DR, HOBBS NM |  | No | No | Unknown - Unlikely Lead | Don't Know |  |  |  | No | Other |  | Will Inspect meter box at a later date | Unknown - Unlikely Lead |  |  |  | No | Other |  | Will Inspect meter box at a later date | Unknown | Don't Know | Don't Know |  | Building | Unknown | Unknown | No |  |  | Unknown
2689 | 419 W CIELO DR, HOBBS NM |  | No | No | Unknown - Unlikely Lead | Don't Know |  |  |  | No | Other |  | Will Inspect meter box at a later date | Unknown - Unlikely Lead |  |  |  | No | Other |  | Will Inspect meter box at a later date | Unknown | Don't Know | Don't Know |  | Building | Unknown | Unknown | No |  |  | Unknown
2714 | 1220 W COPPER AVE, HOBBS NM |  | No | No | Unknown - Unlikely Lead | Don't Know |  |  |  | No | Other |  | Will Inspect meter box at a later date | Unknown - Unlikely Lead |  |  |  | No | Other |  | Will Inspect meter box at a later date | Unknown | Don't Know | Don't Know |  | Building | Unknown | Unknown | No |  |  | Unknown
2035 | 406 E CLINTON ST, HOBBS NM |  | No | No | Unknown - Unlikely Lead | Don't Know |  |  |  | No | Other |  | Will Inspect meter box at a later date | Unknown - Unlikely Lead |  |  |  | No | Other |  | Will Inspect meter box at a later date | Unknown | Don't Know | Don't Know |  | Building | Unknown | Unknown | No |  |  | Unknown
3840 | 1410 CAMINO REAL, HOBBS NM |  | No | No | Unknown - Unlikely Lead | Don't Know |  |  |  | No | Other |  | Will Inspect meter box at a later date | Unknown - Unlikely Lead |  |  |  | No | Other |  | Will Inspect meter box at a later date | Unknown | Don't Know | Don't Know |  | Building | Unknown | Unknown | No |  |  | Unknown
1699 | 1417 N BRECKON DR, HOBBS NM |  | No | No | Unknown - Unlikely Lead | Don't Know |  |  |  | No | Other |  | Will Inspect meter box at a later date | Unknown - Unlikely Lead |  |  |  | No | Other |  | Will Inspect meter box at a later date | Unknown | Don't Know | Don't Know |  | Building | Unknown | Unknown | No |  |  | Unknown
14376 | 1526 YESO CIR, HOBBS NM |  | No | No | Unknown - Unlikely Lead | Don't Know |  |  |  | No | Other |  | Will Inspect meter box at a later date | Unknown - Unlikely Lead |  |  |  | No | Other |  | Will Inspect meter box at a later date | Unknown | Don't Know | Don't Know |  | Building | Unknown | Unknown | No |  |  | Unknown
378 | 611 1/2 E ALSTON ST, HOBBS NM |  | No | No | Unknown - Unlikely Lead | Don't Know |  |  |  | No | Other |  | Will Inspect meter box at a later date | Unknown - Unlikely Lead |  |  |  | No | Other |  | Will Inspect meter box at a later date | Unknown | Don't Know | Don't Know |  | Building | Unknown | Unknown | No |  |  | Unknown
14199 | 710 E YESO DR, HOBBS NM |  | No | No | Unknown - Unlikely Lead | Don't Know |  |  |  | No | Other |  | Will Inspect meter box at a later date | Unknown - Unlikely Lead |  |  |  | No | Other |  | Will Inspect meter box at a later date | Unknown | Don't Know | Don't Know |  | Building | Unknown | Unknown | No |  |  | Unknown
323 | 1201 E ALSTON ST, HOBBS NM |  | No | No | Unknown - Unlikely Lead | Don't Know |  |  |  | No | Other |  | Will Inspect meter box at a later date | Unknown - Unlikely Lead |  |  |  | No | Other |  | Will Inspect meter box at a later date | Unknown | Don't Know | Don't Know |  | Building | Unknown | Unknown | No |  |  | Unknown
2999 | 3901 N CENTRAL L 208, HOBBS NM |  | No | No | Non-Lead - Plastic | No | 2009 | 3/4 | Field inspection only with no records | Yes | Visual inspection at the meter pit | 05/26/2024 00:00:00 |  | Non-Lead - Plastic | 2009 | 3/4 | Installation date after lead ban | Yes | Visual inspection at the meter pit | 05/26/2024 00:00:00 |  | Non-Lead | No | No |  | Single Family Residence |  | No | No |  |  | Non-Lead
14003 | 300 E WHITE ST BLDG C, HOBBS NM |  | No | No | Unknown - Unlikely Lead | Don't Know |  |  |  | No | Other |  | Will Inspect meter box at a later date | Unknown - Unlikely Lead |  |  |  | No | Other |  | Will Inspect meter box at a later date | Unknown | Don't Know | Don't Know |  | Building | Unknown | Unknown | No |  |  | Unknown
1751 | 15 BROADMOOR PARK, HOBBS NM |  | No | No | Non-Lead - Plastic | No | 2003 | 3/4 | Field inspection only with no records | Yes | Visual inspection at the meter pit | 05/26/2024 00:00:00 |  | Non-Lead - Plastic | 2003 | 3/4 | Installation date after lead ban | Yes | Visual inspection at the meter pit | 05/26/2024 00:00:00 |  | Non-Lead | No | No |  | Single Family Residence |  | No | No |  |  | Non-Lead
13898 | 220 W VEGA DR, HOBBS NM |  | No | No | Unknown - Unlikely Lead | Don't Know |  |  |  | No | Other |  | Will Inspect meter box at a later date | Unknown - Unlikely Lead |  |  |  | No | Other |  | Will Inspect meter box at a later date | Unknown | Don't Know | Don't Know |  | Building | Unknown | Unknown | No |  |  | Unknown
3765 | 3720 W COLLEGE LN, HOBBS NM |  | No | No | Unknown - Unlikely Lead | Don't Know |  |  |  | No | Other |  | Will Inspect meter box at a later date | Unknown - Unlikely Lead |  |  |  | No | Other |  | Will Inspect meter box at a later date | Unknown | Don't Know | Don't Know |  | Building | Unknown | Unknown | No |  |  | Unknown
4526 | 4723 W DARK HORSE RD, HOBBS NM |  | No | No | Non-Lead - Plastic | No | 2015 | 3/4 | Field inspection only with no records | Yes | Visual inspection at the meter pit | 05/26/2024 00:00:00 |  | Non-Lead - Plastic | 2015 | 3/4 | Installation date after lead ban | Yes | Visual inspection at the meter pit | 05/26/2024 00:00:00 |  | Non-Lead | No | No |  | Single Family Residence |  | No | No |  |  | Non-Lead
4489 | 311 S DAL PASO ST, HOBBS NM |  | No | No | Unknown - Unlikely Lead | Don't Know |  |  |  | No | Other |  | Will Inspect meter box at a later date | Unknown - Unlikely Lead |  |  |  | No | Other |  | Will Inspect meter box at a later date | Unknown | Don't Know | Don't Know |  | Building | Unknown | Unknown | No |  |  | Unknown
152 | 2123 N ACOMA DR, HOBBS NM |  | No | No | Unknown - Unlikely Lead | Don't Know |  |  |  | No | Other |  | Will Inspect meter box at a later date | Unknown - Unlikely Lead |  |  |  | No | Other |  | Will Inspect meter box at a later date | Unknown | Don't Know | Don't Know |  | Building | Unknown | Unknown | No |  |  | Unknown
2191 | 113 W CASTLE AVE, HOBBS NM |  | No | No | Unknown - Unlikely Lead | Don't Know |  |  |  | No | Other |  | Will Inspect meter box at a later date | Unknown - Unlikely Lead |  |  |  | No | Other |  | Will Inspect meter box at a later date | Unknown | Don't Know | Don't Know |  | Building | Unknown | Unknown | No |  |  | Unknown
1913 | 1502 W BROADWAY PL, HOBBS NM |  | No | No | Unknown - Unlikely Lead | Don't Know |  |  |  | No | Other |  | Will Inspect meter box at a later date | Unknown - Unlikely Lead |  |  |  | No | Other |  | Will Inspect meter box at a later date | Unknown | Don't Know | Don't Know |  | Building | Unknown | Unknown | No |  |  | Unknown
13693 | 118 E TAYLOR ST, HOBBS NM |  | No | No | Unknown - Unlikely Lead | Don't Know |  |  |  | No | Other |  | Will Inspect meter box at a later date | Unknown - Unlikely Lead |  |  |  | No | Other |  | Will Inspect meter box at a later date | Unknown | Don't Know | Don't Know |  | Building | Unknown | Unknown | No |  |  | Unknown
14503 | 507 E ZIA DR, HOBBS NM |  | No | No | Unknown - Unlikely Lead | Don't Know |  |  |  | No | Other |  | Will Inspect meter box at a later date | Unknown - Unlikely Lead |  |  |  | No | Other |  | Will Inspect meter box at a later date | Unknown | Don't Know | Don't Know |  | Building | Unknown | Unknown | No |  |  | Unknown
2469 | 432 W COAL AVE, HOBBS NM |  | No | No | Unknown - Unlikely Lead | Don't Know |  |  |  | No | Other |  | Will Inspect meter box at a later date | Unknown - Unlikely Lead |  |  |  | No | Other |  | Will Inspect meter box at a later date | Unknown | Don't Know | Don't Know |  | Building | Unknown | Unknown | No |  |  | Unknown
13918 | 2008 E VERA ST, HOBBS NM |  | No | No | Unknown - Unlikely Lead | Don't Know |  |  |  | No | Other |  | Will Inspect meter box at a later date | Unknown - Unlikely Lead |  |  |  | No | Other |  | Will Inspect meter box at a later date | Unknown | Don't Know | Don't Know |  | Building | Unknown | Unknown | No |  |  | Unknown
2349 | 710 S COCHRAN ST, HOBBS NM |  | No | No | Unknown - Unlikely Lead | Don't Know |  |  |  | No | Other |  | Will Inspect meter box at a later date | Unknown - Unlikely Lead |  |  |  | No | Other |  | Will Inspect meter box at a later date | Unknown | Don't Know | Don't Know |  | Building | Unknown | Unknown | No |  |  | Unknown
3708 | 1327 E CIMARRON RD, HOBBS NM |  | No | No | Unknown - Unlikely Lead | Don't Know |  |  |  | No | Other |  | Will Inspect meter box at a later date | Unknown - Unlikely Lead |  |  |  | No | Other |  | Will Inspect meter box at a later date | Unknown | Don't Know | Don't Know |  | Building | Unknown | Unknown | No |  |  | Unknown
3839 | 3624 CAMINO REAL, HOBBS NM |  | No | No | Unknown - Unlikely Lead | Don't Know |  |  |  | No | Other |  | Will Inspect meter box at a later date | Unknown - Unlikely Lead |  |  |  | No | Other |  | Will Inspect meter box at a later date | Unknown | Don't Know | Don't Know |  | Building | Unknown | Unknown | No |  |  | Unknown
13972 | 1503 E WHITE ST, HOBBS NM |  | No | No | Unknown - Unlikely Lead | Don't Know |  |  |  | No | Other |  | Will Inspect meter box at a later date | Unknown - Unlikely Lead |  |  |  | No | Other |  | Will Inspect meter box at a later date | Unknown | Don't Know | Don't Know |  | Building | Unknown | Unknown | No |  |  | Unknown
2256 | 1205 S COCHRAN ST, HOBBS NM |  | No | No | Unknown - Unlikely Lead | Don't Know |  |  |  | No | Other |  | Will Inspect meter box at a later date | Unknown - Unlikely Lead |  |  |  | No | Other |  | Will Inspect meter box at a later date | Unknown | Don't Know | Don't Know |  | Building | Unknown | Unknown | No |  |  | Unknown
3330 | 1430 W CAPROCK ST, HOBBS NM |  | No | No | Unknown - Unlikely Lead | Don't Know |  |  |  | No | Other |  | Will Inspect meter box at a later date | Unknown - Unlikely Lead |  |  |  | No | Other |  | Will Inspect meter box at a later date | Unknown | Don't Know | Don't Know |  | Building | Unknown | Unknown | No |  |  | Unknown
2333 | 912 N COCHRAN ST, HOBBS NM |  | No | No | Unknown - Unlikely Lead | Don't Know |  |  |  | No | Other |  | Will Inspect meter box at a later date | Unknown - Unlikely Lead |  |  |  | No | Other |  | Will Inspect meter box at a later date | Unknown | Don't Know | Don't Know |  | Building | Unknown | Unknown | No |  |  | Unknown
1511 | 2408 N BRAZOS AVE, HOBBS NM |  | No | No | Unknown - Unlikely Lead | Don't Know |  |  |  | No | Other |  | Will Inspect meter box at a later date | Unknown - Unlikely Lead |  |  |  | No | Other |  | Will Inspect meter box at a later date | Unknown | Don't Know | Don't Know |  | Building | Unknown | Unknown | No |  |  | Unknown
14513 | 607 E ZIA DR, HOBBS NM |  | No | No | Unknown - Unlikely Lead | Don't Know |  |  |  | No | Other |  | Will Inspect meter box at a later date | Unknown - Unlikely Lead |  |  |  | No | Other |  | Will Inspect meter box at a later date | Unknown | Don't Know | Don't Know |  | Building | Unknown | Unknown | No |  |  | Unknown
4343 | 3419 N DAL PASO BLD 16 B, HOBBS NM |  | No | No | Non-Lead - Plastic | No | 2020 | 3/4 | Field inspection only with no records | Yes | Visual inspection at the meter pit | 05/26/2024 00:00:00 |  | Non-Lead - Plastic |  | 3/4 | Installation date after lead ban | Yes | Visual inspection at the meter pit | 05/26/2024 00:00:00 |  | Non-Lead | No | No |  | Single Family Residence |  | No | No |  |  | Non-Lead
3028 | 3901 N CENTRAL G 204, HOBBS NM |  | No | No | Non-Lead - Plastic | No | 2009 | 3/4 | Field inspection only with no records | Yes | Visual inspection at the meter pit | 05/26/2024 00:00:00 |  | Non-Lead - Plastic | 2009 | 3/4 | Installation date after lead ban | Yes | Visual inspection at the meter pit | 05/26/2024 00:00:00 |  | Non-Lead | No | No |  | Single Family Residence |  | No | No |  |  | Non-Lead
3817 | 1505 CORDOBA LN, HOBBS NM |  | No | No | Unknown - Unlikely Lead | Don't Know |  |  |  | No | Other |  | Will Inspect meter box at a later date | Unknown - Unlikely Lead |  |  |  | No | Other |  | Will Inspect meter box at a later date | Unknown | Don't Know | Don't Know |  | Building | Unknown | Unknown | No |  |  | Unknown
1668 | 1640 N BRECKON DR, HOBBS NM |  | No | No | Unknown - Unlikely Lead | Don't Know |  |  |  | No | Other |  | Will Inspect meter box at a later date | Unknown - Unlikely Lead |  |  |  | No | Other |  | Will Inspect meter box at a later date | Unknown | Don't Know | Don't Know |  | Building | Unknown | Unknown | No |  |  | Unknown
13930 | 2701 N WEDGEWOOD DR, HOBBS NM |  | No | No | Non-Lead - Plastic | Don't Know | 2019 | 1 | Field inspection only with no records | Yes | Visual inspection at the meter pit | 08/19/2024 00:00:00 |  | Non-Lead - Plastic | 2019 | 1 | Field inspection only with no records | Yes | Visual inspection at the meter pit | 08/19/2024 00:00:00 |  | Non-Lead | No | Don't Know |  | Single Family Residence |  | No | No |  |  | Non-Lead
1876 | 901 E BROADWAY ST, HOBBS NM |  | No | No | Unknown - Unlikely Lead | Don't Know |  |  |  | No | Other |  | Will Inspect meter box at a later date | Unknown - Unlikely Lead |  |  |  | No | Other |  | Will Inspect meter box at a later date | Unknown | Don't Know | Don't Know |  | Building | Unknown | Unknown | No |  |  | Unknown
3250 | 324 W COCHITI AVE, HOBBS NM |  | No | No | Unknown - Unlikely Lead | Don't Know |  |  |  | No | Other |  | Will Inspect meter box at a later date | Unknown - Unlikely Lead |  |  |  | No | Other |  | Will Inspect meter box at a later date | Unknown | Don't Know | Don't Know |  | Building | Unknown | Unknown | No |  |  | Unknown
14290 | 1111 E YESO DR, HOBBS NM |  | No | No | Unknown - Unlikely Lead | Don't Know |  |  |  | No | Other |  | Will Inspect meter box at a later date | Unknown - Unlikely Lead |  |  |  | No | Other |  | Will Inspect meter box at a later date | Unknown | Don't Know | Don't Know |  | Building | Unknown | Unknown | No |  |  | Unknown
1798 | 106 W BROADWAY ST, HOBBS NM |  | No | No | Unknown - Unlikely Lead | Don't Know |  |  |  | No | Other |  | Will Inspect meter box at a later date | Unknown - Unlikely Lead |  |  |  | No | Other |  | Will Inspect meter box at a later date | Unknown | Don't Know | Don't Know |  | Building | Unknown | Unknown | No |  |  | Unknown
1487 | 1901 N BRAZOS AVE, HOBBS NM |  | No | No | Unknown - Unlikely Lead | Don't Know |  |  |  | No | Other |  | Will Inspect meter box at a later date | Unknown - Unlikely Lead |  |  |  | No | Other |  | Will Inspect meter box at a later date | Unknown | Don't Know | Don't Know |  | Building | Unknown | Unknown | No |  |  | Unknown
13839 | 3302-A N VISTA DR, HOBBS NM |  | No | No | Unknown - Unlikely Lead | Don't Know |  |  |  | No | Other |  | Will Inspect meter box at a later date | Unknown - Unlikely Lead |  |  |  | No | Other |  | Will Inspect meter box at a later date | Unknown | Don't Know | Don't Know |  | Building | Unknown | Unknown | No |  |  | Unknown
2811 | 513 E COPPER AVE, HOBBS NM |  | No | No | Unknown - Unlikely Lead | Don't Know |  |  |  | No | Other |  | Will Inspect meter box at a later date | Unknown - Unlikely Lead |  |  |  | No | Other |  | Will Inspect meter box at a later date | Unknown | Don't Know | Don't Know |  | Building | Unknown | Unknown | No |  |  | Unknown
4621 | 711 N DALMONT ST, HOBBS NM |  | No | No | Unknown - Unlikely Lead | Don't Know |  |  |  | No | Other |  | Will Inspect meter box at a later date | Unknown - Unlikely Lead |  |  |  | No | Other |  | Will Inspect meter box at a later date | Unknown | Don't Know | Don't Know |  | Building | Unknown | Unknown | No |  |  | Unknown
3928 | 1602-C W CALLE SUR ST, HOBBS NM |  | No | No | Unknown - Unlikely Lead | Don't Know |  |  |  | No | Other |  | Will Inspect meter box at a later date | Unknown - Unlikely Lead |  |  |  | No | Other |  | Will Inspect meter box at a later date | Unknown | Don't Know | Don't Know |  | Building | Unknown | Unknown | No |  |  | Unknown
14390 | 724 E YUCCA ST, HOBBS NM |  | No | No | Unknown - Unlikely Lead | Don't Know |  |  |  | No | Other |  | Will Inspect meter box at a later date | Unknown - Unlikely Lead |  |  |  | No | Other |  | Will Inspect meter box at a later date | Unknown | Don't Know | Don't Know |  | Building | Unknown | Unknown | No |  |  | Unknown
285 | 2628 N ALBERTSON DR, HOBBS NM |  | No | No | Unknown - Unlikely Lead | Don't Know |  |  |  | No | Other |  | Will Inspect meter box at a later date | Unknown - Unlikely Lead |  |  |  | No | Other |  | Will Inspect meter box at a later date | Unknown | Don't Know | Don't Know |  | Building | Unknown | Unknown | No |  |  | Unknown
14405 | 309 E YUCCA ST, HOBBS NM |  | No | No | Unknown - Unlikely Lead | Don't Know |  |  |  | No | Other |  | Will Inspect meter box at a later date | Unknown - Unlikely Lead |  |  |  | No | Other |  | Will Inspect meter box at a later date | Unknown | Don't Know | Don't Know |  | Building | Unknown | Unknown | No |  |  | Unknown
1654 | 1203 N BRECKON DR, HOBBS NM |  | No | No | Unknown - Unlikely Lead | Don't Know |  |  |  | No | Other |  | Will Inspect meter box at a later date | Unknown - Unlikely Lead |  |  |  | No | Other |  | Will Inspect meter box at a later date | Unknown | Don't Know | Don't Know |  | Building | Unknown | Unknown | No |  |  | Unknown
2125 | 1208 W CLINTON ST, HOBBS NM |  | No | No | Unknown - Unlikely Lead | Don't Know |  |  |  | No | Other |  | Will Inspect meter box at a later date | Unknown - Unlikely Lead |  |  |  | No | Other |  | Will Inspect meter box at a later date | Unknown | Don't Know | Don't Know |  | Building | Unknown | Unknown | No |  |  | Unknown
3760 | 1704 W COLLEGE LN, HOBBS NM |  | No | No | Unknown - Unlikely Lead | Don't Know |  |  |  | No | Other |  | Will Inspect meter box at a later date | Unknown - Unlikely Lead |  |  |  | No | Other |  | Will Inspect meter box at a later date | Unknown | Don't Know | Don't Know |  | Building | Unknown | Unknown | No |  |  | Unknown
3642 | 716 S CARLTON ST, HOBBS NM |  | No | No | Unknown - Unlikely Lead | Don't Know |  |  |  | No | Other |  | Will Inspect meter box at a later date | Unknown - Unlikely Lead |  |  |  | No | Other |  | Will Inspect meter box at a later date | Unknown | Don't Know | Don't Know |  | Building | Unknown | Unknown | No |  |  | Unknown
13843 | 2623 N VISTA DR, HOBBS NM |  | No | No | Unknown - Unlikely Lead | Don't Know |  |  |  | No | Other |  | Will Inspect meter box at a later date | Unknown - Unlikely Lead |  |  |  | No | Other |  | Will Inspect meter box at a later date | Unknown | Don't Know | Don't Know |  | Building | Unknown | Unknown | No |  |  | Unknown
3620 | 305 N COLEMAN ST, HOBBS NM |  | No | No | Unknown - Unlikely Lead | Don't Know |  |  |  | No | Other |  | Will Inspect meter box at a later date | Unknown - Unlikely Lead |  |  |  | No | Other |  | Will Inspect meter box at a later date | Unknown | Don't Know | Don't Know |  | Building | Unknown | Unknown | No |  |  | Unknown
14499 | 501 E ZIA DR, HOBBS NM |  | No | No | Unknown - Unlikely Lead | Don't Know |  |  |  | No | Other |  | Will Inspect meter box at a later date | Unknown - Unlikely Lead |  |  |  | No | Other |  | Will Inspect meter box at a later date | Unknown | Don't Know | Don't Know |  | Building | Unknown | Unknown | No |  |  | Unknown
4153 | 1605 N CATHERINE DR, HOBBS NM |  | No | No | Unknown - Unlikely Lead | Don't Know |  |  |  | No | Other |  | Will Inspect meter box at a later date | Unknown - Unlikely Lead |  |  |  | No | Other |  | Will Inspect meter box at a later date | Unknown | Don't Know | Don't Know |  | Building | Unknown | Unknown | No |  |  | Unknown
4278 | 2508 N DAL PASO ST, HOBBS NM |  | No | No | Unknown - Unlikely Lead | Don't Know |  |  |  | No | Other |  | Will Inspect meter box at a later date | Unknown - Unlikely Lead |  |  |  | No | Other |  | Will Inspect meter box at a later date | Unknown | Don't Know | Don't Know |  | Building | Unknown | Unknown | No |  |  | Unknown
2618 | 2301 N CIELO DR, HOBBS NM |  | No | No | Unknown - Unlikely Lead | Don't Know |  |  |  | No | Other |  | Will Inspect meter box at a later date | Unknown - Unlikely Lead |  |  |  | No | Other |  | Will Inspect meter box at a later date | Unknown | Don't Know | Don't Know |  | Building | Unknown | Unknown | No |  |  | Unknown
4453 | 615 N DAL PASO ST, HOBBS NM |  | No | No | Unknown - Unlikely Lead | Don't Know |  |  |  | No | Other |  | Will Inspect meter box at a later date | Unknown - Unlikely Lead |  |  |  | No | Other |  | Will Inspect meter box at a later date | Unknown | Don't Know | Don't Know |  | Building | Unknown | Unknown | No |  |  | Unknown
13767 | 2408 N TRES AMIGO DR, HOBBS NM |  | No | No | Unknown - Unlikely Lead | Don't Know |  |  |  | No | Other |  | Will Inspect meter box at a later date | Unknown - Unlikely Lead |  |  |  | No | Other |  | Will Inspect meter box at a later date | Unknown | Don't Know | Don't Know |  | Building | Unknown | Unknown | No |  |  | Unknown
1475 | 1616 N BRAZOS AVE, HOBBS NM |  | No | No | Unknown - Unlikely Lead | Don't Know |  |  |  | No | Other |  | Will Inspect meter box at a later date | Unknown - Unlikely Lead |  |  |  | No | Other |  | Will Inspect meter box at a later date | Unknown | Don't Know | Don't Know |  | Building | Unknown | Unknown | No |  |  | Unknown
1769 | 920-A W BROADWAY ST, HOBBS NM |  | No | No | Unknown - Unlikely Lead | Don't Know |  |  |  | No | Other |  | Will Inspect meter box at a later date | Unknown - Unlikely Lead |  |  |  | No | Other |  | Will Inspect meter box at a later date | Unknown | Don't Know | Don't Know |  | Building | Unknown | Unknown | No |  |  | Unknown
3211 | 3513 N CENTRAL DR, HOBBS NM |  | No | No | Unknown - Unlikely Lead | Don't Know |  |  |  | No | Other |  | Will Inspect meter box at a later date | Unknown - Unlikely Lead |  |  |  | No | Other |  | Will Inspect meter box at a later date | Unknown | Don't Know | Don't Know |  | Building | Unknown | Unknown | No |  |  | Unknown
372 | 703 E ALSTON ST, HOBBS NM |  | No | No | Unknown - Unlikely Lead | Don't Know |  |  |  | No | Other |  | Will Inspect meter box at a later date | Unknown - Unlikely Lead |  |  |  | No | Other |  | Will Inspect meter box at a later date | Unknown | Don't Know | Don't Know |  | Building | Unknown | Unknown | No |  |  | Unknown
2164 | 403 E CASTLE AVE, HOBBS NM |  | No | No | Unknown - Unlikely Lead | Don't Know |  |  |  | No | Other |  | Will Inspect meter box at a later date | Unknown - Unlikely Lead |  |  |  | No | Other |  | Will Inspect meter box at a later date | Unknown | Don't Know | Don't Know |  | Building | Unknown | Unknown | No |  |  | Unknown
2056 | 1201 E CLINTON ST, HOBBS NM |  | No | No | Unknown - Unlikely Lead | Don't Know |  |  |  | No | Other |  | Will Inspect meter box at a later date | Unknown - Unlikely Lead |  |  |  | No | Other |  | Will Inspect meter box at a later date | Unknown | Don't Know | Don't Know |  | Building | Unknown | Unknown | No |  |  | Unknown
13880 | 209 E VEGA DR, HOBBS NM |  | No | No | Unknown - Unlikely Lead | Don't Know |  |  |  | No | Other |  | Will Inspect meter box at a later date | Unknown - Unlikely Lead |  |  |  | No | Other |  | Will Inspect meter box at a later date | Unknown | Don't Know | Don't Know |  | Building | Unknown | Unknown | No |  |  | Unknown
14330 | 1021 E YESO DR 110A, HOBBS NM |  | No | No | Unknown - Unlikely Lead | Don't Know |  |  |  | No | Other |  | Will Inspect meter box at a later date | Unknown - Unlikely Lead |  |  |  | No | Other |  | Will Inspect meter box at a later date | Unknown | Don't Know | Don't Know |  | Building | Unknown | Unknown | No |  |  | Unknown
1474 | 1630 N BRAZOS AVE, HOBBS NM |  | No | No | Unknown - Unlikely Lead | Don't Know |  |  |  | No | Other |  | Will Inspect meter box at a later date | Unknown - Unlikely Lead |  |  |  | No | Other |  | Will Inspect meter box at a later date | Unknown | Don't Know | Don't Know |  | Building | Unknown | Unknown | No |  |  | Unknown
1679 | 1906 N BRECKON DR, HOBBS NM |  | No | No | Unknown - Unlikely Lead | Don't Know |  |  |  | No | Other |  | Will Inspect meter box at a later date | Unknown - Unlikely Lead |  |  |  | No | Other |  | Will Inspect meter box at a later date | Unknown | Don't Know | Don't Know |  | Building | Unknown | Unknown | No |  |  | Unknown
14303 | 207 E YESO DR, HOBBS NM |  | No | No | Unknown - Unlikely Lead | Don't Know |  |  |  | No | Other |  | Will Inspect meter box at a later date | Unknown - Unlikely Lead |  |  |  | No | Other |  | Will Inspect meter box at a later date | Unknown | Don't Know | Don't Know |  | Building | Unknown | Unknown | No |  |  | Unknown
2583 | 204 N AVENUE C, HOBBS NM |  | No | No | Unknown - Unlikely Lead | Don't Know |  |  |  | No | Other |  | Will Inspect meter box at a later date | Unknown - Unlikely Lead |  |  |  | No | Other |  | Will Inspect meter box at a later date | Unknown | Don't Know | Don't Know |  | Building | Unknown | Unknown | No |  |  | Unknown
13659 | 903 S THORP ST, HOBBS NM |  | No | No | Unknown - Unlikely Lead | Don't Know |  |  |  | No | Other |  | Will Inspect meter box at a later date | Unknown - Unlikely Lead |  |  |  | No | Other |  | Will Inspect meter box at a later date | Unknown | Don't Know | Don't Know |  | Building | Unknown | Unknown | No |  |  | Unknown
1611 | 2600 N BRECKON DR, HOBBS NM |  | No | No | Unknown - Unlikely Lead | Don't Know |  |  |  | No | Other |  | Will Inspect meter box at a later date | Unknown - Unlikely Lead |  |  |  | No | Other |  | Will Inspect meter box at a later date | Unknown | Don't Know | Don't Know |  | Building | Unknown | Unknown | No |  |  | Unknown
2195 | 313 W CASTLE AVE, HOBBS NM |  | No | No | Unknown - Unlikely Lead | Don't Know |  |  |  | No | Other |  | Will Inspect meter box at a later date | Unknown - Unlikely Lead |  |  |  | No | Other |  | Will Inspect meter box at a later date | Unknown | Don't Know | Don't Know |  | Building | Unknown | Unknown | No |  |  | Unknown
2178 | 100 W CASTLE AVE, HOBBS NM |  | No | No | Unknown - Unlikely Lead | Don't Know |  |  |  | No | Other |  | Will Inspect meter box at a later date | Unknown - Unlikely Lead |  |  |  | No | Other |  | Will Inspect meter box at a later date | Unknown | Don't Know | Don't Know |  | Building | Unknown | Unknown | No |  |  | Unknown
2239 | 1824 S COCHRAN ST, HOBBS NM |  | No | No | Unknown - Unlikely Lead | Don't Know |  |  |  | No | Other |  | Will Inspect meter box at a later date | Unknown - Unlikely Lead |  |  |  | No | Other |  | Will Inspect meter box at a later date | Unknown | Don't Know | Don't Know |  | Building | Unknown | Unknown | No |  |  | Unknown
4261 | 3419 N DAL PASO BLD 12 C, HOBBS NM |  | No | No | Non-Lead - Plastic | No | 2020 | 3/4 | Field inspection only with no records | Yes | Visual inspection at the meter pit | 05/26/2024 00:00:00 |  | Non-Lead - Plastic |  | 3/4 | Installation date after lead ban | Yes | Visual inspection at the meter pit | 05/26/2024 00:00:00 |  | Non-Lead | No | No |  | Single Family Residence |  | No | No |  |  | Non-Lead
14140 | 206 N WILLOW ST, HOBBS NM |  | No | No | Unknown - Unlikely Lead | Don't Know |  |  |  | No | Other |  | Will Inspect meter box at a later date | Unknown - Unlikely Lead |  |  |  | No | Other |  | Will Inspect meter box at a later date | Unknown | Don't Know | Don't Know |  | Building | Unknown | Unknown | No |  |  | Unknown
14328 | 1021 E YESO DR 201A, HOBBS NM |  | No | No | Unknown - Unlikely Lead | Don't Know |  |  |  | No | Other |  | Will Inspect meter box at a later date | Unknown - Unlikely Lead |  |  |  | No | Other |  | Will Inspect meter box at a later date | Unknown | Don't Know | Don't Know |  | Building | Unknown | Unknown | No |  |  | Unknown
1646 | 1102 N BRECKON DR, HOBBS NM |  | No | No | Unknown - Unlikely Lead | Don't Know |  |  |  | No | Other |  | Will Inspect meter box at a later date | Unknown - Unlikely Lead |  |  |  | No | Other |  | Will Inspect meter box at a later date | Unknown | Don't Know | Don't Know |  | Building | Unknown | Unknown | No |  |  | Unknown
2990 | 3901 N CENTRAL E 303, HOBBS NM |  | No | No | Non-Lead - Plastic | No | 2009 | 3/4 | Field inspection only with no records | Yes | Visual inspection at the meter pit | 05/26/2024 00:00:00 |  | Non-Lead - Plastic | 2009 | 3/4 | Installation date after lead ban | Yes | Visual inspection at the meter pit | 05/26/2024 00:00:00 |  | Non-Lead | No | No |  | Single Family Residence |  | No | No |  |  | Non-Lead
3992 | 1520 N COBB DR, HOBBS NM |  | No | No | Unknown - Unlikely Lead | Don't Know |  |  |  | No | Other |  | Will Inspect meter box at a later date | Unknown - Unlikely Lead |  |  |  | No | Other |  | Will Inspect meter box at a later date | Unknown | Don't Know | Don't Know |  | Building | Unknown | Unknown | No |  |  | Unknown
3600 | 415 N COLEMAN ST, HOBBS NM |  | No | No | Unknown - Unlikely Lead | Don't Know |  |  |  | No | Other |  | Will Inspect meter box at a later date | Unknown - Unlikely Lead |  |  |  | No | Other |  | Will Inspect meter box at a later date | Unknown | Don't Know | Don't Know |  | Building | Unknown | Unknown | No |  |  | Unknown
1578 | 1617 BRADLEY CT, HOBBS NM |  | No | No | Unknown - Unlikely Lead | Don't Know |  |  |  | No | Other |  | Will Inspect meter box at a later date | Unknown - Unlikely Lead |  |  |  | No | Other |  | Will Inspect meter box at a later date | Unknown | Don't Know | Don't Know |  | Building | Unknown | Unknown | No |  |  | Unknown
4327 | 3419 N DAL PASO BLD 5 B, HOBBS NM |  | No | No | Unknown - Unlikely Lead | Don't Know |  |  |  | No | Other |  | Will Inspect meter box at a later date | Unknown - Unlikely Lead |  |  |  | No | Other |  | Will Inspect meter box at a later date | Unknown | Don't Know | Don't Know |  | Building | Unknown | Unknown | No |  |  | Unknown
2594 | 200 S AVENUE C, HOBBS NM |  | No | No | Unknown - Unlikely Lead | Don't Know |  |  |  | No | Other |  | Will Inspect meter box at a later date | Unknown - Unlikely Lead |  |  |  | No | Other |  | Will Inspect meter box at a later date | Unknown | Don't Know | Don't Know |  | Building | Unknown | Unknown | No |  |  | Unknown
1724 | 1517 N BRECKON DR, HOBBS NM |  | No | No | Unknown - Unlikely Lead | Don't Know |  |  |  | No | Other |  | Will Inspect meter box at a later date | Unknown - Unlikely Lead |  |  |  | No | Other |  | Will Inspect meter box at a later date | Unknown | Don't Know | Don't Know |  | Building | Unknown | Unknown | No |  |  | Unknown
433 | 328 W ALTO DR, HOBBS NM |  | No | No | Unknown - Unlikely Lead | Don't Know |  |  |  | No | Other |  | Will Inspect meter box at a later date | Unknown - Unlikely Lead |  |  |  | No | Other |  | Will Inspect meter box at a later date | Unknown | Don't Know | Don't Know |  | Building | Unknown | Unknown | No |  |  | Unknown
1890 | 701 E BROADWAY ST, HOBBS NM |  | No | No | Unknown - Unlikely Lead | Don't Know |  |  |  | No | Other |  | Will Inspect meter box at a later date | Unknown - Unlikely Lead |  |  |  | No | Other |  | Will Inspect meter box at a later date | Unknown | Don't Know | Don't Know |  | Building | Unknown | Unknown | No |  |  | Unknown
2508 | 429 W COAL AVE, HOBBS NM |  | No | No | Unknown - Unlikely Lead | Don't Know |  |  |  | No | Other |  | Will Inspect meter box at a later date | Unknown - Unlikely Lead |  |  |  | No | Other |  | Will Inspect meter box at a later date | Unknown | Don't Know | Don't Know |  | Building | Unknown | Unknown | No |  |  | Unknown
14070 | 321 W WOLFCAMP DR, HOBBS NM |  | No | No | Unknown - Unlikely Lead | Don't Know |  |  |  | No | Other |  | Will Inspect meter box at a later date | Unknown - Unlikely Lead |  |  |  | No | Other |  | Will Inspect meter box at a later date | Unknown | Don't Know | Don't Know |  | Building | Unknown | Unknown | No |  |  | Unknown
2912 | 3901 N CENTRAL N 301, HOBBS NM |  | No | No | Non-Lead - Plastic | No | 2009 | 3/4 | Field inspection only with no records | Yes | Visual inspection at the meter pit | 05/26/2024 00:00:00 |  | Non-Lead - Plastic | 2009 | 3/4 | Installation date after lead ban | Yes | Visual inspection at the meter pit | 05/26/2024 00:00:00 |  | Non-Lead | No | No |  | Single Family Residence |  | No | No |  |  | Non-Lead
2465 | 208 W COAL AVE, HOBBS NM |  | No | No | Unknown - Unlikely Lead | Don't Know |  |  |  | No | Other |  | Will Inspect meter box at a later date | Unknown - Unlikely Lead |  |  |  | No | Other |  | Will Inspect meter box at a later date | Unknown | Don't Know | Don't Know |  | Building | Unknown | Unknown | No |  |  | Unknown
2304 | 1207 N COCHRAN ST, HOBBS NM |  | No | No | Unknown - Unlikely Lead | Don't Know |  |  |  | No | Other |  | Will Inspect meter box at a later date | Unknown - Unlikely Lead |  |  |  | No | Other |  | Will Inspect meter box at a later date | Unknown | Don't Know | Don't Know |  | Building | Unknown | Unknown | No |  |  | Unknown
4204 | 5026 N CARRIAGE RD, HOBBS NM |  | No | No | Unknown - Unlikely Lead | Don't Know |  |  |  | No | Other |  | Will Inspect meter box at a later date | Unknown - Unlikely Lead |  |  |  | No | Other |  | Will Inspect meter box at a later date | Unknown | Don't Know | Don't Know |  | Building | Unknown | Unknown | No |  |  | Unknown
3791 | 1606 CAMINO DEL ARCO, HOBBS NM |  | No | No | Unknown - Unlikely Lead | Don't Know |  |  |  | No | Other |  | Will Inspect meter box at a later date | Unknown - Unlikely Lead |  |  |  | No | Other |  | Will Inspect meter box at a later date | Unknown | Don't Know | Don't Know |  | Building | Unknown | Unknown | No |  |  | Unknown
2459 | 428 W COAL AVE, HOBBS NM |  | No | No | Unknown - Unlikely Lead | Don't Know |  |  |  | No | Other |  | Will Inspect meter box at a later date | Unknown - Unlikely Lead |  |  |  | No | Other |  | Will Inspect meter box at a later date | Unknown | Don't Know | Don't Know |  | Building | Unknown | Unknown | No |  |  | Unknown
14299 | 1021 E YESO DR 401A, HOBBS NM |  | No | No | Unknown - Unlikely Lead | Don't Know |  |  |  | No | Other |  | Will Inspect meter box at a later date | Unknown - Unlikely Lead |  |  |  | No | Other |  | Will Inspect meter box at a later date | Unknown | Don't Know | Don't Know |  | Building | Unknown | Unknown | No |  |  | Unknown
1422 | 509 W BYERS ST, HOBBS NM |  | No | No | Unknown - Unlikely Lead | Don't Know |  |  |  | No | Other |  | Will Inspect meter box at a later date | Unknown - Unlikely Lead |  |  |  | No | Other |  | Will Inspect meter box at a later date | Unknown | Don't Know | Don't Know |  | Building | Unknown | Unknown | No |  |  | Unknown
3337 | 1004 W CAPROCK ST, HOBBS NM |  | No | No | Unknown - Unlikely Lead | Don't Know |  |  |  | No | Other |  | Will Inspect meter box at a later date | Unknown - Unlikely Lead |  |  |  | No | Other |  | Will Inspect meter box at a later date | Unknown | Don't Know | Don't Know |  | Building | Unknown | Unknown | No |  |  | Unknown
154 | 2229 N ACOMA DR, HOBBS NM |  | No | No | Unknown - Unlikely Lead | Don't Know |  |  |  | No | Other |  | Will Inspect meter box at a later date | Unknown - Unlikely Lead |  |  |  | No | Other |  | Will Inspect meter box at a later date | Unknown | Don't Know | Don't Know |  | Building | Unknown | Unknown | No |  |  | Unknown
13952 | 522 E WHITE ST, HOBBS NM |  | No | No | Unknown - Unlikely Lead | Don't Know |  |  |  | No | Other |  | Will Inspect meter box at a later date | Unknown - Unlikely Lead |  |  |  | No | Other |  | Will Inspect meter box at a later date | Unknown | Don't Know | Don't Know |  | Building | Unknown | Unknown | No |  |  | Unknown
3665 | 1810 N CHAMA DR, HOBBS NM |  | No | No | Unknown - Unlikely Lead | Don't Know |  |  |  | No | Other |  | Will Inspect meter box at a later date | Unknown - Unlikely Lead |  |  |  | No | Other |  | Will Inspect meter box at a later date | Unknown | Don't Know | Don't Know |  | Building | Unknown | Unknown | No |  |  | Unknown
2582 | 303 N AVENUE C, HOBBS NM |  | No | No | Unknown - Unlikely Lead | Don't Know |  |  |  | No | Other |  | Will Inspect meter box at a later date | Unknown - Unlikely Lead |  |  |  | No | Other |  | Will Inspect meter box at a later date | Unknown | Don't Know | Don't Know |  | Building | Unknown | Unknown | No |  |  | Unknown
13739 | 1213 TERRY CT, HOBBS NM |  | No | No | Unknown - Unlikely Lead | Don't Know |  |  |  | No | Other |  | Will Inspect meter box at a later date | Unknown - Unlikely Lead |  |  |  | No | Other |  | Will Inspect meter box at a later date | Unknown | Don't Know | Don't Know |  | Building | Unknown | Unknown | No |  |  | Unknown
14054 | 1213 E WALKER DR, HOBBS NM |  | No | No | Unknown - Unlikely Lead | Don't Know |  |  |  | No | Other |  | Will Inspect meter box at a later date | Unknown - Unlikely Lead |  |  |  | No | Other |  | Will Inspect meter box at a later date | Unknown | Don't Know | Don't Know |  | Building | Unknown | Unknown | No |  |  | Unknown
1627 | 2704 N BRECKON DR, HOBBS NM |  | No | No | Unknown - Unlikely Lead | Don't Know |  |  |  | No | Other |  | Will Inspect meter box at a later date | Unknown - Unlikely Lead |  |  |  | No | Other |  | Will Inspect meter box at a later date | Unknown | Don't Know | Don't Know |  | Building | Unknown | Unknown | No |  |  | Unknown
4461 | 705 S DAL PASO ST, HOBBS NM |  | No | No | Unknown - Unlikely Lead | Don't Know |  |  |  | No | Other |  | Will Inspect meter box at a later date | Unknown - Unlikely Lead |  |  |  | No | Other |  | Will Inspect meter box at a later date | Unknown | Don't Know | Don't Know |  | Building | Unknown | Unknown | No |  |  | Unknown
4224 | 4120 W CARLSBAD HWY, HOBBS NM |  | No | No | Unknown - Unlikely Lead | Don't Know |  |  |  | No | Other |  | Will Inspect meter box at a later date | Unknown - Unlikely Lead |  |  |  | No | Other |  | Will Inspect meter box at a later date | Unknown | Don't Know | Don't Know |  | Building | Unknown | Unknown | No |  |  | Unknown
4624 | 2902 N DALMONT, HOBBS NM |  | No | No | Unknown - Unlikely Lead | Don't Know |  |  |  | No | Other |  | Will Inspect meter box at a later date | Unknown - Unlikely Lead |  |  |  | No | Other |  | Will Inspect meter box at a later date | Unknown | Don't Know | Don't Know |  | Building | Unknown | Unknown | No |  |  | Unknown
14381 | 313 E YUCCA ST, HOBBS NM |  | No | No | Unknown - Unlikely Lead | Don't Know |  |  |  | No | Other |  | Will Inspect meter box at a later date | Unknown - Unlikely Lead |  |  |  | No | Other |  | Will Inspect meter box at a later date | Unknown | Don't Know | Don't Know |  | Building | Unknown | Unknown | No |  |  | Unknown
2224 | 1231 S COCHRAN ST, HOBBS NM |  | No | No | Unknown - Unlikely Lead | Don't Know |  |  |  | No | Other |  | Will Inspect meter box at a later date | Unknown - Unlikely Lead |  |  |  | No | Other |  | Will Inspect meter box at a later date | Unknown | Don't Know | Don't Know |  | Building | Unknown | Unknown | No |  |  | Unknown
266 | 513 E ALBERTSON CIR, HOBBS NM |  | No | No | Unknown - Unlikely Lead | Don't Know |  |  |  | No | Other |  | Will Inspect meter box at a later date | Unknown - Unlikely Lead |  |  |  | No | Other |  | Will Inspect meter box at a later date | Unknown | Don't Know | Don't Know |  | Building | Unknown | Unknown | No |  |  | Unknown
1828 | 305 W BROADWAY ST, HOBBS NM |  | No | No | Unknown - Unlikely Lead | Don't Know |  |  |  | No | Other |  | Will Inspect meter box at a later date | Unknown - Unlikely Lead |  |  |  | No | Other |  | Will Inspect meter box at a later date | Unknown | Don't Know | Don't Know |  | Building | Unknown | Unknown | No |  |  | Unknown
1607 | 2513 N BRECKON DR, HOBBS NM |  | No | No | Unknown - Unlikely Lead | Don't Know |  |  |  | No | Other |  | Will Inspect meter box at a later date | Unknown - Unlikely Lead |  |  |  | No | Other |  | Will Inspect meter box at a later date | Unknown | Don't Know | Don't Know |  | Building | Unknown | Unknown | No |  |  | Unknown
14078 | 120 E WOLFCAMP DR, HOBBS NM |  | No | No | Unknown - Unlikely Lead | Don't Know |  |  |  | No | Other |  | Will Inspect meter box at a later date | Unknown - Unlikely Lead |  |  |  | No | Other |  | Will Inspect meter box at a later date | Unknown | Don't Know | Don't Know |  | Building | Unknown | Unknown | No |  |  | Unknown
1433 | 4919 N BREANNA, HOBBS NM |  | No | No | Non-Lead - Plastic |  | 2008 | 1 | Installation date after lead ban | No | Other |  | Newer Construction, verified by GIS Mapping | Non-Lead - Plastic | 2008 | 1 | Installation date after lead ban | No | Other |  | Newer Construction, verified by GIS Mapping | Non-Lead | No | No |  | Single Family Residence |  | Unknown | No |  |  | Non-Lead
14367 | 227 W YESO DR, HOBBS NM |  | No | No | Unknown - Unlikely Lead | Don't Know |  |  |  | No | Other |  | Will Inspect meter box at a later date | Unknown - Unlikely Lead |  |  |  | No | Other |  | Will Inspect meter box at a later date | Unknown | Don't Know | Don't Know |  | Building | Unknown | Unknown | No |  |  | Unknown
14268 | 900 E YESO DR #1, HOBBS NM |  | No | No | Unknown - Unlikely Lead | Don't Know |  |  |  | No | Other |  | Will Inspect meter box at a later date | Unknown - Unlikely Lead |  |  |  | No | Other |  | Will Inspect meter box at a later date | Unknown | Don't Know | Don't Know |  | Building | Unknown | Unknown | No |  |  | Unknown
3952 | 1206 W CALLE SUR ST, HOBBS NM |  | No | No | Unknown - Unlikely Lead | Don't Know |  |  |  | No | Other |  | Will Inspect meter box at a later date | Unknown - Unlikely Lead |  |  |  | No | Other |  | Will Inspect meter box at a later date | Unknown | Don't Know | Don't Know |  | Building | Unknown | Unknown | No |  |  | Unknown
4742 | 1109 W DUNNAM ST, HOBBS NM |  | No | No | Unknown - Unlikely Lead | Don't Know |  |  |  | No | Other |  | Will Inspect meter box at a later date | Unknown - Unlikely Lead |  |  |  | No | Other |  | Will Inspect meter box at a later date | Unknown | Don't Know | Don't Know |  | Building | Unknown | Unknown | No |  |  | Unknown
13706 | 1205 W TAYLOR ST, HOBBS NM |  | No | No | Unknown - Unlikely Lead | Don't Know |  |  |  | No | Other |  | Will Inspect meter box at a later date | Unknown - Unlikely Lead |  |  |  | No | Other |  | Will Inspect meter box at a later date | Unknown | Don't Know | Don't Know |  | Building | Unknown | Unknown | No |  |  | Unknown
4689 | 1620 E DUNNAM ST, HOBBS NM |  | No | No | Unknown - Unlikely Lead | Don't Know |  |  |  | No | Other |  | Will Inspect meter box at a later date | Unknown - Unlikely Lead |  |  |  | No | Other |  | Will Inspect meter box at a later date | Unknown | Don't Know | Don't Know |  | Building | Unknown | Unknown | No |  |  | Unknown
1681 | 1407 N BRECKON DR, HOBBS NM |  | No | No | Unknown - Unlikely Lead | Don't Know |  |  |  | No | Other |  | Will Inspect meter box at a later date | Unknown - Unlikely Lead |  |  |  | No | Other |  | Will Inspect meter box at a later date | Unknown | Don't Know | Don't Know |  | Building | Unknown | Unknown | No |  |  | Unknown
224 | 1507 E ALBERTSON DR, HOBBS NM |  | No | No | Unknown - Unlikely Lead | Don't Know |  |  |  | No | Other |  | Will Inspect meter box at a later date | Unknown - Unlikely Lead |  |  |  | No | Other |  | Will Inspect meter box at a later date | Unknown | Don't Know | Don't Know |  | Building | Unknown | Unknown | No |  |  | Unknown
4330 | 3419 N DAL PASO BLD 13 D, HOBBS NM |  | No | No | Non-Lead - Plastic | No | 2020 | 3/4 | Field inspection only with no records | Yes | Visual inspection at the meter pit | 05/26/2024 00:00:00 |  | Non-Lead - Plastic |  | 3/4 | Installation date after lead ban | Yes | Visual inspection at the meter pit | 05/26/2024 00:00:00 |  | Non-Lead | No | No |  | Single Family Residence |  | No | No |  |  | Non-Lead
3310 | 421 W COCHITI AVE, HOBBS NM |  | No | No | Unknown - Unlikely Lead | Don't Know |  |  |  | No | Other |  | Will Inspect meter box at a later date | Unknown - Unlikely Lead |  |  |  | No | Other |  | Will Inspect meter box at a later date | Unknown | Don't Know | Don't Know |  | Building | Unknown | Unknown | No |  |  | Unknown
1897 | 200 E BROADWAY - CITY HALL, HOBBS NM |  | No | No | Unknown - Unlikely Lead | Don't Know |  |  |  | No | Other |  | Will Inspect meter box at a later date | Unknown - Unlikely Lead |  |  |  | No | Other |  | Will Inspect meter box at a later date | Unknown | Don't Know | Don't Know |  | Building | Unknown | Unknown | No |  |  | Unknown
4739 | 1001 W DUNNAM ST, HOBBS NM |  | No | No | Unknown - Unlikely Lead | Don't Know |  |  |  | No | Other |  | Will Inspect meter box at a later date | Unknown - Unlikely Lead |  |  |  | No | Other |  | Will Inspect meter box at a later date | Unknown | Don't Know | Don't Know |  | Building | Unknown | Unknown | No |  |  | Unknown
159 | 507 W ACOMA DR, HOBBS NM |  | No | No | Unknown - Unlikely Lead | Don't Know |  |  |  | No | Other |  | Will Inspect meter box at a later date | Unknown - Unlikely Lead |  |  |  | No | Other |  | Will Inspect meter box at a later date | Unknown | Don't Know | Don't Know |  | Building | Unknown | Unknown | No |  |  | Unknown
32 | 1010 S 5TH ST, HOBBS NM |  | No | No | Unknown - Unlikely Lead | Don't Know |  |  |  | No | Other |  | Will Inspect meter box at a later date | Unknown - Unlikely Lead |  |  |  | No | Other |  | Will Inspect meter box at a later date | Unknown | Don't Know | Don't Know |  | Building | Unknown | Unknown | No |  |  | Unknown
4588 | 5303 W DARK HORSE RD, HOBBS NM |  | No | No | Non-Lead - Plastic | No | 2015 | 3/4 | Field inspection only with no records | Yes | Visual inspection at the meter pit | 05/26/2024 00:00:00 |  | Non-Lead - Plastic | 2015 | 3/4 | Installation date after lead ban | Yes | Visual inspection at the meter pit | 05/26/2024 00:00:00 |  | Non-Lead | No | No |  | Single Family Residence |  | No | No |  |  | Non-Lead
14127 | 404 S WILLOW ST, HOBBS NM |  | No | No | Unknown - Unlikely Lead | Don't Know |  |  |  | No | Other |  | Will Inspect meter box at a later date | Unknown - Unlikely Lead |  |  |  | No | Other |  | Will Inspect meter box at a later date | Unknown | Don't Know | Don't Know |  | Building | Unknown | Unknown | No |  |  | Unknown
14105 | 311 S WILLOW ST, HOBBS NM |  | No | No | Unknown - Unlikely Lead | Don't Know |  |  |  | No | Other |  | Will Inspect meter box at a later date | Unknown - Unlikely Lead |  |  |  | No | Other |  | Will Inspect meter box at a later date | Unknown | Don't Know | Don't Know |  | Building | Unknown | Unknown | No |  |  | Unknown
14142 | 104 N WILLOW ST, HOBBS NM |  | No | No | Unknown - Unlikely Lead | Don't Know |  |  |  | No | Other |  | Will Inspect meter box at a later date | Unknown - Unlikely Lead |  |  |  | No | Other |  | Will Inspect meter box at a later date | Unknown | Don't Know | Don't Know |  | Building | Unknown | Unknown | No |  |  | Unknown
14349 | 124 W YESO DR, HOBBS NM |  | No | No | Unknown - Unlikely Lead | Don't Know |  |  |  | No | Other |  | Will Inspect meter box at a later date | Unknown - Unlikely Lead |  |  |  | No | Other |  | Will Inspect meter box at a later date | Unknown | Don't Know | Don't Know |  | Building | Unknown | Unknown | No |  |  | Unknown
3336 | 925 W CAPROCK ST, HOBBS NM |  | No | No | Unknown - Unlikely Lead | Don't Know |  |  |  | No | Other |  | Will Inspect meter box at a later date | Unknown - Unlikely Lead |  |  |  | No | Other |  | Will Inspect meter box at a later date | Unknown | Don't Know | Don't Know |  | Building | Unknown | Unknown | No |  |  | Unknown
2957 | 3901 N CENTRAL B 304, HOBBS NM |  | No | No | Non-Lead - Plastic | No | 2009 | 3/4 | Field inspection only with no records | Yes | Visual inspection at the meter pit | 05/26/2024 00:00:00 |  | Non-Lead - Plastic | 2009 | 3/4 | Installation date after lead ban | Yes | Visual inspection at the meter pit | 05/26/2024 00:00:00 |  | Non-Lead | No | No |  | Single Family Residence |  | No | No |  |  | Non-Lead
2252 | 207 S COCHRAN ST, HOBBS NM |  | No | No | Unknown - Unlikely Lead | Don't Know |  |  |  | No | Other |  | Will Inspect meter box at a later date | Unknown - Unlikely Lead |  |  |  | No | Other |  | Will Inspect meter box at a later date | Unknown | Don't Know | Don't Know |  | Building | Unknown | Unknown | No |  |  | Unknown
1973 | 3010 N BENSING RD, HOBBS NM |  | No | No | Unknown - Unlikely Lead | Don't Know |  |  |  | No | Other |  | Will Inspect meter box at a later date | Unknown - Unlikely Lead |  |  |  | No | Other |  | Will Inspect meter box at a later date | Unknown | Don't Know | Don't Know |  | Building | Unknown | Unknown | No |  |  | Unknown
4221 | 6601 N CARLSBAD HWY, HOBBS NM |  | No | No | Unknown - Unlikely Lead | Don't Know |  |  |  | No | Other |  | Will Inspect meter box at a later date | Unknown - Unlikely Lead |  |  |  | No | Other |  | Will Inspect meter box at a later date | Unknown | Don't Know | Don't Know |  | Building | Unknown | Unknown | No |  |  | Unknown
14344 | 1800 E YESO DR, HOBBS NM |  | No | No | Unknown - Unlikely Lead | Don't Know |  |  |  | No | Other |  | Will Inspect meter box at a later date | Unknown - Unlikely Lead |  |  |  | No | Other |  | Will Inspect meter box at a later date | Unknown | Don't Know | Don't Know |  | Building | Unknown | Unknown | No |  |  | Unknown
4494 | 1002 S DAL PASO ST, HOBBS NM |  | No | No | Unknown - Unlikely Lead | Don't Know |  |  |  | No | Other |  | Will Inspect meter box at a later date | Unknown - Unlikely Lead |  |  |  | No | Other |  | Will Inspect meter box at a later date | Unknown | Don't Know | Don't Know |  | Building | Unknown | Unknown | No |  |  | Unknown
2558 | 223 W CAIN ST, HOBBS NM |  | No | No | Unknown - Unlikely Lead | Don't Know |  |  |  | No | Other |  | Will Inspect meter box at a later date | Unknown - Unlikely Lead |  |  |  | No | Other |  | Will Inspect meter box at a later date | Unknown | Don't Know | Don't Know |  | Building | Unknown | Unknown | No |  |  | Unknown
3588 | 517-A N COLEMAN ST, HOBBS NM |  | No | No | Unknown - Unlikely Lead | Don't Know |  |  |  | No | Other |  | Will Inspect meter box at a later date | Unknown - Unlikely Lead |  |  |  | No | Other |  | Will Inspect meter box at a later date | Unknown | Don't Know | Don't Know |  | Building | Unknown | Unknown | No |  |  | Unknown
1596 | 1529 BRADLEY CT, HOBBS NM |  | No | No | Unknown - Unlikely Lead | Don't Know |  |  |  | No | Other |  | Will Inspect meter box at a later date | Unknown - Unlikely Lead |  |  |  | No | Other |  | Will Inspect meter box at a later date | Unknown | Don't Know | Don't Know |  | Building | Unknown | Unknown | No |  |  | Unknown
3057 | 3901 N CENTRAL F 307, HOBBS NM |  | No | No | Non-Lead - Plastic | No | 2009 | 3/4 | Field inspection only with no records | Yes | Visual inspection at the meter pit | 05/26/2024 00:00:00 |  | Non-Lead - Plastic | 2009 | 3/4 | Installation date after lead ban | Yes | Visual inspection at the meter pit | 05/26/2024 00:00:00 |  | Non-Lead | No | No |  | Single Family Residence |  | No | No |  |  | Non-Lead
3713 | 1201 E CIMARRON RD, HOBBS NM |  | No | No | Unknown - Unlikely Lead | Don't Know |  |  |  | No | Other |  | Will Inspect meter box at a later date | Unknown - Unlikely Lead |  |  |  | No | Other |  | Will Inspect meter box at a later date | Unknown | Don't Know | Don't Know |  | Building | Unknown | Unknown | No |  |  | Unknown
1378 | 510 E BYERS ST, HOBBS NM |  | No | No | Unknown - Unlikely Lead | Don't Know |  |  |  | No | Other |  | Will Inspect meter box at a later date | Unknown - Unlikely Lead |  |  |  | No | Other |  | Will Inspect meter box at a later date | Unknown | Don't Know | Don't Know |  | Building | Unknown | Unknown | No |  |  | Unknown
1570 | 401 W BLANCO DR, HOBBS NM |  | No | No | Unknown - Unlikely Lead | Don't Know |  |  |  | No | Other |  | Will Inspect meter box at a later date | Unknown - Unlikely Lead |  |  |  | No | Other |  | Will Inspect meter box at a later date | Unknown | Don't Know | Don't Know |  | Building | Unknown | Unknown | No |  |  | Unknown
13708 | 1004 W TAYLOR ST, HOBBS NM |  | No | No | Unknown - Unlikely Lead | Don't Know |  |  |  | No | Other |  | Will Inspect meter box at a later date | Unknown - Unlikely Lead |  |  |  | No | Other |  | Will Inspect meter box at a later date | Unknown | Don't Know | Don't Know |  | Building | Unknown | Unknown | No |  |  | Unknown
2910 | 3901 N CENTRAL E 101, HOBBS NM |  | No | No | Non-Lead - Plastic | No | 2009 | 3/4 | Field inspection only with no records | Yes | Visual inspection at the meter pit | 05/26/2024 00:00:00 |  | Non-Lead - Plastic | 2009 | 3/4 | Installation date after lead ban | Yes | Visual inspection at the meter pit | 05/26/2024 00:00:00 |  | Non-Lead | No | No |  | Single Family Residence |  | No | No |  |  | Non-Lead
4427 | 3419 N DAL PASO BLD 1 C, HOBBS NM |  | No | No | Non-Lead - Plastic | No | 2020 | 3/4 | Field inspection only with no records | Yes | Visual inspection at the meter pit | 05/26/2024 00:00:00 |  | Non-Lead - Plastic |  | 3/4 | Installation date after lead ban | Yes | Visual inspection at the meter pit | 05/26/2024 00:00:00 |  | Non-Lead | No | No |  | Single Family Residence |  | No | No |  |  | Non-Lead
4171 | 1505 N CATHERINE DR, HOBBS NM |  | No | No | Unknown - Unlikely Lead | Don't Know |  |  |  | No | Other |  | Will Inspect meter box at a later date | Unknown - Unlikely Lead |  |  |  | No | Other |  | Will Inspect meter box at a later date | Unknown | Don't Know | Don't Know |  | Building | Unknown | Unknown | No |  |  | Unknown
1995 | 204-B E CORBETT ST, HOBBS NM |  | No | No | Unknown - Unlikely Lead | Don't Know |  |  |  | No | Other |  | Will Inspect meter box at a later date | Unknown - Unlikely Lead |  |  |  | No | Other |  | Will Inspect meter box at a later date | Unknown | Don't Know | Don't Know |  | Building | Unknown | Unknown | No |  |  | Unknown
14038 | 1118 E WALKER DR, HOBBS NM |  | No | No | Unknown - Unlikely Lead | Don't Know |  |  |  | No | Other |  | Will Inspect meter box at a later date | Unknown - Unlikely Lead |  |  |  | No | Other |  | Will Inspect meter box at a later date | Unknown | Don't Know | Don't Know |  | Building | Unknown | Unknown | No |  |  | Unknown
2353 | 803 S COCHRAN ST, HOBBS NM |  | No | No | Unknown - Unlikely Lead | Don't Know |  |  |  | No | Other |  | Will Inspect meter box at a later date | Unknown - Unlikely Lead |  |  |  | No | Other |  | Will Inspect meter box at a later date | Unknown | Don't Know | Don't Know |  | Building | Unknown | Unknown | No |  |  | Unknown
13938 | 2700 N WEDGEWOOD DR, HOBBS NM |  | No | No | Non-Lead - Plastic | Don't Know | 2019 | 1 | Field inspection only with no records | Yes | Visual inspection at the meter pit | 08/19/2024 00:00:00 |  | Non-Lead - Plastic | 2019 | 1 | Field inspection only with no records | Yes | Visual inspection at the meter pit | 08/19/2024 00:00:00 |  | Non-Lead | No | Don't Know |  | Single Family Residence |  | No | No |  |  | Non-Lead
3578 | 611 N COLEMAN ST, HOBBS NM |  | No | No | Unknown - Unlikely Lead | Don't Know |  |  |  | No | Other |  | Will Inspect meter box at a later date | Unknown - Unlikely Lead |  |  |  | No | Other |  | Will Inspect meter box at a later date | Unknown | Don't Know | Don't Know |  | Building | Unknown | Unknown | No |  |  | Unknown
2382 | 1223 S COCHRAN ST, HOBBS NM |  | No | No | Unknown - Unlikely Lead | Don't Know |  |  |  | No | Other |  | Will Inspect meter box at a later date | Unknown - Unlikely Lead |  |  |  | No | Other |  | Will Inspect meter box at a later date | Unknown | Don't Know | Don't Know |  | Building | Unknown | Unknown | No |  |  | Unknown
251 | 607 E ALBERTSON CIR, HOBBS NM |  | No | No | Unknown - Unlikely Lead | Don't Know |  |  |  | No | Other |  | Will Inspect meter box at a later date | Unknown - Unlikely Lead |  |  |  | No | Other |  | Will Inspect meter box at a later date | Unknown | Don't Know | Don't Know |  | Building | Unknown | Unknown | No |  |  | Unknown
13771 | 2406 N TRES AMIGO DR, HOBBS NM |  | No | No | Unknown - Unlikely Lead | Don't Know |  |  |  | No | Other |  | Will Inspect meter box at a later date | Unknown - Unlikely Lead |  |  |  | No | Other |  | Will Inspect meter box at a later date | Unknown | Don't Know | Don't Know |  | Building | Unknown | Unknown | No |  |  | Unknown
2024 | 1206 E CLINTON ST, HOBBS NM |  | No | No | Unknown - Unlikely Lead | Don't Know |  |  |  | No | Other |  | Will Inspect meter box at a later date | Unknown - Unlikely Lead |  |  |  | No | Other |  | Will Inspect meter box at a later date | Unknown | Don't Know | Don't Know |  | Building | Unknown | Unknown | No |  |  | Unknown
4362 | 3419 N DAL PASO BLD 9 A, HOBBS NM |  | No | No | Non-Lead - Plastic | No | 2020 | 3/4 | Field inspection only with no records | Yes | Visual inspection at the meter pit | 05/26/2024 00:00:00 |  | Non-Lead - Plastic |  | 3/4 | Installation date after lead ban | Yes | Visual inspection at the meter pit | 05/26/2024 00:00:00 |  | Non-Lead | No | No |  | Single Family Residence |  | No | No |  |  | Non-Lead
3243 | 200 W COCHITI AVE, HOBBS NM |  | No | No | Unknown - Unlikely Lead | Don't Know |  |  |  | No | Other |  | Will Inspect meter box at a later date | Unknown - Unlikely Lead |  |  |  | No | Other |  | Will Inspect meter box at a later date | Unknown | Don't Know | Don't Know |  | Building | Unknown | Unknown | No |  |  | Unknown
3793 | 1404 W CAMINO DEL ARCO, HOBBS NM |  | No | No | Unknown - Unlikely Lead | Don't Know |  |  |  | No | Other |  | Will Inspect meter box at a later date | Unknown - Unlikely Lead |  |  |  | No | Other |  | Will Inspect meter box at a later date | Unknown | Don't Know | Don't Know |  | Building | Unknown | Unknown | No |  |  | Unknown
4562 | 5314 W DARK HORSE RD, HOBBS NM |  | No | No | Non-Lead - Plastic | No | 2015 | 3/4 | Field inspection only with no records | Yes | Visual inspection at the meter pit | 05/26/2024 00:00:00 |  | Non-Lead - Plastic | 2015 | 3/4 | Installation date after lead ban | Yes | Visual inspection at the meter pit | 05/26/2024 00:00:00 |  | Non-Lead | No | No |  | Single Family Residence |  | No | No |  |  | Non-Lead
329 | 309 E ALSTON ST, HOBBS NM |  | No | No | Unknown - Unlikely Lead | Don't Know |  |  |  | No | Other |  | Will Inspect meter box at a later date | Unknown - Unlikely Lead |  |  |  | No | Other |  | Will Inspect meter box at a later date | Unknown | Don't Know | Don't Know |  | Building | Unknown | Unknown | No |  |  | Unknown
2118 | 305 W CLINTON ST, HOBBS NM |  | No | No | Unknown - Unlikely Lead | Don't Know |  |  |  | No | Other |  | Will Inspect meter box at a later date | Unknown - Unlikely Lead |  |  |  | No | Other |  | Will Inspect meter box at a later date | Unknown | Don't Know | Don't Know |  | Building | Unknown | Unknown | No |  |  | Unknown
297 | 2706 N ALBERTSON DR, HOBBS NM |  | No | No | Unknown - Unlikely Lead | Don't Know |  |  |  | No | Other |  | Will Inspect meter box at a later date | Unknown - Unlikely Lead |  |  |  | No | Other |  | Will Inspect meter box at a later date | Unknown | Don't Know | Don't Know |  | Building | Unknown | Unknown | No |  |  | Unknown
4749 | 201 W DUNNAM ST, HOBBS NM |  | No | No | Unknown - Unlikely Lead | Don't Know |  |  |  | No | Other |  | Will Inspect meter box at a later date | Unknown - Unlikely Lead |  |  |  | No | Other |  | Will Inspect meter box at a later date | Unknown | Don't Know | Don't Know |  | Building | Unknown | Unknown | No |  |  | Unknown
4035 | 1706 CATTLE CALL DR, HOBBS NM |  | No | No | Unknown - Unlikely Lead | Don't Know |  |  |  | No | Other |  | Will Inspect meter box at a later date | Unknown - Unlikely Lead |  |  |  | No | Other |  | Will Inspect meter box at a later date | Unknown | Don't Know | Don't Know |  | Building | Unknown | Unknown | No |  |  | Unknown
1400 | 402 W BYERS ST, HOBBS NM |  | No | No | Unknown - Unlikely Lead | Don't Know |  |  |  | No | Other |  | Will Inspect meter box at a later date | Unknown - Unlikely Lead |  |  |  | No | Other |  | Will Inspect meter box at a later date | Unknown | Don't Know | Don't Know |  | Building | Unknown | Unknown | No |  |  | Unknown
4188 | 2923 N CARINO DR, HOBBS NM |  | No | No | Non-Lead - Plastic | Don't Know | 2019 | 1 | Field inspection only with no records | Yes | Visual inspection at the meter pit | 08/19/2024 00:00:00 |  | Non-Lead - Plastic | 2019 | 1 | Field inspection only with no records | Yes | Visual inspection at the meter pit | 08/19/2024 00:00:00 |  | Non-Lead | No | Don't Know |  | Single Family Residence |  | No | No |  |  | Non-Lead
2133 | 1304 W CLINTON ST, HOBBS NM |  | No | No | Unknown - Unlikely Lead | Don't Know |  |  |  | No | Other |  | Will Inspect meter box at a later date | Unknown - Unlikely Lead |  |  |  | No | Other |  | Will Inspect meter box at a later date | Unknown | Don't Know | Don't Know |  | Building | Unknown | Unknown | No |  |  | Unknown
2865 | 211 E CLEARFORK DR, HOBBS NM |  | No | No | Unknown - Unlikely Lead | Don't Know |  |  |  | No | Other |  | Will Inspect meter box at a later date | Unknown - Unlikely Lead |  |  |  | No | Other |  | Will Inspect meter box at a later date | Unknown | Don't Know | Don't Know |  | Building | Unknown | Unknown | No |  |  | Unknown
4613 | 908 N DALMONT ST, HOBBS NM |  | No | No | Unknown - Unlikely Lead | Don't Know |  |  |  | No | Other |  | Will Inspect meter box at a later date | Unknown - Unlikely Lead |  |  |  | No | Other |  | Will Inspect meter box at a later date | Unknown | Don't Know | Don't Know |  | Building | Unknown | Unknown | No |  |  | Unknown
2782 | 709 W COPPER AVE, HOBBS NM |  | No | No | Unknown - Unlikely Lead | Don't Know |  |  |  | No | Other |  | Will Inspect meter box at a later date | Unknown - Unlikely Lead |  |  |  | No | Other |  | Will Inspect meter box at a later date | Unknown | Don't Know | Don't Know |  | Building | Unknown | Unknown | No |  |  | Unknown
1693 | 1603 N BRECKON DR, HOBBS NM |  | No | No | Unknown - Unlikely Lead | Don't Know |  |  |  | No | Other |  | Will Inspect meter box at a later date | Unknown - Unlikely Lead |  |  |  | No | Other |  | Will Inspect meter box at a later date | Unknown | Don't Know | Don't Know |  | Building | Unknown | Unknown | No |  |  | Unknown
2776 | 1123 W COPPER AVE, HOBBS NM |  | No | No | Unknown - Unlikely Lead | Don't Know |  |  |  | No | Other |  | Will Inspect meter box at a later date | Unknown - Unlikely Lead |  |  |  | No | Other |  | Will Inspect meter box at a later date | Unknown | Don't Know | Don't Know |  | Building | Unknown | Unknown | No |  |  | Unknown
1645 | 1222 N BRECKON DR, HOBBS NM |  | No | No | Unknown - Unlikely Lead | Don't Know |  |  |  | No | Other |  | Will Inspect meter box at a later date | Unknown - Unlikely Lead |  |  |  | No | Other |  | Will Inspect meter box at a later date | Unknown | Don't Know | Don't Know |  | Building | Unknown | Unknown | No |  |  | Unknown
4557 | 5000 W DARK HORSE RD, HOBBS NM |  | No | No | Non-Lead - Plastic | No | 2015 | 3/4 | Field inspection only with no records | Yes | Visual inspection at the meter pit | 05/26/2024 00:00:00 |  | Non-Lead - Plastic | 2015 | 3/4 | Installation date after lead ban | Yes | Visual inspection at the meter pit | 05/26/2024 00:00:00 |  | Non-Lead | No | No |  | Single Family Residence |  | No | No |  |  | Non-Lead
3956 | 1610-A W CALLE SUR ST, HOBBS NM |  | No | No | Unknown - Unlikely Lead | Don't Know |  |  |  | No | Other |  | Will Inspect meter box at a later date | Unknown - Unlikely Lead |  |  |  | No | Other |  | Will Inspect meter box at a later date | Unknown | Don't Know | Don't Know |  | Building | Unknown | Unknown | No |  |  | Unknown
3121 | 3901 N CENTRAL L 308, HOBBS NM |  | No | No | Non-Lead - Plastic | No | 2009 | 3/4 | Field inspection only with no records | Yes | Visual inspection at the meter pit | 05/26/2024 00:00:00 |  | Non-Lead - Plastic | 2009 | 3/4 | Installation date after lead ban | Yes | Visual inspection at the meter pit | 05/26/2024 00:00:00 |  | Non-Lead | No | No |  | Single Family Residence |  | No | No |  |  | Non-Lead
2521 | 1014 E CAIN ST, HOBBS NM |  | No | No | Unknown - Unlikely Lead | Don't Know |  |  |  | No | Other |  | Will Inspect meter box at a later date | Unknown - Unlikely Lead |  |  |  | No | Other |  | Will Inspect meter box at a later date | Unknown | Don't Know | Don't Know |  | Building | Unknown | Unknown | No |  |  | Unknown
3536 | 1514 N COLEMAN ST, HOBBS NM |  | No | No | Unknown - Unlikely Lead | Don't Know |  |  |  | No | Other |  | Will Inspect meter box at a later date | Unknown - Unlikely Lead |  |  |  | No | Other |  | Will Inspect meter box at a later date | Unknown | Don't Know | Don't Know |  | Building | Unknown | Unknown | No |  |  | Unknown
4164 | 1503 N CATHERINE DR, HOBBS NM |  | No | No | Unknown - Unlikely Lead | Don't Know |  |  |  | No | Other |  | Will Inspect meter box at a later date | Unknown - Unlikely Lead |  |  |  | No | Other |  | Will Inspect meter box at a later date | Unknown | Don't Know | Don't Know |  | Building | Unknown | Unknown | No |  |  | Unknown
2989 | 3901 N CENTRAL K 303, HOBBS NM |  | No | No | Non-Lead - Plastic | No | 2009 | 3/4 | Field inspection only with no records | Yes | Visual inspection at the meter pit | 05/26/2024 00:00:00 |  | Non-Lead - Plastic | 2009 | 3/4 | Installation date after lead ban | Yes | Visual inspection at the meter pit | 05/26/2024 00:00:00 |  | Non-Lead | No | No |  | Single Family Residence |  | No | No |  |  | Non-Lead
2896 | 3901 N CENTRAL C 108, HOBBS NM |  | No | No | Non-Lead - Plastic | No | 2009 | 3/4 | Field inspection only with no records | Yes | Visual inspection at the meter pit | 05/26/2024 00:00:00 |  | Non-Lead - Plastic | 2009 | 3/4 | Installation date after lead ban | Yes | Visual inspection at the meter pit | 05/26/2024 00:00:00 |  | Non-Lead | No | No |  | Single Family Residence |  | No | No |  |  | Non-Lead
2229 | 1603 S COCHRAN ST, HOBBS NM |  | No | No | Unknown - Unlikely Lead | Don't Know |  |  |  | No | Other |  | Will Inspect meter box at a later date | Unknown - Unlikely Lead |  |  |  | No | Other |  | Will Inspect meter box at a later date | Unknown | Don't Know | Don't Know |  | Building | Unknown | Unknown | No |  |  | Unknown
386 | 1318 E ALSTON ST, HOBBS NM |  | No | No | Unknown - Unlikely Lead | Don't Know |  |  |  | No | Other |  | Will Inspect meter box at a later date | Unknown - Unlikely Lead |  |  |  | No | Other |  | Will Inspect meter box at a later date | Unknown | Don't Know | Don't Know |  | Building | Unknown | Unknown | No |  |  | Unknown
3106 | 3901 N CENTRAL K 208, HOBBS NM |  | No | No | Non-Lead - Plastic | No | 2009 | 3/4 | Field inspection only with no records | Yes | Visual inspection at the meter pit | 05/26/2024 00:00:00 |  | Non-Lead - Plastic | 2009 | 3/4 | Installation date after lead ban | Yes | Visual inspection at the meter pit | 05/26/2024 00:00:00 |  | Non-Lead | No | No |  | Single Family Residence |  | No | No |  |  | Non-Lead
1885 | 1001 E BROADWAY ST, HOBBS NM |  | No | No | Unknown - Unlikely Lead | Don't Know |  |  |  | No | Other |  | Will Inspect meter box at a later date | Unknown - Unlikely Lead |  |  |  | No | Other |  | Will Inspect meter box at a later date | Unknown | Don't Know | Don't Know |  | Building | Unknown | Unknown | No |  |  | Unknown
13927 | 2823 N WEDGEWOOD DR, HOBBS NM |  | No | No | Non-Lead - Plastic | Don't Know | 2019 | 1 | Field inspection only with no records | Yes | Visual inspection at the meter pit | 08/19/2024 00:00:00 |  | Non-Lead - Plastic | 2019 | 1 | Field inspection only with no records | Yes | Visual inspection at the meter pit | 08/19/2024 00:00:00 |  | Non-Lead | No | Don't Know |  | Single Family Residence |  | No | No |  |  | Non-Lead
2765 | 1214 W COPPER AVE, HOBBS NM |  | No | No | Unknown - Unlikely Lead | Don't Know |  |  |  | No | Other |  | Will Inspect meter box at a later date | Unknown - Unlikely Lead |  |  |  | No | Other |  | Will Inspect meter box at a later date | Unknown | Don't Know | Don't Know |  | Building | Unknown | Unknown | No |  |  | Unknown
3035 | 3901 N CENTRAL G 304, HOBBS NM |  | No | No | Non-Lead - Plastic | No | 2009 | 3/4 | Field inspection only with no records | Yes | Visual inspection at the meter pit | 05/26/2024 00:00:00 |  | Non-Lead - Plastic | 2009 | 3/4 | Installation date after lead ban | Yes | Visual inspection at the meter pit | 05/26/2024 00:00:00 |  | Non-Lead | No | No |  | Single Family Residence |  | No | No |  |  | Non-Lead
169 | 116 W ALBERTSON DR, HOBBS NM |  | No | No | Unknown - Unlikely Lead | Don't Know |  |  |  | No | Other |  | Will Inspect meter box at a later date | Unknown - Unlikely Lead |  |  |  | No | Other |  | Will Inspect meter box at a later date | Unknown | Don't Know | Don't Know |  | Building | Unknown | Unknown | No |  |  | Unknown
3281 | 1011 W COCHITI AVE, HOBBS NM |  | No | No | Unknown - Unlikely Lead | Don't Know |  |  |  | No | Other |  | Will Inspect meter box at a later date | Unknown - Unlikely Lead |  |  |  | No | Other |  | Will Inspect meter box at a later date | Unknown | Don't Know | Don't Know |  | Building | Unknown | Unknown | No |  |  | Unknown
215 | 303 E ALBERTSON DR, HOBBS NM |  | No | No | Unknown - Unlikely Lead | Don't Know |  |  |  | No | Other |  | Will Inspect meter box at a later date | Unknown - Unlikely Lead |  |  |  | No | Other |  | Will Inspect meter box at a later date | Unknown | Don't Know | Don't Know |  | Building | Unknown | Unknown | No |  |  | Unknown
26 | 411 S 4TH ST, HOBBS NM |  | No | No | Unknown - Unlikely Lead | Don't Know |  |  |  | No | Other |  | Will Inspect meter box at a later date | Unknown - Unlikely Lead |  |  |  | No | Other |  | Will Inspect meter box at a later date | Unknown | Don't Know | Don't Know |  | Building | Unknown | Unknown | No |  |  | Unknown
209 | 220 E ALBERTSON DR, HOBBS NM |  | No | No | Unknown - Unlikely Lead | Don't Know |  |  |  | No | Other |  | Will Inspect meter box at a later date | Unknown - Unlikely Lead |  |  |  | No | Other |  | Will Inspect meter box at a later date | Unknown | Don't Know | Don't Know |  | Building | Unknown | Unknown | No |  |  | Unknown
14485 | 1218 ZUNI ST, HOBBS NM |  | No | No | Unknown - Unlikely Lead | Don't Know |  |  |  | No | Other |  | Will Inspect meter box at a later date | Unknown - Unlikely Lead |  |  |  | No | Other |  | Will Inspect meter box at a later date | Unknown | Don't Know | Don't Know |  | Building | Unknown | Unknown | No |  |  | Unknown
13687 | 419 E TAYLOR ST, HOBBS NM |  | No | No | Unknown - Unlikely Lead | Don't Know |  |  |  | No | Other |  | Will Inspect meter box at a later date | Unknown - Unlikely Lead |  |  |  | No | Other |  | Will Inspect meter box at a later date | Unknown | Don't Know | Don't Know |  | Building | Unknown | Unknown | No |  |  | Unknown
448 | 205 W ALTO DR, HOBBS NM |  | No | No | Unknown - Unlikely Lead | Don't Know |  |  |  | No | Other |  | Will Inspect meter box at a later date | Unknown - Unlikely Lead |  |  |  | No | Other |  | Will Inspect meter box at a later date | Unknown | Don't Know | Don't Know |  | Building | Unknown | Unknown | No |  |  | Unknown
2572 | 200 N AVENUE C, HOBBS NM |  | No | No | Unknown - Unlikely Lead | Don't Know |  |  |  | No | Other |  | Will Inspect meter box at a later date | Unknown - Unlikely Lead |  |  |  | No | Other |  | Will Inspect meter box at a later date | Unknown | Don't Know | Don't Know |  | Building | Unknown | Unknown | No |  |  | Unknown
1512 | 1702 N BRAZOS AVE, HOBBS NM |  | No | No | Unknown - Unlikely Lead | Don't Know |  |  |  | No | Other |  | Will Inspect meter box at a later date | Unknown - Unlikely Lead |  |  |  | No | Other |  | Will Inspect meter box at a later date | Unknown | Don't Know | Don't Know |  | Building | Unknown | Unknown | No |  |  | Unknown
3628 | 1005 N COLEMAN ST, HOBBS NM |  | No | No | Unknown - Unlikely Lead | Don't Know |  |  |  | No | Other |  | Will Inspect meter box at a later date | Unknown - Unlikely Lead |  |  |  | No | Other |  | Will Inspect meter box at a later date | Unknown | Don't Know | Don't Know |  | Building | Unknown | Unknown | No |  |  | Unknown
4412 | 1708 N DAL PASO ST #3, HOBBS NM |  | No | No | Unknown - Unlikely Lead | Don't Know |  |  |  | No | Other |  | Will Inspect meter box at a later date | Unknown - Unlikely Lead |  |  |  | No | Other |  | Will Inspect meter box at a later date | Unknown | Don't Know | Don't Know |  | Building | Unknown | Unknown | No |  |  | Unknown
2627 | 2518 N CIELO DR, HOBBS NM |  | No | No | Unknown - Unlikely Lead | Don't Know |  |  |  | No | Other |  | Will Inspect meter box at a later date | Unknown - Unlikely Lead |  |  |  | No | Other |  | Will Inspect meter box at a later date | Unknown | Don't Know | Don't Know |  | Building | Unknown | Unknown | No |  |  | Unknown
3052 | 3901 N CENTRAL G 203, HOBBS NM |  | No | No | Non-Lead - Plastic | No | 2009 | 3/4 | Field inspection only with no records | Yes | Visual inspection at the meter pit | 05/26/2024 00:00:00 |  | Non-Lead - Plastic | 2009 | 3/4 | Installation date after lead ban | Yes | Visual inspection at the meter pit | 05/26/2024 00:00:00 |  | Non-Lead | No | No |  | Single Family Residence |  | No | No |  |  | Non-Lead
3552 | 1606 N COLEMAN ST, HOBBS NM |  | No | No | Unknown - Unlikely Lead | Don't Know |  |  |  | No | Other |  | Will Inspect meter box at a later date | Unknown - Unlikely Lead |  |  |  | No | Other |  | Will Inspect meter box at a later date | Unknown | Don't Know | Don't Know |  | Building | Unknown | Unknown | No |  |  | Unknown
2536 | 713 E CAIN ST, HOBBS NM |  | No | No | Unknown - Unlikely Lead | Don't Know |  |  |  | No | Other |  | Will Inspect meter box at a later date | Unknown - Unlikely Lead |  |  |  | No | Other |  | Will Inspect meter box at a later date | Unknown | Don't Know | Don't Know |  | Building | Unknown | Unknown | No |  |  | Unknown
2858 | 203 E CLEARFORK DR, HOBBS NM |  | No | No | Unknown - Unlikely Lead | Don't Know |  |  |  | No | Other |  | Will Inspect meter box at a later date | Unknown - Unlikely Lead |  |  |  | No | Other |  | Will Inspect meter box at a later date | Unknown | Don't Know | Don't Know |  | Building | Unknown | Unknown | No |  |  | Unknown
2790 | 612 W COPPER AVE, HOBBS NM |  | No | No | Unknown - Unlikely Lead | Don't Know |  |  |  | No | Other |  | Will Inspect meter box at a later date | Unknown - Unlikely Lead |  |  |  | No | Other |  | Will Inspect meter box at a later date | Unknown | Don't Know | Don't Know |  | Building | Unknown | Unknown | No |  |  | Unknown
3361 | 920 W CAPROCK ST, HOBBS NM |  | No | No | Unknown - Unlikely Lead | Don't Know |  |  |  | No | Other |  | Will Inspect meter box at a later date | Unknown - Unlikely Lead |  |  |  | No | Other |  | Will Inspect meter box at a later date | Unknown | Don't Know | Don't Know |  | Building | Unknown | Unknown | No |  |  | Unknown
13860 | 1927 N VEGA DR, HOBBS NM |  | No | No | Unknown - Unlikely Lead | Don't Know |  |  |  | No | Other |  | Will Inspect meter box at a later date | Unknown - Unlikely Lead |  |  |  | No | Other |  | Will Inspect meter box at a later date | Unknown | Don't Know | Don't Know |  | Building | Unknown | Unknown | No |  |  | Unknown
14008 | 517 W WHITE ST, HOBBS NM |  | No | No | Unknown - Unlikely Lead | Don't Know |  |  |  | No | Other |  | Will Inspect meter box at a later date | Unknown - Unlikely Lead |  |  |  | No | Other |  | Will Inspect meter box at a later date | Unknown | Don't Know | Don't Know |  | Building | Unknown | Unknown | No |  |  | Unknown
3756 | 1421 W COLLEGE LN, HOBBS NM |  | No | No | Unknown - Unlikely Lead | Don't Know |  |  |  | No | Other |  | Will Inspect meter box at a later date | Unknown - Unlikely Lead |  |  |  | No | Other |  | Will Inspect meter box at a later date | Unknown | Don't Know | Don't Know |  | Building | Unknown | Unknown | No |  |  | Unknown
2271 | 906 N COCHRAN ST, HOBBS NM |  | No | No | Unknown - Unlikely Lead | Don't Know |  |  |  | No | Other |  | Will Inspect meter box at a later date | Unknown - Unlikely Lead |  |  |  | No | Other |  | Will Inspect meter box at a later date | Unknown | Don't Know | Don't Know |  | Building | Unknown | Unknown | No |  |  | Unknown
3428 | 506 N CECIL ST, HOBBS NM |  | No | No | Unknown - Unlikely Lead | Don't Know |  |  |  | No | Other |  | Will Inspect meter box at a later date | Unknown - Unlikely Lead |  |  |  | No | Other |  | Will Inspect meter box at a later date | Unknown | Don't Know | Don't Know |  | Building | Unknown | Unknown | No |  |  | Unknown
3629 | 1017 N COLEMAN ST # A, HOBBS NM |  | No | No | Unknown - Unlikely Lead | Don't Know |  |  |  | No | Other |  | Will Inspect meter box at a later date | Unknown - Unlikely Lead |  |  |  | No | Other |  | Will Inspect meter box at a later date | Unknown | Don't Know | Don't Know |  | Building | Unknown | Unknown | No |  |  | Unknown
4380 | 1708 N DAL PASO ST #6, HOBBS NM |  | No | No | Unknown - Unlikely Lead | Don't Know |  |  |  | No | Other |  | Will Inspect meter box at a later date | Unknown - Unlikely Lead |  |  |  | No | Other |  | Will Inspect meter box at a later date | Unknown | Don't Know | Don't Know |  | Building | Unknown | Unknown | No |  |  | Unknown
2630 | 2101 N CIELO DR, HOBBS NM |  | No | No | Unknown - Unlikely Lead | Don't Know |  |  |  | No | Other |  | Will Inspect meter box at a later date | Unknown - Unlikely Lead |  |  |  | No | Other |  | Will Inspect meter box at a later date | Unknown | Don't Know | Don't Know |  | Building | Unknown | Unknown | No |  |  | Unknown
2279 | 1103 N COCHRAN ST, HOBBS NM |  | No | No | Unknown - Unlikely Lead | Don't Know |  |  |  | No | Other |  | Will Inspect meter box at a later date | Unknown - Unlikely Lead |  |  |  | No | Other |  | Will Inspect meter box at a later date | Unknown | Don't Know | Don't Know |  | Building | Unknown | Unknown | No |  |  | Unknown
4080 | 2608 CHARLCIA BLVD, HOBBS NM |  | No | No | Unknown - Unlikely Lead | Don't Know |  |  |  | No | Other |  | Will Inspect meter box at a later date | Unknown - Unlikely Lead |  |  |  | No | Other |  | Will Inspect meter box at a later date | Unknown | Don't Know | Don't Know |  | Building | Unknown | Unknown | No |  |  | Unknown
2911 | 3901 N CENTRAL E 105, HOBBS NM |  | No | No | Non-Lead - Plastic | No | 2009 | 3/4 | Field inspection only with no records | Yes | Visual inspection at the meter pit | 05/26/2024 00:00:00 |  | Non-Lead - Plastic | 2009 | 3/4 | Installation date after lead ban | Yes | Visual inspection at the meter pit | 05/26/2024 00:00:00 |  | Non-Lead | No | No |  | Single Family Residence |  | No | No |  |  | Non-Lead
13691 | 114 E TAYLOR ST, HOBBS NM |  | No | No | Unknown - Unlikely Lead | Don't Know |  |  |  | No | Other |  | Will Inspect meter box at a later date | Unknown - Unlikely Lead |  |  |  | No | Other |  | Will Inspect meter box at a later date | Unknown | Don't Know | Don't Know |  | Building | Unknown | Unknown | No |  |  | Unknown
3614 | 215 N COLEMAN ST, HOBBS NM |  | No | No | Unknown - Unlikely Lead | Don't Know |  |  |  | No | Other |  | Will Inspect meter box at a later date | Unknown - Unlikely Lead |  |  |  | No | Other |  | Will Inspect meter box at a later date | Unknown | Don't Know | Don't Know |  | Building | Unknown | Unknown | No |  |  | Unknown
3789 | 1613-B W CAMINO DEL ARCO, HOBBS NM |  | No | No | Unknown - Unlikely Lead | Don't Know |  |  |  | No | Other |  | Will Inspect meter box at a later date | Unknown - Unlikely Lead |  |  |  | No | Other |  | Will Inspect meter box at a later date | Unknown | Don't Know | Don't Know |  | Building | Unknown | Unknown | No |  |  | Unknown
4341 | 3419 N DAL PASO BLD 14 C, HOBBS NM |  | No | No | Non-Lead - Plastic | No | 2020 | 3/4 | Field inspection only with no records | Yes | Visual inspection at the meter pit | 05/26/2024 00:00:00 |  | Non-Lead - Plastic |  | 3/4 | Installation date after lead ban | Yes | Visual inspection at the meter pit | 05/26/2024 00:00:00 |  | Non-Lead | No | No |  | Single Family Residence |  | No | No |  |  | Non-Lead
4755 | 2914 N DEL SOL CIRCLE, HOBBS NM |  | No | No | Non-Lead - Plastic | Don't Know | 2019 | 1 | Field inspection only with no records | Yes | Visual inspection at the meter pit | 08/19/2024 00:00:00 |  | Non-Lead - Plastic | 2019 | 1 | Field inspection only with no records | Yes | Visual inspection at the meter pit | 08/19/2024 00:00:00 |  | Non-Lead | No | Don't Know |  | Single Family Residence |  | No | No |  |  | Non-Lead
2008 | 312 E CORBETT ST, HOBBS NM |  | No | No | Unknown - Unlikely Lead | Don't Know |  |  |  | No | Other |  | Will Inspect meter box at a later date | Unknown - Unlikely Lead |  |  |  | No | Other |  | Will Inspect meter box at a later date | Unknown | Don't Know | Don't Know |  | Building | Unknown | Unknown | No |  |  | Unknown
14224 | 212 E YESO DR, HOBBS NM |  | No | No | Unknown - Unlikely Lead | Don't Know |  |  |  | No | Other |  | Will Inspect meter box at a later date | Unknown - Unlikely Lead |  |  |  | No | Other |  | Will Inspect meter box at a later date | Unknown | Don't Know | Don't Know |  | Building | Unknown | Unknown | No |  |  | Unknown
2132 | 1106 W CLINTON ST, HOBBS NM |  | No | No | Unknown - Unlikely Lead | Don't Know |  |  |  | No | Other |  | Will Inspect meter box at a later date | Unknown - Unlikely Lead |  |  |  | No | Other |  | Will Inspect meter box at a later date | Unknown | Don't Know | Don't Know |  | Building | Unknown | Unknown | No |  |  | Unknown
1738 | 9 BROADMOOR PARK, HOBBS NM |  | No | No | Non-Lead - Plastic | No | 2003 | 3/4 | Field inspection only with no records | Yes | Visual inspection at the meter pit | 05/26/2024 00:00:00 |  | Non-Lead - Plastic | 2003 | 3/4 | Installation date after lead ban | Yes | Visual inspection at the meter pit | 05/26/2024 00:00:00 |  | Non-Lead | No | No |  | Single Family Residence |  | No | No |  |  | Non-Lead
3834 | 1518 CAMINO REAL, HOBBS NM |  | No | No | Unknown - Unlikely Lead | Don't Know |  |  |  | No | Other |  | Will Inspect meter box at a later date | Unknown - Unlikely Lead |  |  |  | No | Other |  | Will Inspect meter box at a later date | Unknown | Don't Know | Don't Know |  | Building | Unknown | Unknown | No |  |  | Unknown
1464 | 1522 N BRAZOS AVE, HOBBS NM |  | No | No | Unknown - Unlikely Lead | Don't Know |  |  |  | No | Other |  | Will Inspect meter box at a later date | Unknown - Unlikely Lead |  |  |  | No | Other |  | Will Inspect meter box at a later date | Unknown | Don't Know | Don't Know |  | Building | Unknown | Unknown | No |  |  | Unknown
2968 | 3901 N CENTRAL I 208, HOBBS NM |  | No | No | Non-Lead - Plastic | No | 2009 | 3/4 | Field inspection only with no records | Yes | Visual inspection at the meter pit | 05/26/2024 00:00:00 |  | Non-Lead - Plastic | 2009 | 3/4 | Installation date after lead ban | Yes | Visual inspection at the meter pit | 05/26/2024 00:00:00 |  | Non-Lead | No | No |  | Single Family Residence |  | No | No |  |  | Non-Lead
1477 | 2430 N BRAZOS AVE, HOBBS NM |  | No | No | Unknown - Unlikely Lead | Don't Know |  |  |  | No | Other |  | Will Inspect meter box at a later date | Unknown - Unlikely Lead |  |  |  | No | Other |  | Will Inspect meter box at a later date | Unknown | Don't Know | Don't Know |  | Building | Unknown | Unknown | No |  |  | Unknown
3551 | 1508 N COLEMAN ST, HOBBS NM |  | No | No | Unknown - Unlikely Lead | Don't Know |  |  |  | No | Other |  | Will Inspect meter box at a later date | Unknown - Unlikely Lead |  |  |  | No | Other |  | Will Inspect meter box at a later date | Unknown | Don't Know | Don't Know |  | Building | Unknown | Unknown | No |  |  | Unknown
14289 | 1021 E YESO DR 206B, HOBBS NM |  | No | No | Unknown - Unlikely Lead | Don't Know |  |  |  | No | Other |  | Will Inspect meter box at a later date | Unknown - Unlikely Lead |  |  |  | No | Other |  | Will Inspect meter box at a later date | Unknown | Don't Know | Don't Know |  | Building | Unknown | Unknown | No |  |  | Unknown
4014 | 1716 CATTLE CALL DR, HOBBS NM |  | No | No | Unknown - Unlikely Lead | Don't Know |  |  |  | No | Other |  | Will Inspect meter box at a later date | Unknown - Unlikely Lead |  |  |  | No | Other |  | Will Inspect meter box at a later date | Unknown | Don't Know | Don't Know |  | Building | Unknown | Unknown | No |  |  | Unknown
3790 | 1610 W CAMINO DEL ARCO, HOBBS NM |  | No | No | Unknown - Unlikely Lead | Don't Know |  |  |  | No | Other |  | Will Inspect meter box at a later date | Unknown - Unlikely Lead |  |  |  | No | Other |  | Will Inspect meter box at a later date | Unknown | Don't Know | Don't Know |  | Building | Unknown | Unknown | No |  |  | Unknown
3334 | 912 W CAPROCK ST, HOBBS NM |  | No | No | Unknown - Unlikely Lead | Don't Know |  |  |  | No | Other |  | Will Inspect meter box at a later date | Unknown - Unlikely Lead |  |  |  | No | Other |  | Will Inspect meter box at a later date | Unknown | Don't Know | Don't Know |  | Building | Unknown | Unknown | No |  |  | Unknown
13744 | 1120 S TEXACO RD, HOBBS NM |  | No | No | Unknown - Unlikely Lead | Don't Know |  |  |  | No | Other |  | Will Inspect meter box at a later date | Unknown - Unlikely Lead |  |  |  | No | Other |  | Will Inspect meter box at a later date | Unknown | Don't Know | Don't Know |  | Building | Unknown | Unknown | No |  |  | Unknown
4483 | 302 S DAL PASO ST, HOBBS NM |  | No | No | Unknown - Unlikely Lead | Don't Know |  |  |  | No | Other |  | Will Inspect meter box at a later date | Unknown - Unlikely Lead |  |  |  | No | Other |  | Will Inspect meter box at a later date | Unknown | Don't Know | Don't Know |  | Building | Unknown | Unknown | No |  |  | Unknown
1459 | 1613 N BRAZOS AVE, HOBBS NM |  | No | No | Unknown - Unlikely Lead | Don't Know |  |  |  | No | Other |  | Will Inspect meter box at a later date | Unknown - Unlikely Lead |  |  |  | No | Other |  | Will Inspect meter box at a later date | Unknown | Don't Know | Don't Know |  | Building | Unknown | Unknown | No |  |  | Unknown
2820 | 609 E COPPER AVE, HOBBS NM |  | No | No | Unknown - Unlikely Lead | Don't Know |  |  |  | No | Other |  | Will Inspect meter box at a later date | Unknown - Unlikely Lead |  |  |  | No | Other |  | Will Inspect meter box at a later date | Unknown | Don't Know | Don't Know |  | Building | Unknown | Unknown | No |  |  | Unknown
2025 | 1306 E CLINTON ST, HOBBS NM |  | No | No | Unknown - Unlikely Lead | Don't Know |  |  |  | No | Other |  | Will Inspect meter box at a later date | Unknown - Unlikely Lead |  |  |  | No | Other |  | Will Inspect meter box at a later date | Unknown | Don't Know | Don't Know |  | Building | Unknown | Unknown | No |  |  | Unknown
1594 | 1629 BRADLEY CT, HOBBS NM |  | No | No | Unknown - Unlikely Lead | Don't Know |  |  |  | No | Other |  | Will Inspect meter box at a later date | Unknown - Unlikely Lead |  |  |  | No | Other |  | Will Inspect meter box at a later date | Unknown | Don't Know | Don't Know |  | Building | Unknown | Unknown | No |  |  | Unknown
3712 | 1219 E CIMARRON RD, HOBBS NM |  | No | No | Unknown - Unlikely Lead | Don't Know |  |  |  | No | Other |  | Will Inspect meter box at a later date | Unknown - Unlikely Lead |  |  |  | No | Other |  | Will Inspect meter box at a later date | Unknown | Don't Know | Don't Know |  | Building | Unknown | Unknown | No |  |  | Unknown
3927 | 1412 W CALLE SUR ST, HOBBS NM |  | No | No | Unknown - Unlikely Lead | Don't Know |  |  |  | No | Other |  | Will Inspect meter box at a later date | Unknown - Unlikely Lead |  |  |  | No | Other |  | Will Inspect meter box at a later date | Unknown | Don't Know | Don't Know |  | Building | Unknown | Unknown | No |  |  | Unknown
1577 | 1515 BRADLEY CT, HOBBS NM |  | No | No | Unknown - Unlikely Lead | Don't Know |  |  |  | No | Other |  | Will Inspect meter box at a later date | Unknown - Unlikely Lead |  |  |  | No | Other |  | Will Inspect meter box at a later date | Unknown | Don't Know | Don't Know |  | Building | Unknown | Unknown | No |  |  | Unknown
3500 | 201 N CECIL ST, HOBBS NM |  | No | No | Unknown - Unlikely Lead | Don't Know |  |  |  | No | Other |  | Will Inspect meter box at a later date | Unknown - Unlikely Lead |  |  |  | No | Other |  | Will Inspect meter box at a later date | Unknown | Don't Know | Don't Know |  | Building | Unknown | Unknown | No |  |  | Unknown
4068 | 2336 CHARLCIA BLVD, HOBBS NM |  | No | No | Unknown - Unlikely Lead | Don't Know |  |  |  | No | Other |  | Will Inspect meter box at a later date | Unknown - Unlikely Lead |  |  |  | No | Other |  | Will Inspect meter box at a later date | Unknown | Don't Know | Don't Know |  | Building | Unknown | Unknown | No |  |  | Unknown
3349 | 1321 W CAPROCK ST, HOBBS NM |  | No | No | Unknown - Unlikely Lead | Don't Know |  |  |  | No | Other |  | Will Inspect meter box at a later date | Unknown - Unlikely Lead |  |  |  | No | Other |  | Will Inspect meter box at a later date | Unknown | Don't Know | Don't Know |  | Building | Unknown | Unknown | No |  |  | Unknown
4100 | 4919 N CAMELOT, HOBBS NM |  | No | No | Unknown - Unlikely Lead | Don't Know |  |  |  | No | Other |  | Will Inspect meter box at a later date | Unknown - Unlikely Lead |  |  |  | No | Other |  | Will Inspect meter box at a later date | Unknown | Don't Know | Don't Know |  | Building | Unknown | Unknown | No |  |  | Unknown
3693 | 3137 N CIBOLA AVE, HOBBS NM |  | No | No | Unknown - Unlikely Lead | Don't Know |  |  |  | No | Other |  | Will Inspect meter box at a later date | Unknown - Unlikely Lead |  |  |  | No | Other |  | Will Inspect meter box at a later date | Unknown | Don't Know | Don't Know |  | Building | Unknown | Unknown | No |  |  | Unknown
192 | 500 E ALBERTSON CIR, HOBBS NM |  | No | No | Unknown - Unlikely Lead | Don't Know |  |  |  | No | Other |  | Will Inspect meter box at a later date | Unknown - Unlikely Lead |  |  |  | No | Other |  | Will Inspect meter box at a later date | Unknown | Don't Know | Don't Know |  | Building | Unknown | Unknown | No |  |  | Unknown
3164 | 3901 N CENTRAL K 307, HOBBS NM |  | No | No | Non-Lead - Plastic | No | 2009 | 3/4 | Field inspection only with no records | Yes | Visual inspection at the meter pit | 05/26/2024 00:00:00 |  | Non-Lead - Plastic | 2009 | 3/4 | Installation date after lead ban | Yes | Visual inspection at the meter pit | 05/26/2024 00:00:00 |  | Non-Lead | No | No |  | Single Family Residence |  | No | No |  |  | Non-Lead
1387 | 208 E BYERS ST, HOBBS NM |  | No | No | Unknown - Unlikely Lead | Don't Know |  |  |  | No | Other |  | Will Inspect meter box at a later date | Unknown - Unlikely Lead |  |  |  | No | Other |  | Will Inspect meter box at a later date | Unknown | Don't Know | Don't Know |  | Building | Unknown | Unknown | No |  |  | Unknown
3803 | 1618 CORDOBA LN, HOBBS NM |  | No | No | Unknown - Unlikely Lead | Don't Know |  |  |  | No | Other |  | Will Inspect meter box at a later date | Unknown - Unlikely Lead |  |  |  | No | Other |  | Will Inspect meter box at a later date | Unknown | Don't Know | Don't Know |  | Building | Unknown | Unknown | No |  |  | Unknown
2501 | 909 W COAL AVE, HOBBS NM |  | No | No | Unknown - Unlikely Lead | Don't Know |  |  |  | No | Other |  | Will Inspect meter box at a later date | Unknown - Unlikely Lead |  |  |  | No | Other |  | Will Inspect meter box at a later date | Unknown | Don't Know | Don't Know |  | Building | Unknown | Unknown | No |  |  | Unknown
3804 | 1517 CORDOBA LN, HOBBS NM |  | No | No | Unknown - Unlikely Lead | Don't Know |  |  |  | No | Other |  | Will Inspect meter box at a later date | Unknown - Unlikely Lead |  |  |  | No | Other |  | Will Inspect meter box at a later date | Unknown | Don't Know | Don't Know |  | Building | Unknown | Unknown | No |  |  | Unknown
1409 | 304 W BYERS ST, HOBBS NM |  | No | No | Unknown - Unlikely Lead | Don't Know |  |  |  | No | Other |  | Will Inspect meter box at a later date | Unknown - Unlikely Lead |  |  |  | No | Other |  | Will Inspect meter box at a later date | Unknown | Don't Know | Don't Know |  | Building | Unknown | Unknown | No |  |  | Unknown
1486 | 1905 N BRAZOS AVE, HOBBS NM |  | No | No | Unknown - Unlikely Lead | Don't Know |  |  |  | No | Other |  | Will Inspect meter box at a later date | Unknown - Unlikely Lead |  |  |  | No | Other |  | Will Inspect meter box at a later date | Unknown | Don't Know | Don't Know |  | Building | Unknown | Unknown | No |  |  | Unknown
4383 | 621 N DAL PASO ST, HOBBS NM |  | No | No | Unknown - Unlikely Lead | Don't Know |  |  |  | No | Other |  | Will Inspect meter box at a later date | Unknown - Unlikely Lead |  |  |  | No | Other |  | Will Inspect meter box at a later date | Unknown | Don't Know | Don't Know |  | Building | Unknown | Unknown | No |  |  | Unknown
4036 | 1521 CHUCKWAGON DR, HOBBS NM |  | No | No | Unknown - Unlikely Lead | Don't Know |  |  |  | No | Other |  | Will Inspect meter box at a later date | Unknown - Unlikely Lead |  |  |  | No | Other |  | Will Inspect meter box at a later date | Unknown | Don't Know | Don't Know |  | Building | Unknown | Unknown | No |  |  | Unknown
3279 | 1209 W COCHITI AVE, HOBBS NM |  | No | No | Unknown - Unlikely Lead | Don't Know |  |  |  | No | Other |  | Will Inspect meter box at a later date | Unknown - Unlikely Lead |  |  |  | No | Other |  | Will Inspect meter box at a later date | Unknown | Don't Know | Don't Know |  | Building | Unknown | Unknown | No |  |  | Unknown
244 | 1009 E ALBERTSON DR, HOBBS NM |  | No | No | Unknown - Unlikely Lead | Don't Know |  |  |  | No | Other |  | Will Inspect meter box at a later date | Unknown - Unlikely Lead |  |  |  | No | Other |  | Will Inspect meter box at a later date | Unknown | Don't Know | Don't Know |  | Building | Unknown | Unknown | No |  |  | Unknown
3704 | 3209 N CIBOLA AVE, HOBBS NM |  | No | No | Unknown - Unlikely Lead | Don't Know |  |  |  | No | Other |  | Will Inspect meter box at a later date | Unknown - Unlikely Lead |  |  |  | No | Other |  | Will Inspect meter box at a later date | Unknown | Don't Know | Don't Know |  | Building | Unknown | Unknown | No |  |  | Unknown
14477 | 1213 ZUNI ST, HOBBS NM |  | No | No | Unknown - Unlikely Lead | Don't Know |  |  |  | No | Other |  | Will Inspect meter box at a later date | Unknown - Unlikely Lead |  |  |  | No | Other |  | Will Inspect meter box at a later date | Unknown | Don't Know | Don't Know |  | Building | Unknown | Unknown | No |  |  | Unknown
3434 | 602 N CECIL ST, HOBBS NM |  | No | No | Unknown - Unlikely Lead | Don't Know |  |  |  | No | Other |  | Will Inspect meter box at a later date | Unknown - Unlikely Lead |  |  |  | No | Other |  | Will Inspect meter box at a later date | Unknown | Don't Know | Don't Know |  | Building | Unknown | Unknown | No |  |  | Unknown
4577 | 5220 W DARK HORSE RD, HOBBS NM |  | No | No | Non-Lead - Plastic | No | 2015 | 3/4 | Field inspection only with no records | Yes | Visual inspection at the meter pit | 05/26/2024 00:00:00 |  | Non-Lead - Plastic | 2015 | 3/4 | Installation date after lead ban | Yes | Visual inspection at the meter pit | 05/26/2024 00:00:00 |  | Non-Lead | No | No |  | Single Family Residence |  | No | No |  |  | Non-Lead
3400 | 1409 W CAPROCK ST, HOBBS NM |  | No | No | Unknown - Unlikely Lead | Don't Know |  |  |  | No | Other |  | Will Inspect meter box at a later date | Unknown - Unlikely Lead |  |  |  | No | Other |  | Will Inspect meter box at a later date | Unknown | Don't Know | Don't Know |  | Building | Unknown | Unknown | No |  |  | Unknown
2313 | 601 N COCHRAN ST, HOBBS NM |  | No | No | Unknown - Unlikely Lead | Don't Know |  |  |  | No | Other |  | Will Inspect meter box at a later date | Unknown - Unlikely Lead |  |  |  | No | Other |  | Will Inspect meter box at a later date | Unknown | Don't Know | Don't Know |  | Building | Unknown | Unknown | No |  |  | Unknown
1932 | 1712 E BOND ST, HOBBS NM |  | No | No | Unknown - Unlikely Lead | Don't Know |  |  |  | No | Other |  | Will Inspect meter box at a later date | Unknown - Unlikely Lead |  |  |  | No | Other |  | Will Inspect meter box at a later date | Unknown | Don't Know | Don't Know |  | Building | Unknown | Unknown | No |  |  | Unknown
291 | 2621 N ALBERTSON DR, HOBBS NM |  | No | No | Unknown - Unlikely Lead | Don't Know |  |  |  | No | Other |  | Will Inspect meter box at a later date | Unknown - Unlikely Lead |  |  |  | No | Other |  | Will Inspect meter box at a later date | Unknown | Don't Know | Don't Know |  | Building | Unknown | Unknown | No |  |  | Unknown
1579 | 1637 BRADLEY CT, HOBBS NM |  | No | No | Unknown - Unlikely Lead | Don't Know |  |  |  | No | Other |  | Will Inspect meter box at a later date | Unknown - Unlikely Lead |  |  |  | No | Other |  | Will Inspect meter box at a later date | Unknown | Don't Know | Don't Know |  | Building | Unknown | Unknown | No |  |  | Unknown
4740 | 608 W DUNNAM ST, HOBBS NM |  | No | No | Unknown - Unlikely Lead | Don't Know |  |  |  | No | Other |  | Will Inspect meter box at a later date | Unknown - Unlikely Lead |  |  |  | No | Other |  | Will Inspect meter box at a later date | Unknown | Don't Know | Don't Know |  | Building | Unknown | Unknown | No |  |  | Unknown
3967 | 1502-A W CALLE SUR ST, HOBBS NM |  | No | No | Unknown - Unlikely Lead | Don't Know |  |  |  | No | Other |  | Will Inspect meter box at a later date | Unknown - Unlikely Lead |  |  |  | No | Other |  | Will Inspect meter box at a later date | Unknown | Don't Know | Don't Know |  | Building | Unknown | Unknown | No |  |  | Unknown
4270 | 3419 N DAL PASO BLD 8 C, HOBBS NM |  | No | No | Non-Lead - Plastic | No | 2020 | 3/4 | Field inspection only with no records | Yes | Visual inspection at the meter pit | 05/26/2024 00:00:00 |  | Non-Lead - Plastic |  | 3/4 | Installation date after lead ban | Yes | Visual inspection at the meter pit | 05/26/2024 00:00:00 |  | Non-Lead | No | No |  | Single Family Residence |  | No | No |  |  | Non-Lead
2225 | 1235 S COCHRAN ST, HOBBS NM |  | No | No | Unknown - Unlikely Lead | Don't Know |  |  |  | No | Other |  | Will Inspect meter box at a later date | Unknown - Unlikely Lead |  |  |  | No | Other |  | Will Inspect meter box at a later date | Unknown | Don't Know | Don't Know |  | Building | Unknown | Unknown | No |  |  | Unknown
3442 | 215 N CECIL ST, HOBBS NM |  | No | No | Unknown - Unlikely Lead | Don't Know |  |  |  | No | Other |  | Will Inspect meter box at a later date | Unknown - Unlikely Lead |  |  |  | No | Other |  | Will Inspect meter box at a later date | Unknown | Don't Know | Don't Know |  | Building | Unknown | Unknown | No |  |  | Unknown
4651 | 705 E DUNNAM ST, HOBBS NM |  | No | No | Unknown - Unlikely Lead | Don't Know |  |  |  | No | Other |  | Will Inspect meter box at a later date | Unknown - Unlikely Lead |  |  |  | No | Other |  | Will Inspect meter box at a later date | Unknown | Don't Know | Don't Know |  | Building | Unknown | Unknown | No |  |  | Unknown
4414 | 3419 N DAL PASO BLD 2 B, HOBBS NM |  | No | No | Non-Lead - Plastic | No | 2020 | 3/4 | Field inspection only with no records | Yes | Visual inspection at the meter pit | 05/26/2024 00:00:00 |  | Non-Lead - Plastic |  | 3/4 | Installation date after lead ban | Yes | Visual inspection at the meter pit | 05/26/2024 00:00:00 |  | Non-Lead | No | No |  | Single Family Residence |  | No | No |  |  | Non-Lead
14260 | 1021 E YESO DR 204B, HOBBS NM |  | No | No | Unknown - Unlikely Lead | Don't Know |  |  |  | No | Other |  | Will Inspect meter box at a later date | Unknown - Unlikely Lead |  |  |  | No | Other |  | Will Inspect meter box at a later date | Unknown | Don't Know | Don't Know |  | Building | Unknown | Unknown | No |  |  | Unknown
1521 | 1531 N BRAZOS AVE, HOBBS NM |  | No | No | Unknown - Unlikely Lead | Don't Know |  |  |  | No | Other |  | Will Inspect meter box at a later date | Unknown - Unlikely Lead |  |  |  | No | Other |  | Will Inspect meter box at a later date | Unknown | Don't Know | Don't Know |  | Building | Unknown | Unknown | No |  |  | Unknown
1947 | 1615 E BOND ST, HOBBS NM |  | No | No | Unknown - Unlikely Lead | Don't Know |  |  |  | No | Other |  | Will Inspect meter box at a later date | Unknown - Unlikely Lead |  |  |  | No | Other |  | Will Inspect meter box at a later date | Unknown | Don't Know | Don't Know |  | Building | Unknown | Unknown | No |  |  | Unknown
2154 | 204 E CASTLE AVE, HOBBS NM |  | No | No | Unknown - Unlikely Lead | Don't Know |  |  |  | No | Other |  | Will Inspect meter box at a later date | Unknown - Unlikely Lead |  |  |  | No | Other |  | Will Inspect meter box at a later date | Unknown | Don't Know | Don't Know |  | Building | Unknown | Unknown | No |  |  | Unknown
3423 | 1104 N CECIL ST, HOBBS NM |  | No | No | Unknown - Unlikely Lead | Don't Know |  |  |  | No | Other |  | Will Inspect meter box at a later date | Unknown - Unlikely Lead |  |  |  | No | Other |  | Will Inspect meter box at a later date | Unknown | Don't Know | Don't Know |  | Building | Unknown | Unknown | No |  |  | Unknown
2170 | 423 E CASTLE AVE, HOBBS NM |  | No | No | Unknown - Unlikely Lead | Don't Know |  |  |  | No | Other |  | Will Inspect meter box at a later date | Unknown - Unlikely Lead |  |  |  | No | Other |  | Will Inspect meter box at a later date | Unknown | Don't Know | Don't Know |  | Building | Unknown | Unknown | No |  |  | Unknown
2754 | 1008 W COPPER AVE, HOBBS NM |  | No | No | Unknown - Unlikely Lead | Don't Know |  |  |  | No | Other |  | Will Inspect meter box at a later date | Unknown - Unlikely Lead |  |  |  | No | Other |  | Will Inspect meter box at a later date | Unknown | Don't Know | Don't Know |  | Building | Unknown | Unknown | No |  |  | Unknown
3274 | 1122 W COCHITI AVE, HOBBS NM |  | No | No | Unknown - Unlikely Lead | Don't Know |  |  |  | No | Other |  | Will Inspect meter box at a later date | Unknown - Unlikely Lead |  |  |  | No | Other |  | Will Inspect meter box at a later date | Unknown | Don't Know | Don't Know |  | Building | Unknown | Unknown | No |  |  | Unknown
4627 | 719 N DALMONT ST, HOBBS NM |  | No | No | Unknown - Unlikely Lead | Don't Know |  |  |  | No | Other |  | Will Inspect meter box at a later date | Unknown - Unlikely Lead |  |  |  | No | Other |  | Will Inspect meter box at a later date | Unknown | Don't Know | Don't Know |  | Building | Unknown | Unknown | No |  |  | Unknown
2276 | 1305 N COCHRAN ST, HOBBS NM |  | No | No | Unknown - Unlikely Lead | Don't Know |  |  |  | No | Other |  | Will Inspect meter box at a later date | Unknown - Unlikely Lead |  |  |  | No | Other |  | Will Inspect meter box at a later date | Unknown | Don't Know | Don't Know |  | Building | Unknown | Unknown | No |  |  | Unknown
1515 | 1641 N BRAZOS AVE, HOBBS NM |  | No | No | Unknown - Unlikely Lead | Don't Know |  |  |  | No | Other |  | Will Inspect meter box at a later date | Unknown - Unlikely Lead |  |  |  | No | Other |  | Will Inspect meter box at a later date | Unknown | Don't Know | Don't Know |  | Building | Unknown | Unknown | No |  |  | Unknown
13888 | 309 E VEGA DR, HOBBS NM |  | No | No | Unknown - Unlikely Lead | Don't Know |  |  |  | No | Other |  | Will Inspect meter box at a later date | Unknown - Unlikely Lead |  |  |  | No | Other |  | Will Inspect meter box at a later date | Unknown | Don't Know | Don't Know |  | Building | Unknown | Unknown | No |  |  | Unknown
1544 | 1922 N BLANCO DR, HOBBS NM |  | No | No | Unknown - Unlikely Lead | Don't Know |  |  |  | No | Other |  | Will Inspect meter box at a later date | Unknown - Unlikely Lead |  |  |  | No | Other |  | Will Inspect meter box at a later date | Unknown | Don't Know | Don't Know |  | Building | Unknown | Unknown | No |  |  | Unknown
2453 | 914 W COAL AVE, HOBBS NM |  | No | No | Unknown - Unlikely Lead | Don't Know |  |  |  | No | Other |  | Will Inspect meter box at a later date | Unknown - Unlikely Lead |  |  |  | No | Other |  | Will Inspect meter box at a later date | Unknown | Don't Know | Don't Know |  | Building | Unknown | Unknown | No |  |  | Unknown
2637 | 1914 N CIELO DR, HOBBS NM |  | No | No | Unknown - Unlikely Lead | Don't Know |  |  |  | No | Other |  | Will Inspect meter box at a later date | Unknown - Unlikely Lead |  |  |  | No | Other |  | Will Inspect meter box at a later date | Unknown | Don't Know | Don't Know |  | Building | Unknown | Unknown | No |  |  | Unknown
2951 | 3901 N CENTRAL A 305, HOBBS NM |  | No | No | Non-Lead - Plastic | No | 2009 | 3/4 | Field inspection only with no records | Yes | Visual inspection at the meter pit | 05/26/2024 00:00:00 |  | Non-Lead - Plastic | 2009 | 3/4 | Installation date after lead ban | Yes | Visual inspection at the meter pit | 05/26/2024 00:00:00 |  | Non-Lead | No | No |  | Single Family Residence |  | No | No |  |  | Non-Lead
2419 | 417 S CHILDERS DR, HOBBS NM |  | No | No | Unknown - Unlikely Lead | Don't Know |  |  |  | No | Other |  | Will Inspect meter box at a later date | Unknown - Unlikely Lead |  |  |  | No | Other |  | Will Inspect meter box at a later date | Unknown | Don't Know | Don't Know |  | Building | Unknown | Unknown | No |  |  | Unknown
470 | 607 E ABO DR, HOBBS NM |  | No | No | Unknown - Unlikely Lead | Don't Know |  |  |  | No | Other |  | Will Inspect meter box at a later date | Unknown - Unlikely Lead |  |  |  | No | Other |  | Will Inspect meter box at a later date | Unknown | Don't Know | Don't Know |  | Building | Unknown | Unknown | No |  |  | Unknown
2732 | 421 W COPPER AVE, HOBBS NM |  | No | No | Non-Lead - Copper | Don't Know |  | 3/4 | Field inspection only with no records | Yes | Visual inspection at the meter pit | 08/26/2024 00:00:00 |  | Non-Lead - Plastic |  | 3/4 | Field inspection only with no records | Yes | Visual inspection at the meter pit | 08/26/2024 00:00:00 |  | Non-Lead | No | Don't Know |  | Single Family Residence |  | No | No |  |  | Non-Lead
2107 | 416 W CLINTON ST, HOBBS NM |  | No | No | Unknown - Unlikely Lead | Don't Know |  |  |  | No | Other |  | Will Inspect meter box at a later date | Unknown - Unlikely Lead |  |  |  | No | Other |  | Will Inspect meter box at a later date | Unknown | Don't Know | Don't Know |  | Building | Unknown | Unknown | No |  |  | Unknown
3532 | 1538 N COLEMAN ST, HOBBS NM |  | No | No | Unknown - Unlikely Lead | Don't Know |  |  |  | No | Other |  | Will Inspect meter box at a later date | Unknown - Unlikely Lead |  |  |  | No | Other |  | Will Inspect meter box at a later date | Unknown | Don't Know | Don't Know |  | Building | Unknown | Unknown | No |  |  | Unknown
1813 | 424 W BROADWAY ST, HOBBS NM |  | No | No | Unknown - Unlikely Lead | Don't Know |  |  |  | No | Other |  | Will Inspect meter box at a later date | Unknown - Unlikely Lead |  |  |  | No | Other |  | Will Inspect meter box at a later date | Unknown | Don't Know | Don't Know |  | Building | Unknown | Unknown | No |  |  | Unknown
2756 | 926 W COPPER AVE, HOBBS NM |  | No | No | Unknown - Unlikely Lead | Don't Know |  |  |  | No | Other |  | Will Inspect meter box at a later date | Unknown - Unlikely Lead |  |  |  | No | Other |  | Will Inspect meter box at a later date | Unknown | Don't Know | Don't Know |  | Building | Unknown | Unknown | No |  |  | Unknown
4203 | 5002 N CARRIAGE RD, HOBBS NM |  | No | No | Unknown - Unlikely Lead | Don't Know |  |  |  | No | Other |  | Will Inspect meter box at a later date | Unknown - Unlikely Lead |  |  |  | No | Other |  | Will Inspect meter box at a later date | Unknown | Don't Know | Don't Know |  | Building | Unknown | Unknown | No |  |  | Unknown
3034 | 3901 N CENTRAL G 303, HOBBS NM |  | No | No | Non-Lead - Plastic | No | 2009 | 3/4 | Field inspection only with no records | Yes | Visual inspection at the meter pit | 05/26/2024 00:00:00 |  | Non-Lead - Plastic | 2009 | 3/4 | Installation date after lead ban | Yes | Visual inspection at the meter pit | 05/26/2024 00:00:00 |  | Non-Lead | No | No |  | Single Family Residence |  | No | No |  |  | Non-Lead
2766 | 701 W COPPER AVE, HOBBS NM |  | No | No | Unknown - Unlikely Lead | Don't Know |  |  |  | No | Other |  | Will Inspect meter box at a later date | Unknown - Unlikely Lead |  |  |  | No | Other |  | Will Inspect meter box at a later date | Unknown | Don't Know | Don't Know |  | Building | Unknown | Unknown | No |  |  | Unknown
3290 | 801 W COCHITI AVE, HOBBS NM |  | No | No | Unknown - Unlikely Lead | Don't Know |  |  |  | No | Other |  | Will Inspect meter box at a later date | Unknown - Unlikely Lead |  |  |  | No | Other |  | Will Inspect meter box at a later date | Unknown | Don't Know | Don't Know |  | Building | Unknown | Unknown | No |  |  | Unknown
1496 | 1612 N BRAZOS AVE, HOBBS NM |  | No | No | Unknown - Unlikely Lead | Don't Know |  |  |  | No | Other |  | Will Inspect meter box at a later date | Unknown - Unlikely Lead |  |  |  | No | Other |  | Will Inspect meter box at a later date | Unknown | Don't Know | Don't Know |  | Building | Unknown | Unknown | No |  |  | Unknown
13964 | 625 E WHITE ST, HOBBS NM |  | No | No | Unknown - Unlikely Lead | Don't Know |  |  |  | No | Other |  | Will Inspect meter box at a later date | Unknown - Unlikely Lead |  |  |  | No | Other |  | Will Inspect meter box at a later date | Unknown | Don't Know | Don't Know |  | Building | Unknown | Unknown | No |  |  | Unknown
4022 | 1817 CATTLE CALL DR, HOBBS NM |  | No | No | Unknown - Unlikely Lead | Don't Know |  |  |  | No | Other |  | Will Inspect meter box at a later date | Unknown - Unlikely Lead |  |  |  | No | Other |  | Will Inspect meter box at a later date | Unknown | Don't Know | Don't Know |  | Building | Unknown | Unknown | No |  |  | Unknown
14015 | 409 W WHITE ST, HOBBS NM |  | No | No | Unknown - Unlikely Lead | Don't Know |  |  |  | No | Other |  | Will Inspect meter box at a later date | Unknown - Unlikely Lead |  |  |  | No | Other |  | Will Inspect meter box at a later date | Unknown | Don't Know | Don't Know |  | Building | Unknown | Unknown | No |  |  | Unknown
315 | 411 W ALSTON ST, HOBBS NM |  | No | No | Unknown - Unlikely Lead | Don't Know |  |  |  | No | Other |  | Will Inspect meter box at a later date | Unknown - Unlikely Lead |  |  |  | No | Other |  | Will Inspect meter box at a later date | Unknown | Don't Know | Don't Know |  | Building | Unknown | Unknown | No |  |  | Unknown
1954 | 1605 E BOND ST, HOBBS NM |  | No | No | Unknown - Unlikely Lead | Don't Know |  |  |  | No | Other |  | Will Inspect meter box at a later date | Unknown - Unlikely Lead |  |  |  | No | Other |  | Will Inspect meter box at a later date | Unknown | Don't Know | Don't Know |  | Building | Unknown | Unknown | No |  |  | Unknown
14025 | 3621 W WHITE OAK ST, HOBBS NM |  | No | No | Non-Lead - Plastic | Don't Know | 2019 | 1 | Field inspection only with no records | Yes | Visual inspection at the meter pit | 08/19/2024 00:00:00 |  | Non-Lead - Plastic | 2019 | 1 | Field inspection only with no records | Yes | Visual inspection at the meter pit | 08/19/2024 00:00:00 |  | Non-Lead | No | Don't Know |  | Single Family Residence |  | No | No |  |  | Non-Lead
233 | 216 E ALBERTSON DR, HOBBS NM |  | No | No | Unknown - Unlikely Lead | Don't Know |  |  |  | No | Other |  | Will Inspect meter box at a later date | Unknown - Unlikely Lead |  |  |  | No | Other |  | Will Inspect meter box at a later date | Unknown | Don't Know | Don't Know |  | Building | Unknown | Unknown | No |  |  | Unknown
1937 | 1609 E BOND ST, HOBBS NM |  | No | No | Unknown - Unlikely Lead | Don't Know |  |  |  | No | Other |  | Will Inspect meter box at a later date | Unknown - Unlikely Lead |  |  |  | No | Other |  | Will Inspect meter box at a later date | Unknown | Don't Know | Don't Know |  | Building | Unknown | Unknown | No |  |  | Unknown
423 | 521 E ALTO DR, HOBBS NM |  | No | No | Unknown - Unlikely Lead | Don't Know |  |  |  | No | Other |  | Will Inspect meter box at a later date | Unknown - Unlikely Lead |  |  |  | No | Other |  | Will Inspect meter box at a later date | Unknown | Don't Know | Don't Know |  | Building | Unknown | Unknown | No |  |  | Unknown
1442 | 2600 N BRAZOS AVE, HOBBS NM |  | No | No | Unknown - Unlikely Lead | Don't Know |  |  |  | No | Other |  | Will Inspect meter box at a later date | Unknown - Unlikely Lead |  |  |  | No | Other |  | Will Inspect meter box at a later date | Unknown | Don't Know | Don't Know |  | Building | Unknown | Unknown | No |  |  | Unknown
14111 | 202 S WILLOW ST, HOBBS NM |  | No | No | Unknown - Unlikely Lead | Don't Know |  |  |  | No | Other |  | Will Inspect meter box at a later date | Unknown - Unlikely Lead |  |  |  | No | Other |  | Will Inspect meter box at a later date | Unknown | Don't Know | Don't Know |  | Building | Unknown | Unknown | No |  |  | Unknown
4602 | 304 S DALMONT ST, HOBBS NM |  | No | No | Unknown - Unlikely Lead | Don't Know |  |  |  | No | Other |  | Will Inspect meter box at a later date | Unknown - Unlikely Lead |  |  |  | No | Other |  | Will Inspect meter box at a later date | Unknown | Don't Know | Don't Know |  | Building | Unknown | Unknown | No |  |  | Unknown
4480 | 916 S DAL PASO ST, HOBBS NM |  | No | No | Unknown - Unlikely Lead | Don't Know |  |  |  | No | Other |  | Will Inspect meter box at a later date | Unknown - Unlikely Lead |  |  |  | No | Other |  | Will Inspect meter box at a later date | Unknown | Don't Know | Don't Know |  | Building | Unknown | Unknown | No |  |  | Unknown
14196 | 602 E YESO DR, HOBBS NM |  | No | No | Unknown - Unlikely Lead | Don't Know |  |  |  | No | Other |  | Will Inspect meter box at a later date | Unknown - Unlikely Lead |  |  |  | No | Other |  | Will Inspect meter box at a later date | Unknown | Don't Know | Don't Know |  | Building | Unknown | Unknown | No |  |  | Unknown
2187 | 315 W CASTLE AVE, HOBBS NM |  | No | No | Unknown - Unlikely Lead | Don't Know |  |  |  | No | Other |  | Will Inspect meter box at a later date | Unknown - Unlikely Lead |  |  |  | No | Other |  | Will Inspect meter box at a later date | Unknown | Don't Know | Don't Know |  | Building | Unknown | Unknown | No |  |  | Unknown
2694 | 500 W CIELO DR, HOBBS NM |  | No | No | Unknown - Unlikely Lead | Don't Know |  |  |  | No | Other |  | Will Inspect meter box at a later date | Unknown - Unlikely Lead |  |  |  | No | Other |  | Will Inspect meter box at a later date | Unknown | Don't Know | Don't Know |  | Building | Unknown | Unknown | No |  |  | Unknown
282 | 900 E ALBERTSON DR, HOBBS NM |  | No | No | Unknown - Unlikely Lead | Don't Know |  |  |  | No | Other |  | Will Inspect meter box at a later date | Unknown - Unlikely Lead |  |  |  | No | Other |  | Will Inspect meter box at a later date | Unknown | Don't Know | Don't Know |  | Building | Unknown | Unknown | No |  |  | Unknown
14077 | 110 E WOLFCAMP DR, HOBBS NM |  | No | No | Unknown - Unlikely Lead | Don't Know |  |  |  | No | Other |  | Will Inspect meter box at a later date | Unknown - Unlikely Lead |  |  |  | No | Other |  | Will Inspect meter box at a later date | Unknown | Don't Know | Don't Know |  | Building | Unknown | Unknown | No |  |  | Unknown
2985 | 3901 N CENTRAL L 105, HOBBS NM |  | No | No | Non-Lead - Plastic | No | 2009 | 3/4 | Field inspection only with no records | Yes | Visual inspection at the meter pit | 05/26/2024 00:00:00 |  | Non-Lead - Plastic | 2009 | 3/4 | Installation date after lead ban | Yes | Visual inspection at the meter pit | 05/26/2024 00:00:00 |  | Non-Lead | No | No |  | Single Family Residence |  | No | No |  |  | Non-Lead
4352 | 3419 N DAL PASO BLD 2 A, HOBBS NM |  | No | No | Non-Lead - Plastic | No | 2020 | 3/4 | Field inspection only with no records | Yes | Visual inspection at the meter pit | 05/26/2024 00:00:00 |  | Non-Lead - Plastic |  | 3/4 | Installation date after lead ban | Yes | Visual inspection at the meter pit | 05/26/2024 00:00:00 |  | Non-Lead | No | No |  | Single Family Residence |  | No | No |  |  | Non-Lead
14409 | 500 E YUCCA ST, HOBBS NM |  | No | No | Unknown - Unlikely Lead | Don't Know |  |  |  | No | Other |  | Will Inspect meter box at a later date | Unknown - Unlikely Lead |  |  |  | No | Other |  | Will Inspect meter box at a later date | Unknown | Don't Know | Don't Know |  | Building | Unknown | Unknown | No |  |  | Unknown
4507 | 1114 S DAL PASO ST, HOBBS NM |  | No | No | Unknown - Unlikely Lead | Don't Know |  |  |  | No | Other |  | Will Inspect meter box at a later date | Unknown - Unlikely Lead |  |  |  | No | Other |  | Will Inspect meter box at a later date | Unknown | Don't Know | Don't Know |  | Building | Unknown | Unknown | No |  |  | Unknown
3594 | 223 N COLEMAN ST, HOBBS NM |  | No | No | Unknown - Unlikely Lead | Don't Know |  |  |  | No | Other |  | Will Inspect meter box at a later date | Unknown - Unlikely Lead |  |  |  | No | Other |  | Will Inspect meter box at a later date | Unknown | Don't Know | Don't Know |  | Building | Unknown | Unknown | No |  |  | Unknown
13919 | 1816 E VERA ST, HOBBS NM |  | No | No | Unknown - Unlikely Lead | Don't Know |  |  |  | No | Other |  | Will Inspect meter box at a later date | Unknown - Unlikely Lead |  |  |  | No | Other |  | Will Inspect meter box at a later date | Unknown | Don't Know | Don't Know |  | Building | Unknown | Unknown | No |  |  | Unknown
3767 | 4024 W COLLEGE LN, HOBBS NM |  | No | No | Unknown - Unlikely Lead | Don't Know |  |  |  | No | Other |  | Will Inspect meter box at a later date | Unknown - Unlikely Lead |  |  |  | No | Other |  | Will Inspect meter box at a later date | Unknown | Don't Know | Don't Know |  | Building | Unknown | Unknown | No |  |  | Unknown
1535 | 2009 E BRAZOS PL, HOBBS NM |  | No | No | Unknown - Unlikely Lead | Don't Know |  |  |  | No | Other |  | Will Inspect meter box at a later date | Unknown - Unlikely Lead |  |  |  | No | Other |  | Will Inspect meter box at a later date | Unknown | Don't Know | Don't Know |  | Building | Unknown | Unknown | No |  |  | Unknown
14249 | 1021 E YESO DR 109A, HOBBS NM |  | No | No | Unknown - Unlikely Lead | Don't Know |  |  |  | No | Other |  | Will Inspect meter box at a later date | Unknown - Unlikely Lead |  |  |  | No | Other |  | Will Inspect meter box at a later date | Unknown | Don't Know | Don't Know |  | Building | Unknown | Unknown | No |  |  | Unknown
1385 | 211 E BYERS ST, HOBBS NM |  | No | No | Unknown - Unlikely Lead | Don't Know |  |  |  | No | Other |  | Will Inspect meter box at a later date | Unknown - Unlikely Lead |  |  |  | No | Other |  | Will Inspect meter box at a later date | Unknown | Don't Know | Don't Know |  | Building | Unknown | Unknown | No |  |  | Unknown
2381 | 1219 S COCHRAN ST, HOBBS NM |  | No | No | Unknown - Unlikely Lead | Don't Know |  |  |  | No | Other |  | Will Inspect meter box at a later date | Unknown - Unlikely Lead |  |  |  | No | Other |  | Will Inspect meter box at a later date | Unknown | Don't Know | Don't Know |  | Building | Unknown | Unknown | No |  |  | Unknown
4746 | 117 W DUNNAM ST, HOBBS NM |  | No | No | Unknown - Unlikely Lead | Don't Know |  |  |  | No | Other |  | Will Inspect meter box at a later date | Unknown - Unlikely Lead |  |  |  | No | Other |  | Will Inspect meter box at a later date | Unknown | Don't Know | Don't Know |  | Building | Unknown | Unknown | No |  |  | Unknown
1753 | 38 BROADMOOR PARK, HOBBS NM |  | No | No | Non-Lead - Plastic | No | 2003 | 3/4 | Field inspection only with no records | Yes | Visual inspection at the meter pit | 05/26/2024 00:00:00 |  | Non-Lead - Plastic | 2003 | 3/4 | Installation date after lead ban | Yes | Visual inspection at the meter pit | 05/26/2024 00:00:00 |  | Non-Lead | No | No |  | Single Family Residence |  | No | No |  |  | Non-Lead
3298 | 519 W COCHITI AVE, HOBBS NM |  | No | No | Unknown - Unlikely Lead | Don't Know |  |  |  | No | Other |  | Will Inspect meter box at a later date | Unknown - Unlikely Lead |  |  |  | No | Other |  | Will Inspect meter box at a later date | Unknown | Don't Know | Don't Know |  | Building | Unknown | Unknown | No |  |  | Unknown
162 | 501 W ACOMA DR, HOBBS NM |  | No | No | Unknown - Unlikely Lead | Don't Know |  |  |  | No | Other |  | Will Inspect meter box at a later date | Unknown - Unlikely Lead |  |  |  | No | Other |  | Will Inspect meter box at a later date | Unknown | Don't Know | Don't Know |  | Building | Unknown | Unknown | No |  |  | Unknown
2645 | 2221 N CIELO DR, HOBBS NM |  | No | No | Unknown - Unlikely Lead | Don't Know |  |  |  | No | Other |  | Will Inspect meter box at a later date | Unknown - Unlikely Lead |  |  |  | No | Other |  | Will Inspect meter box at a later date | Unknown | Don't Know | Don't Know |  | Building | Unknown | Unknown | No |  |  | Unknown
13849 | 2001 N VEGA CT, HOBBS NM |  | No | No | Unknown - Unlikely Lead | Don't Know |  |  |  | No | Other |  | Will Inspect meter box at a later date | Unknown - Unlikely Lead |  |  |  | No | Other |  | Will Inspect meter box at a later date | Unknown | Don't Know | Don't Know |  | Building | Unknown | Unknown | No |  |  | Unknown
4249 | 2706 N DAL PASO ST, HOBBS NM |  | No | No | Unknown - Unlikely Lead | Don't Know |  |  |  | No | Other |  | Will Inspect meter box at a later date | Unknown - Unlikely Lead |  |  |  | No | Other |  | Will Inspect meter box at a later date | Unknown | Don't Know | Don't Know |  | Building | Unknown | Unknown | No |  |  | Unknown
1424 | 4908 N BREANNA, HOBBS NM |  | No | No | Non-Lead - Plastic |  | 2008 | 1 | Installation date after lead ban | No | Other |  | Newer Construction, verified by GIS Mapping | Non-Lead - Plastic | 2008 | 1 | Installation date after lead ban | No | Other |  | Newer Construction, verified by GIS Mapping | Non-Lead | No | No |  | Single Family Residence |  | Unknown | No |  |  | Non-Lead
2273 | 1216 N COCHRAN ST, HOBBS NM |  | No | No | Unknown - Unlikely Lead | Don't Know |  |  |  | No | Other |  | Will Inspect meter box at a later date | Unknown - Unlikely Lead |  |  |  | No | Other |  | Will Inspect meter box at a later date | Unknown | Don't Know | Don't Know |  | Building | Unknown | Unknown | No |  |  | Unknown
2843 | 420 E CLEARFORK DR, HOBBS NM |  | No | No | Unknown - Unlikely Lead | Don't Know |  |  |  | No | Other |  | Will Inspect meter box at a later date | Unknown - Unlikely Lead |  |  |  | No | Other |  | Will Inspect meter box at a later date | Unknown | Don't Know | Don't Know |  | Building | Unknown | Unknown | No |  |  | Unknown
2887 | 3901 N CENTRAL I 108, HOBBS NM |  | No | No | Non-Lead - Plastic | No | 2009 | 3/4 | Field inspection only with no records | Yes | Visual inspection at the meter pit | 05/26/2024 00:00:00 |  | Non-Lead - Plastic | 2009 | 3/4 | Installation date after lead ban | Yes | Visual inspection at the meter pit | 05/26/2024 00:00:00 |  | Non-Lead | No | No |  | Single Family Residence |  | No | No |  |  | Non-Lead
2044 | 1304 E CLINTON ST, HOBBS NM |  | No | No | Unknown - Unlikely Lead | Don't Know |  |  |  | No | Other |  | Will Inspect meter box at a later date | Unknown - Unlikely Lead |  |  |  | No | Other |  | Will Inspect meter box at a later date | Unknown | Don't Know | Don't Know |  | Building | Unknown | Unknown | No |  |  | Unknown
1576 | 1533 BRADLEY CT, HOBBS NM |  | No | No | Unknown - Unlikely Lead | Don't Know |  |  |  | No | Other |  | Will Inspect meter box at a later date | Unknown - Unlikely Lead |  |  |  | No | Other |  | Will Inspect meter box at a later date | Unknown | Don't Know | Don't Know |  | Building | Unknown | Unknown | No |  |  | Unknown
3877 | 3906 N CALLE GRANDE, HOBBS NM |  | No | No | Unknown - Unlikely Lead | Don't Know |  |  |  | No | Other |  | Will Inspect meter box at a later date | Unknown - Unlikely Lead |  |  |  | No | Other |  | Will Inspect meter box at a later date | Unknown | Don't Know | Don't Know |  | Building | Unknown | Unknown | No |  |  | Unknown
3998 | 1517 N COBB DR, HOBBS NM |  | No | No | Unknown - Unlikely Lead | Don't Know |  |  |  | No | Other |  | Will Inspect meter box at a later date | Unknown - Unlikely Lead |  |  |  | No | Other |  | Will Inspect meter box at a later date | Unknown | Don't Know | Don't Know |  | Building | Unknown | Unknown | No |  |  | Unknown
2504 | 715 W COAL AVE, HOBBS NM |  | No | No | Unknown - Unlikely Lead | Don't Know |  |  |  | No | Other |  | Will Inspect meter box at a later date | Unknown - Unlikely Lead |  |  |  | No | Other |  | Will Inspect meter box at a later date | Unknown | Don't Know | Don't Know |  | Building | Unknown | Unknown | No |  |  | Unknown
2669 | 616 W CIELO DR, HOBBS NM |  | No | No | Unknown - Unlikely Lead | Don't Know |  |  |  | No | Other |  | Will Inspect meter box at a later date | Unknown - Unlikely Lead |  |  |  | No | Other |  | Will Inspect meter box at a later date | Unknown | Don't Know | Don't Know |  | Building | Unknown | Unknown | No |  |  | Unknown
14342 | 824 E YESO DR, HOBBS NM |  | No | No | Unknown - Unlikely Lead | Don't Know |  |  |  | No | Other |  | Will Inspect meter box at a later date | Unknown - Unlikely Lead |  |  |  | No | Other |  | Will Inspect meter box at a later date | Unknown | Don't Know | Don't Know |  | Building | Unknown | Unknown | No |  |  | Unknown
4220 | 322 S CONTINENTAL DR, HOBBS NM |  | No | No | Unknown - Unlikely Lead | Don't Know |  |  |  | No | Other |  | Will Inspect meter box at a later date | Unknown - Unlikely Lead |  |  |  | No | Other |  | Will Inspect meter box at a later date | Unknown | Don't Know | Don't Know |  | Building | Unknown | Unknown | No |  |  | Unknown
13895 | 117 W VEGA DR, HOBBS NM |  | No | No | Unknown - Unlikely Lead | Don't Know |  |  |  | No | Other |  | Will Inspect meter box at a later date | Unknown - Unlikely Lead |  |  |  | No | Other |  | Will Inspect meter box at a later date | Unknown | Don't Know | Don't Know |  | Building | Unknown | Unknown | No |  |  | Unknown
2102 | 402 1/2 W CLINTON ST, HOBBS NM |  | No | No | Unknown - Unlikely Lead | Don't Know |  |  |  | No | Other |  | Will Inspect meter box at a later date | Unknown - Unlikely Lead |  |  |  | No | Other |  | Will Inspect meter box at a later date | Unknown | Don't Know | Don't Know |  | Building | Unknown | Unknown | No |  |  | Unknown
4573 | 5319 W DARK HORSE RD, HOBBS NM |  | No | No | Non-Lead - Plastic | No | 2015 | 3/4 | Field inspection only with no records | Yes | Visual inspection at the meter pit | 05/26/2024 00:00:00 |  | Non-Lead - Plastic | 2015 | 3/4 | Installation date after lead ban | Yes | Visual inspection at the meter pit | 05/26/2024 00:00:00 |  | Non-Lead | No | No |  | Single Family Residence |  | No | No |  |  | Non-Lead
1715 | 1646 N BRECKON DR, HOBBS NM |  | No | No | Unknown - Unlikely Lead | Don't Know |  |  |  | No | Other |  | Will Inspect meter box at a later date | Unknown - Unlikely Lead |  |  |  | No | Other |  | Will Inspect meter box at a later date | Unknown | Don't Know | Don't Know |  | Building | Unknown | Unknown | No |  |  | Unknown
4255 | 3419 N DAL PASO BLD 4 A, HOBBS NM |  | No | No | Non-Lead - Plastic | No | 2020 | 3/4 | Field inspection only with no records | Yes | Visual inspection at the meter pit | 05/26/2024 00:00:00 |  | Non-Lead - Plastic |  | 3/4 | Installation date after lead ban | Yes | Visual inspection at the meter pit | 05/26/2024 00:00:00 |  | Non-Lead | No | No |  | Single Family Residence |  | No | No |  |  | Non-Lead
468 | 406 E ABO DR, HOBBS NM |  | No | No | Unknown - Unlikely Lead | Don't Know |  |  |  | No | Other |  | Will Inspect meter box at a later date | Unknown - Unlikely Lead |  |  |  | No | Other |  | Will Inspect meter box at a later date | Unknown | Don't Know | Don't Know |  | Building | Unknown | Unknown | No |  |  | Unknown
4242 | 3419 N DAL PASO BLD 10 D, HOBBS NM |  | No | No | Non-Lead - Plastic | No | 2020 | 3/4 | Field inspection only with no records | Yes | Visual inspection at the meter pit | 05/26/2024 00:00:00 |  | Non-Lead - Plastic |  | 3/4 | Installation date after lead ban | Yes | Visual inspection at the meter pit | 05/26/2024 00:00:00 |  | Non-Lead | No | No |  | Single Family Residence |  | No | No |  |  | Non-Lead
13769 | 2427 N TRES AMIGO DR, HOBBS NM |  | No | No | Unknown - Unlikely Lead | Don't Know |  |  |  | No | Other |  | Will Inspect meter box at a later date | Unknown - Unlikely Lead |  |  |  | No | Other |  | Will Inspect meter box at a later date | Unknown | Don't Know | Don't Know |  | Building | Unknown | Unknown | No |  |  | Unknown
13799 | 500 W UTE ST, HOBBS NM |  | No | No | Unknown - Unlikely Lead | Don't Know |  |  |  | No | Other |  | Will Inspect meter box at a later date | Unknown - Unlikely Lead |  |  |  | No | Other |  | Will Inspect meter box at a later date | Unknown | Don't Know | Don't Know |  | Building | Unknown | Unknown | No |  |  | Unknown
1657 | 1521 N BRECKON DR, HOBBS NM |  | No | No | Unknown - Unlikely Lead | Don't Know |  |  |  | No | Other |  | Will Inspect meter box at a later date | Unknown - Unlikely Lead |  |  |  | No | Other |  | Will Inspect meter box at a later date | Unknown | Don't Know | Don't Know |  | Building | Unknown | Unknown | No |  |  | Unknown
3236 | 3609 N CENTRAL DR, HOBBS NM |  | No | No | Unknown - Unlikely Lead | Don't Know |  |  |  | No | Other |  | Will Inspect meter box at a later date | Unknown - Unlikely Lead |  |  |  | No | Other |  | Will Inspect meter box at a later date | Unknown | Don't Know | Don't Know |  | Building | Unknown | Unknown | No |  |  | Unknown
4582 | 4812 W DARK HORSE RD, HOBBS NM |  | No | No | Non-Lead - Plastic | No | 2015 | 3/4 | Field inspection only with no records | Yes | Visual inspection at the meter pit | 05/26/2024 00:00:00 |  | Non-Lead - Plastic | 2015 | 3/4 | Installation date after lead ban | Yes | Visual inspection at the meter pit | 05/26/2024 00:00:00 |  | Non-Lead | No | No |  | Single Family Residence |  | No | No |  |  | Non-Lead
3996 | 1617 N COBB DR, HOBBS NM |  | No | No | Unknown - Unlikely Lead | Don't Know |  |  |  | No | Other |  | Will Inspect meter box at a later date | Unknown - Unlikely Lead |  |  |  | No | Other |  | Will Inspect meter box at a later date | Unknown | Don't Know | Don't Know |  | Building | Unknown | Unknown | No |  |  | Unknown
3160 | 3901 N CENTRAL M 108, HOBBS NM |  | No | No | Non-Lead - Plastic | No | 2009 | 3/4 | Field inspection only with no records | Yes | Visual inspection at the meter pit | 05/26/2024 00:00:00 |  | Non-Lead - Plastic | 2009 | 3/4 | Installation date after lead ban | Yes | Visual inspection at the meter pit | 05/26/2024 00:00:00 |  | Non-Lead | No | No |  | Single Family Residence |  | No | No |  |  | Non-Lead
13795 | 1209 N UTE PL, HOBBS NM |  | No | No | Unknown - Unlikely Lead | Don't Know |  |  |  | No | Other |  | Will Inspect meter box at a later date | Unknown - Unlikely Lead |  |  |  | No | Other |  | Will Inspect meter box at a later date | Unknown | Don't Know | Don't Know |  | Building | Unknown | Unknown | No |  |  | Unknown
2391 | 1503 S COCHRAN ST, HOBBS NM |  | No | No | Unknown - Unlikely Lead | Don't Know |  |  |  | No | Other |  | Will Inspect meter box at a later date | Unknown - Unlikely Lead |  |  |  | No | Other |  | Will Inspect meter box at a later date | Unknown | Don't Know | Don't Know |  | Building | Unknown | Unknown | No |  |  | Unknown
328 | 503 E ALSTON ST, HOBBS NM |  | No | No | Unknown - Unlikely Lead | Don't Know |  |  |  | No | Other |  | Will Inspect meter box at a later date | Unknown - Unlikely Lead |  |  |  | No | Other |  | Will Inspect meter box at a later date | Unknown | Don't Know | Don't Know |  | Building | Unknown | Unknown | No |  |  | Unknown
3662 | 1824 N CHAMA DR, HOBBS NM |  | No | No | Unknown - Unlikely Lead | Don't Know |  |  |  | No | Other |  | Will Inspect meter box at a later date | Unknown - Unlikely Lead |  |  |  | No | Other |  | Will Inspect meter box at a later date | Unknown | Don't Know | Don't Know |  | Building | Unknown | Unknown | No |  |  | Unknown
2942 | 3901 N CENTRAL A 107, HOBBS NM |  | No | No | Non-Lead - Plastic | No | 2009 | 3/4 | Field inspection only with no records | Yes | Visual inspection at the meter pit | 05/26/2024 00:00:00 |  | Non-Lead - Plastic | 2009 | 3/4 | Installation date after lead ban | Yes | Visual inspection at the meter pit | 05/26/2024 00:00:00 |  | Non-Lead | No | No |  | Single Family Residence |  | No | No |  |  | Non-Lead
2831 | 506 E COPPER AVE, HOBBS NM |  | No | No | Unknown - Unlikely Lead | Don't Know |  |  |  | No | Other |  | Will Inspect meter box at a later date | Unknown - Unlikely Lead |  |  |  | No | Other |  | Will Inspect meter box at a later date | Unknown | Don't Know | Don't Know |  | Building | Unknown | Unknown | No |  |  | Unknown
1457 | 1916 N BRAZOS AVE, HOBBS NM |  | No | No | Unknown - Unlikely Lead | Don't Know |  |  |  | No | Other |  | Will Inspect meter box at a later date | Unknown - Unlikely Lead |  |  |  | No | Other |  | Will Inspect meter box at a later date | Unknown | Don't Know | Don't Know |  | Building | Unknown | Unknown | No |  |  | Unknown
3388 | 1102 W CAPROCK ST, HOBBS NM |  | No | No | Unknown - Unlikely Lead | Don't Know |  |  |  | No | Other |  | Will Inspect meter box at a later date | Unknown - Unlikely Lead |  |  |  | No | Other |  | Will Inspect meter box at a later date | Unknown | Don't Know | Don't Know |  | Building | Unknown | Unknown | No |  |  | Unknown
2451 | 900 W COAL AVE, HOBBS NM |  | No | No | Unknown - Unlikely Lead | Don't Know |  |  |  | No | Other |  | Will Inspect meter box at a later date | Unknown - Unlikely Lead |  |  |  | No | Other |  | Will Inspect meter box at a later date | Unknown | Don't Know | Don't Know |  | Building | Unknown | Unknown | No |  |  | Unknown
2593 | 219 S AVENUE C, HOBBS NM |  | No | No | Unknown - Unlikely Lead | Don't Know |  |  |  | No | Other |  | Will Inspect meter box at a later date | Unknown - Unlikely Lead |  |  |  | No | Other |  | Will Inspect meter box at a later date | Unknown | Don't Know | Don't Know |  | Building | Unknown | Unknown | No |  |  | Unknown
3200 | 3901 N CENTRAL F 202, HOBBS NM |  | No | No | Non-Lead - Plastic | No | 2009 | 3/4 | Field inspection only with no records | Yes | Visual inspection at the meter pit | 05/26/2024 00:00:00 |  | Non-Lead - Plastic | 2009 | 3/4 | Installation date after lead ban | Yes | Visual inspection at the meter pit | 05/26/2024 00:00:00 |  | Non-Lead | No | No |  | Single Family Residence |  | No | No |  |  | Non-Lead
2247 | 1213 S COCHRAN ST, HOBBS NM |  | No | No | Unknown - Unlikely Lead | Don't Know |  |  |  | No | Other |  | Will Inspect meter box at a later date | Unknown - Unlikely Lead |  |  |  | No | Other |  | Will Inspect meter box at a later date | Unknown | Don't Know | Don't Know |  | Building | Unknown | Unknown | No |  |  | Unknown
3086 | 3901 N CENTRAL K 207, HOBBS NM |  | No | No | Non-Lead - Plastic | No | 2009 | 3/4 | Field inspection only with no records | Yes | Visual inspection at the meter pit | 05/26/2024 00:00:00 |  | Non-Lead - Plastic | 2009 | 3/4 | Installation date after lead ban | Yes | Visual inspection at the meter pit | 05/26/2024 00:00:00 |  | Non-Lead | No | No |  | Single Family Residence |  | No | No |  |  | Non-Lead
4279 | 3215 N DAL PASO ST, HOBBS NM |  | No | No | Unknown - Unlikely Lead | Don't Know |  |  |  | No | Other |  | Will Inspect meter box at a later date | Unknown - Unlikely Lead |  |  |  | No | Other |  | Will Inspect meter box at a later date | Unknown | Don't Know | Don't Know |  | Building | Unknown | Unknown | No |  |  | Unknown
4342 | 3419 N DAL PASO BLD 1 A, HOBBS NM |  | No | No | Non-Lead - Plastic | No | 2020 | 3/4 | Field inspection only with no records | Yes | Visual inspection at the meter pit | 05/26/2024 00:00:00 |  | Non-Lead - Plastic |  | 3/4 | Installation date after lead ban | Yes | Visual inspection at the meter pit | 05/26/2024 00:00:00 |  | Non-Lead | No | No |  | Single Family Residence |  | No | No |  |  | Non-Lead
14009 | 417 W WHITE ST, HOBBS NM |  | No | No | Unknown - Unlikely Lead | Don't Know |  |  |  | No | Other |  | Will Inspect meter box at a later date | Unknown - Unlikely Lead |  |  |  | No | Other |  | Will Inspect meter box at a later date | Unknown | Don't Know | Don't Know |  | Building | Unknown | Unknown | No |  |  | Unknown
2330 | 907 N COCHRAN ST, HOBBS NM |  | No | No | Unknown - Unlikely Lead | Don't Know |  |  |  | No | Other |  | Will Inspect meter box at a later date | Unknown - Unlikely Lead |  |  |  | No | Other |  | Will Inspect meter box at a later date | Unknown | Don't Know | Don't Know |  | Building | Unknown | Unknown | No |  |  | Unknown
14119 | 216 S WILLOW ST, HOBBS NM |  | No | No | Unknown - Unlikely Lead | Don't Know |  |  |  | No | Other |  | Will Inspect meter box at a later date | Unknown - Unlikely Lead |  |  |  | No | Other |  | Will Inspect meter box at a later date | Unknown | Don't Know | Don't Know |  | Building | Unknown | Unknown | No |  |  | Unknown
3816 | 1502 CORDOBA LN, HOBBS NM |  | No | No | Unknown - Unlikely Lead | Don't Know |  |  |  | No | Other |  | Will Inspect meter box at a later date | Unknown - Unlikely Lead |  |  |  | No | Other |  | Will Inspect meter box at a later date | Unknown | Don't Know | Don't Know |  | Building | Unknown | Unknown | No |  |  | Unknown
4530 | 5114 W DARK HORSE RD, HOBBS NM |  | No | No | Non-Lead - Plastic | No | 2015 | 3/4 | Field inspection only with no records | Yes | Visual inspection at the meter pit | 05/26/2024 00:00:00 |  | Non-Lead - Plastic | 2015 | 3/4 | Installation date after lead ban | Yes | Visual inspection at the meter pit | 05/26/2024 00:00:00 |  | Non-Lead | No | No |  | Single Family Residence |  | No | No |  |  | Non-Lead
1952 | 2108 E BOND ST, HOBBS NM |  | No | No | Unknown - Unlikely Lead | Don't Know |  |  |  | No | Other |  | Will Inspect meter box at a later date | Unknown - Unlikely Lead |  |  |  | No | Other |  | Will Inspect meter box at a later date | Unknown | Don't Know | Don't Know |  | Building | Unknown | Unknown | No |  |  | Unknown
4405 | 711 N DAL PASO ST, HOBBS NM |  | No | No | Unknown - Unlikely Lead | Don't Know |  |  |  | No | Other |  | Will Inspect meter box at a later date | Unknown - Unlikely Lead |  |  |  | No | Other |  | Will Inspect meter box at a later date | Unknown | Don't Know | Don't Know |  | Building | Unknown | Unknown | No |  |  | Unknown
2014 | 203 E CORBETT ST, HOBBS NM |  | No | No | Unknown - Unlikely Lead | Don't Know |  |  |  | No | Other |  | Will Inspect meter box at a later date | Unknown - Unlikely Lead |  |  |  | No | Other |  | Will Inspect meter box at a later date | Unknown | Don't Know | Don't Know |  | Building | Unknown | Unknown | No |  |  | Unknown
3646 | 816 S CARLTON ST, HOBBS NM |  | No | No | Unknown - Unlikely Lead | Don't Know |  |  |  | No | Other |  | Will Inspect meter box at a later date | Unknown - Unlikely Lead |  |  |  | No | Other |  | Will Inspect meter box at a later date | Unknown | Don't Know | Don't Know |  | Building | Unknown | Unknown | No |  |  | Unknown
2145 | 107 W CLINTON ST, HOBBS NM |  | No | No | Unknown - Unlikely Lead | Don't Know |  |  |  | No | Other |  | Will Inspect meter box at a later date | Unknown - Unlikely Lead |  |  |  | No | Other |  | Will Inspect meter box at a later date | Unknown | Don't Know | Don't Know |  | Building | Unknown | Unknown | No |  |  | Unknown
2078 | 703 E CLINTON ST, HOBBS NM |  | No | No | Unknown - Unlikely Lead | Don't Know |  |  |  | No | Other |  | Will Inspect meter box at a later date | Unknown - Unlikely Lead |  |  |  | No | Other |  | Will Inspect meter box at a later date | Unknown | Don't Know | Don't Know |  | Building | Unknown | Unknown | No |  |  | Unknown
2556 | 515 W CAIN ST, HOBBS NM |  | No | No | Unknown - Unlikely Lead | Don't Know |  |  |  | No | Other |  | Will Inspect meter box at a later date | Unknown - Unlikely Lead |  |  |  | No | Other |  | Will Inspect meter box at a later date | Unknown | Don't Know | Don't Know |  | Building | Unknown | Unknown | No |  |  | Unknown
4665 | 608 E DUNNAM ST, HOBBS NM |  | No | No | Unknown - Unlikely Lead | Don't Know |  |  |  | No | Other |  | Will Inspect meter box at a later date | Unknown - Unlikely Lead |  |  |  | No | Other |  | Will Inspect meter box at a later date | Unknown | Don't Know | Don't Know |  | Building | Unknown | Unknown | No |  |  | Unknown
4521 | 5013 W DARK HORSE RD, HOBBS NM |  | No | No | Non-Lead - Plastic | No | 2015 | 3/4 | Field inspection only with no records | Yes | Visual inspection at the meter pit | 05/26/2024 00:00:00 |  | Non-Lead - Plastic | 2015 | 3/4 | Installation date after lead ban | Yes | Visual inspection at the meter pit | 05/26/2024 00:00:00 |  | Non-Lead | No | No |  | Single Family Residence |  | No | No |  |  | Non-Lead
3997 | 1601 N COBB DR, HOBBS NM |  | No | No | Unknown - Unlikely Lead | Don't Know |  |  |  | No | Other |  | Will Inspect meter box at a later date | Unknown - Unlikely Lead |  |  |  | No | Other |  | Will Inspect meter box at a later date | Unknown | Don't Know | Don't Know |  | Building | Unknown | Unknown | No |  |  | Unknown
3882 | 3924 N CALLE GRANDE, HOBBS NM |  | No | No | Unknown - Unlikely Lead | Don't Know |  |  |  | No | Other |  | Will Inspect meter box at a later date | Unknown - Unlikely Lead |  |  |  | No | Other |  | Will Inspect meter box at a later date | Unknown | Don't Know | Don't Know |  | Building | Unknown | Unknown | No |  |  | Unknown
14341 | 1021 E YESO DR 301A, HOBBS NM |  | No | No | Unknown - Unlikely Lead | Don't Know |  |  |  | No | Other |  | Will Inspect meter box at a later date | Unknown - Unlikely Lead |  |  |  | No | Other |  | Will Inspect meter box at a later date | Unknown | Don't Know | Don't Know |  | Building | Unknown | Unknown | No |  |  | Unknown
3706 | 3201 N CIBOLA AVE, HOBBS NM |  | No | No | Unknown - Unlikely Lead | Don't Know |  |  |  | No | Other |  | Will Inspect meter box at a later date | Unknown - Unlikely Lead |  |  |  | No | Other |  | Will Inspect meter box at a later date | Unknown | Don't Know | Don't Know |  | Building | Unknown | Unknown | No |  |  | Unknown
3867 | 3521 CAMINO REAL, HOBBS NM |  | No | No | Unknown - Unlikely Lead | Don't Know |  |  |  | No | Other |  | Will Inspect meter box at a later date | Unknown - Unlikely Lead |  |  |  | No | Other |  | Will Inspect meter box at a later date | Unknown | Don't Know | Don't Know |  | Building | Unknown | Unknown | No |  |  | Unknown
4763 | 2921 N DEL SOL CIRCLE, HOBBS NM |  | No | No | Non-Lead - Plastic | Don't Know | 2019 | 1 | Field inspection only with no records | Yes | Visual inspection at the meter pit | 08/19/2024 00:00:00 |  | Non-Lead - Plastic | 2019 | 1 | Field inspection only with no records | Yes | Visual inspection at the meter pit | 08/19/2024 00:00:00 |  | Non-Lead | No | Don't Know |  | Single Family Residence |  | No | No |  |  | Non-Lead
1733 | 2112 N BRECKON DR, HOBBS NM |  | No | No | Unknown - Unlikely Lead | Don't Know |  |  |  | No | Other |  | Will Inspect meter box at a later date | Unknown - Unlikely Lead |  |  |  | No | Other |  | Will Inspect meter box at a later date | Unknown | Don't Know | Don't Know |  | Building | Unknown | Unknown | No |  |  | Unknown
3778 | 1415 W CAMINO DEL ARCO, HOBBS NM |  | No | No | Unknown - Unlikely Lead | Don't Know |  |  |  | No | Other |  | Will Inspect meter box at a later date | Unknown - Unlikely Lead |  |  |  | No | Other |  | Will Inspect meter box at a later date | Unknown | Don't Know | Don't Know |  | Building | Unknown | Unknown | No |  |  | Unknown
1384 | 1319 E BYERS ST, HOBBS NM |  | No | No | Unknown - Unlikely Lead | Don't Know |  |  |  | No | Other |  | Will Inspect meter box at a later date | Unknown - Unlikely Lead |  |  |  | No | Other |  | Will Inspect meter box at a later date | Unknown | Don't Know | Don't Know |  | Building | Unknown | Unknown | No |  |  | Unknown
2244 | 1219 S COCHRAN ST, HOBBS NM |  | No | No | Unknown - Unlikely Lead | Don't Know |  |  |  | No | Other |  | Will Inspect meter box at a later date | Unknown - Unlikely Lead |  |  |  | No | Other |  | Will Inspect meter box at a later date | Unknown | Don't Know | Don't Know |  | Building | Unknown | Unknown | No |  |  | Unknown
14498 | 400 E ZIA DR, HOBBS NM |  | No | No | Unknown - Unlikely Lead | Don't Know |  |  |  | No | Other |  | Will Inspect meter box at a later date | Unknown - Unlikely Lead |  |  |  | No | Other |  | Will Inspect meter box at a later date | Unknown | Don't Know | Don't Know |  | Building | Unknown | Unknown | No |  |  | Unknown
2762 | 1133 W COPPER AVE, HOBBS NM |  | No | No | Unknown - Unlikely Lead | Don't Know |  |  |  | No | Other |  | Will Inspect meter box at a later date | Unknown - Unlikely Lead |  |  |  | No | Other |  | Will Inspect meter box at a later date | Unknown | Don't Know | Don't Know |  | Building | Unknown | Unknown | No |  |  | Unknown
1799 | 1308 W BROADWAY ST, HOBBS NM |  | No | No | Unknown - Unlikely Lead | Don't Know |  |  |  | No | Other |  | Will Inspect meter box at a later date | Unknown - Unlikely Lead |  |  |  | No | Other |  | Will Inspect meter box at a later date | Unknown | Don't Know | Don't Know |  | Building | Unknown | Unknown | No |  |  | Unknown
1383 | 1314 E BYERS ST, HOBBS NM |  | No | No | Unknown - Unlikely Lead | Don't Know |  |  |  | No | Other |  | Will Inspect meter box at a later date | Unknown - Unlikely Lead |  |  |  | No | Other |  | Will Inspect meter box at a later date | Unknown | Don't Know | Don't Know |  | Building | Unknown | Unknown | No |  |  | Unknown
14191 | 510 E YESO DR, HOBBS NM |  | No | No | Unknown - Unlikely Lead | Don't Know |  |  |  | No | Other |  | Will Inspect meter box at a later date | Unknown - Unlikely Lead |  |  |  | No | Other |  | Will Inspect meter box at a later date | Unknown | Don't Know | Don't Know |  | Building | Unknown | Unknown | No |  |  | Unknown
2477 | 924 W COAL AVE, HOBBS NM |  | No | No | Unknown - Unlikely Lead | Don't Know |  |  |  | No | Other |  | Will Inspect meter box at a later date | Unknown - Unlikely Lead |  |  |  | No | Other |  | Will Inspect meter box at a later date | Unknown | Don't Know | Don't Know |  | Building | Unknown | Unknown | No |  |  | Unknown
3139 | 3901 N CENTRAL O 108, HOBBS NM |  | No | No | Non-Lead - Plastic | No | 2009 | 3/4 | Field inspection only with no records | Yes | Visual inspection at the meter pit | 05/26/2024 00:00:00 |  | Non-Lead - Plastic | 2009 | 3/4 | Installation date after lead ban | Yes | Visual inspection at the meter pit | 05/26/2024 00:00:00 |  | Non-Lead | No | No |  | Single Family Residence |  | No | No |  |  | Non-Lead
425 | 505 E ALTO DR, HOBBS NM |  | No | No | Unknown - Unlikely Lead | Don't Know |  |  |  | No | Other |  | Will Inspect meter box at a later date | Unknown - Unlikely Lead |  |  |  | No | Other |  | Will Inspect meter box at a later date | Unknown | Don't Know | Don't Know |  | Building | Unknown | Unknown | No |  |  | Unknown
1710 | 1128 N BRECKON DR, HOBBS NM |  | No | No | Unknown - Unlikely Lead | Don't Know |  |  |  | No | Other |  | Will Inspect meter box at a later date | Unknown - Unlikely Lead |  |  |  | No | Other |  | Will Inspect meter box at a later date | Unknown | Don't Know | Don't Know |  | Building | Unknown | Unknown | No |  |  | Unknown
2693 | 601 W CIELO DR, HOBBS NM |  | No | No | Unknown - Unlikely Lead | Don't Know |  |  |  | No | Other |  | Will Inspect meter box at a later date | Unknown - Unlikely Lead |  |  |  | No | Other |  | Will Inspect meter box at a later date | Unknown | Don't Know | Don't Know |  | Building | Unknown | Unknown | No |  |  | Unknown
4743 | 109 W DUNNAM ST, HOBBS NM |  | No | No | Unknown - Unlikely Lead | Don't Know |  |  |  | No | Other |  | Will Inspect meter box at a later date | Unknown - Unlikely Lead |  |  |  | No | Other |  | Will Inspect meter box at a later date | Unknown | Don't Know | Don't Know |  | Building | Unknown | Unknown | No |  |  | Unknown
2255 | 1021 S COCHRAN ST, HOBBS NM |  | No | No | Unknown - Unlikely Lead | Don't Know |  |  |  | No | Other |  | Will Inspect meter box at a later date | Unknown - Unlikely Lead |  |  |  | No | Other |  | Will Inspect meter box at a later date | Unknown | Don't Know | Don't Know |  | Building | Unknown | Unknown | No |  |  | Unknown
4092 | 2100 E CLIFFWOOD CIRCLE, HOBBS NM |  | No | No | Non-Lead - Plastic | Don't Know | 2019 | 1 | Field inspection only with no records | Yes | Visual inspection at the meter pit | 08/19/2024 00:00:00 |  | Non-Lead - Plastic | 2019 | 1 | Field inspection only with no records | Yes | Visual inspection at the meter pit | 08/19/2024 00:00:00 |  | Non-Lead | No | Don't Know |  | Single Family Residence |  | No | No |  |  | Non-Lead
3280 | 1123 W COCHITI AVE, HOBBS NM |  | No | No | Unknown - Unlikely Lead | Don't Know |  |  |  | No | Other |  | Will Inspect meter box at a later date | Unknown - Unlikely Lead |  |  |  | No | Other |  | Will Inspect meter box at a later date | Unknown | Don't Know | Don't Know |  | Building | Unknown | Unknown | No |  |  | Unknown
466 | 613 E ABO DR, HOBBS NM |  | No | No | Unknown - Unlikely Lead | Don't Know |  |  |  | No | Other |  | Will Inspect meter box at a later date | Unknown - Unlikely Lead |  |  |  | No | Other |  | Will Inspect meter box at a later date | Unknown | Don't Know | Don't Know |  | Building | Unknown | Unknown | No |  |  | Unknown
3134 | 3901 N CENTRAL M 307, HOBBS NM |  | No | No | Non-Lead - Plastic | No | 2009 | 3/4 | Field inspection only with no records | Yes | Visual inspection at the meter pit | 05/26/2024 00:00:00 |  | Non-Lead - Plastic | 2009 | 3/4 | Installation date after lead ban | Yes | Visual inspection at the meter pit | 05/26/2024 00:00:00 |  | Non-Lead | No | No |  | Single Family Residence |  | No | No |  |  | Non-Lead
14393 | 600 E YUCCA ST, HOBBS NM |  | No | No | Unknown - Unlikely Lead | Don't Know |  |  |  | No | Other |  | Will Inspect meter box at a later date | Unknown - Unlikely Lead |  |  |  | No | Other |  | Will Inspect meter box at a later date | Unknown | Don't Know | Don't Know |  | Building | Unknown | Unknown | No |  |  | Unknown
3087 | 3901 N CENTRAL E 205, HOBBS NM |  | No | No | Non-Lead - Plastic | No | 2009 | 3/4 | Field inspection only with no records | Yes | Visual inspection at the meter pit | 05/26/2024 00:00:00 |  | Non-Lead - Plastic | 2009 | 3/4 | Installation date after lead ban | Yes | Visual inspection at the meter pit | 05/26/2024 00:00:00 |  | Non-Lead | No | No |  | Single Family Residence |  | No | No |  |  | Non-Lead
1845 | 117 E BROADWAY ST, HOBBS NM |  | No | No | Unknown - Unlikely Lead | Don't Know |  |  |  | No | Other |  | Will Inspect meter box at a later date | Unknown - Unlikely Lead |  |  |  | No | Other |  | Will Inspect meter box at a later date | Unknown | Don't Know | Don't Know |  | Building | Unknown | Unknown | No |  |  | Unknown
2150 | 210 E CASTLE AVE, HOBBS NM |  | No | No | Unknown - Unlikely Lead | Don't Know |  |  |  | No | Other |  | Will Inspect meter box at a later date | Unknown - Unlikely Lead |  |  |  | No | Other |  | Will Inspect meter box at a later date | Unknown | Don't Know | Don't Know |  | Building | Unknown | Unknown | No |  |  | Unknown
2535 | 708 E CAIN ST, HOBBS NM |  | No | No | Unknown - Unlikely Lead | Don't Know |  |  |  | No | Other |  | Will Inspect meter box at a later date | Unknown - Unlikely Lead |  |  |  | No | Other |  | Will Inspect meter box at a later date | Unknown | Don't Know | Don't Know |  | Building | Unknown | Unknown | No |  |  | Unknown
3464 | 501 N CECIL ST, HOBBS NM |  | No | No | Unknown - Unlikely Lead | Don't Know |  |  |  | No | Other |  | Will Inspect meter box at a later date | Unknown - Unlikely Lead |  |  |  | No | Other |  | Will Inspect meter box at a later date | Unknown | Don't Know | Don't Know |  | Building | Unknown | Unknown | No |  |  | Unknown
3373 | 1020 W CAPROCK ST, HOBBS NM |  | No | No | Unknown - Unlikely Lead | Don't Know |  |  |  | No | Other |  | Will Inspect meter box at a later date | Unknown - Unlikely Lead |  |  |  | No | Other |  | Will Inspect meter box at a later date | Unknown | Don't Know | Don't Know |  | Building | Unknown | Unknown | No |  |  | Unknown
28 | 420 S 4TH ST, HOBBS NM |  | No | No | Unknown - Unlikely Lead | Don't Know |  |  |  | No | Other |  | Will Inspect meter box at a later date | Unknown - Unlikely Lead |  |  |  | No | Other |  | Will Inspect meter box at a later date | Unknown | Don't Know | Don't Know |  | Building | Unknown | Unknown | No |  |  | Unknown
14427 | 622 E YUCCA ST, HOBBS NM |  | No | No | Unknown - Unlikely Lead | Don't Know |  |  |  | No | Other |  | Will Inspect meter box at a later date | Unknown - Unlikely Lead |  |  |  | No | Other |  | Will Inspect meter box at a later date | Unknown | Don't Know | Don't Know |  | Building | Unknown | Unknown | No |  |  | Unknown
3893 | 4004 N CALLE GRANDE, HOBBS NM |  | No | No | Unknown - Unlikely Lead | Don't Know |  |  |  | No | Other |  | Will Inspect meter box at a later date | Unknown - Unlikely Lead |  |  |  | No | Other |  | Will Inspect meter box at a later date | Unknown | Don't Know | Don't Know |  | Building | Unknown | Unknown | No |  |  | Unknown
3067 | 3901 N CENTRAL G 202, HOBBS NM |  | No | No | Non-Lead - Plastic | No | 2009 | 3/4 | Field inspection only with no records | Yes | Visual inspection at the meter pit | 05/26/2024 00:00:00 |  | Non-Lead - Plastic | 2009 | 3/4 | Installation date after lead ban | Yes | Visual inspection at the meter pit | 05/26/2024 00:00:00 |  | Non-Lead | No | No |  | Single Family Residence |  | No | No |  |  | Non-Lead
2230 | 1611 S COCHRAN ST, HOBBS NM |  | No | No | Unknown - Unlikely Lead | Don't Know |  |  |  | No | Other |  | Will Inspect meter box at a later date | Unknown - Unlikely Lead |  |  |  | No | Other |  | Will Inspect meter box at a later date | Unknown | Don't Know | Don't Know |  | Building | Unknown | Unknown | No |  |  | Unknown
14188 | 401 W WOODFIN DR, HOBBS NM |  | No | No | Unknown - Unlikely Lead | Don't Know |  |  |  | No | Other |  | Will Inspect meter box at a later date | Unknown - Unlikely Lead |  |  |  | No | Other |  | Will Inspect meter box at a later date | Unknown | Don't Know | Don't Know |  | Building | Unknown | Unknown | No |  |  | Unknown
13800 | 410 W UTE ST, HOBBS NM |  | No | No | Unknown - Unlikely Lead | Don't Know |  |  |  | No | Other |  | Will Inspect meter box at a later date | Unknown - Unlikely Lead |  |  |  | No | Other |  | Will Inspect meter box at a later date | Unknown | Don't Know | Don't Know |  | Building | Unknown | Unknown | No |  |  | Unknown
4536 | 4726 W DARK HORSE RD, HOBBS NM |  | No | No | Non-Lead - Plastic | No | 2015 | 3/4 | Field inspection only with no records | Yes | Visual inspection at the meter pit | 05/26/2024 00:00:00 |  | Non-Lead - Plastic | 2015 | 3/4 | Installation date after lead ban | Yes | Visual inspection at the meter pit | 05/26/2024 00:00:00 |  | Non-Lead | No | No |  | Single Family Residence |  | No | No |  |  | Non-Lead
14216 | 516 E YESO DR, HOBBS NM |  | No | No | Unknown - Unlikely Lead | Don't Know |  |  |  | No | Other |  | Will Inspect meter box at a later date | Unknown - Unlikely Lead |  |  |  | No | Other |  | Will Inspect meter box at a later date | Unknown | Don't Know | Don't Know |  | Building | Unknown | Unknown | No |  |  | Unknown
4404 | 1630 N DAL PASO ST, HOBBS NM |  | No | No | Unknown - Unlikely Lead | Don't Know |  |  |  | No | Other |  | Will Inspect meter box at a later date | Unknown - Unlikely Lead |  |  |  | No | Other |  | Will Inspect meter box at a later date | Unknown | Don't Know | Don't Know |  | Building | Unknown | Unknown | No |  |  | Unknown
3397 | 904 W CAPROCK ST, HOBBS NM |  | No | No | Unknown - Unlikely Lead | Don't Know |  |  |  | No | Other |  | Will Inspect meter box at a later date | Unknown - Unlikely Lead |  |  |  | No | Other |  | Will Inspect meter box at a later date | Unknown | Don't Know | Don't Know |  | Building | Unknown | Unknown | No |  |  | Unknown
14145 | 106 N WILLOW ST, HOBBS NM |  | No | No | Unknown - Unlikely Lead | Don't Know |  |  |  | No | Other |  | Will Inspect meter box at a later date | Unknown - Unlikely Lead |  |  |  | No | Other |  | Will Inspect meter box at a later date | Unknown | Don't Know | Don't Know |  | Building | Unknown | Unknown | No |  |  | Unknown
444 | 300 W ALTO DR, HOBBS NM |  | No | No | Unknown - Unlikely Lead | Don't Know |  |  |  | No | Other |  | Will Inspect meter box at a later date | Unknown - Unlikely Lead |  |  |  | No | Other |  | Will Inspect meter box at a later date | Unknown | Don't Know | Don't Know |  | Building | Unknown | Unknown | No |  |  | Unknown
3918 | 1514-B W CALLE SUR ST, HOBBS NM |  | No | No | Unknown - Unlikely Lead | Don't Know |  |  |  | No | Other |  | Will Inspect meter box at a later date | Unknown - Unlikely Lead |  |  |  | No | Other |  | Will Inspect meter box at a later date | Unknown | Don't Know | Don't Know |  | Building | Unknown | Unknown | No |  |  | Unknown
201 | 305 E ALBERTSON DR, HOBBS NM |  | No | No | Unknown - Unlikely Lead | Don't Know |  |  |  | No | Other |  | Will Inspect meter box at a later date | Unknown - Unlikely Lead |  |  |  | No | Other |  | Will Inspect meter box at a later date | Unknown | Don't Know | Don't Know |  | Building | Unknown | Unknown | No |  |  | Unknown
2945 | 3901 N CENTRAL O 203, HOBBS NM |  | No | No | Non-Lead - Plastic | No | 2009 | 3/4 | Field inspection only with no records | Yes | Visual inspection at the meter pit | 05/26/2024 00:00:00 |  | Non-Lead - Plastic | 2009 | 3/4 | Installation date after lead ban | Yes | Visual inspection at the meter pit | 05/26/2024 00:00:00 |  | Non-Lead | No | No |  | Single Family Residence |  | No | No |  |  | Non-Lead
2585 | 106 S AVENUE C, HOBBS NM |  | No | No | Unknown - Unlikely Lead | Don't Know |  |  |  | No | Other |  | Will Inspect meter box at a later date | Unknown - Unlikely Lead |  |  |  | No | Other |  | Will Inspect meter box at a later date | Unknown | Don't Know | Don't Know |  | Building | Unknown | Unknown | No |  |  | Unknown
3381 | 1518 W CAPROCK ST, HOBBS NM |  | No | No | Unknown - Unlikely Lead | Don't Know |  |  |  | No | Other |  | Will Inspect meter box at a later date | Unknown - Unlikely Lead |  |  |  | No | Other |  | Will Inspect meter box at a later date | Unknown | Don't Know | Don't Know |  | Building | Unknown | Unknown | No |  |  | Unknown
151 | 3315 N ACOMA DR, HOBBS NM |  | No | No | Unknown - Unlikely Lead | Don't Know |  |  |  | No | Other |  | Will Inspect meter box at a later date | Unknown - Unlikely Lead |  |  |  | No | Other |  | Will Inspect meter box at a later date | Unknown | Don't Know | Don't Know |  | Building | Unknown | Unknown | No |  |  | Unknown
4572 | 5225 W DARK HORSE RD, HOBBS NM |  | No | No | Non-Lead - Plastic | No | 2015 | 3/4 | Field inspection only with no records | Yes | Visual inspection at the meter pit | 05/26/2024 00:00:00 |  | Non-Lead - Plastic | 2015 | 3/4 | Installation date after lead ban | Yes | Visual inspection at the meter pit | 05/26/2024 00:00:00 |  | Non-Lead | No | No |  | Single Family Residence |  | No | No |  |  | Non-Lead
3006 | 3901 N CENTRAL H 208, HOBBS NM |  | No | No | Non-Lead - Plastic | No | 2009 | 3/4 | Field inspection only with no records | Yes | Visual inspection at the meter pit | 05/26/2024 00:00:00 |  | Non-Lead - Plastic | 2009 | 3/4 | Installation date after lead ban | Yes | Visual inspection at the meter pit | 05/26/2024 00:00:00 |  | Non-Lead | No | No |  | Single Family Residence |  | No | No |  |  | Non-Lead
4770 | 305 N DENSON DR, HOBBS NM |  | No | No | Unknown - Unlikely Lead | Don't Know |  |  |  | No | Other |  | Will Inspect meter box at a later date | Unknown - Unlikely Lead |  |  |  | No | Other |  | Will Inspect meter box at a later date | Unknown | Don't Know | Don't Know |  | Building | Unknown | Unknown | No |  |  | Unknown
3505 | 401 N CECIL ST, HOBBS NM |  | No | No | Unknown - Unlikely Lead | Don't Know |  |  |  | No | Other |  | Will Inspect meter box at a later date | Unknown - Unlikely Lead |  |  |  | No | Other |  | Will Inspect meter box at a later date | Unknown | Don't Know | Don't Know |  | Building | Unknown | Unknown | No |  |  | Unknown
13780 | 921 W TORO, HOBBS NM |  | No | No | Non-Lead - Copper | No | 2007 | 3/4 | Field inspection only with no records | Yes | Visual inspection at the meter pit | 05/26/2024 00:00:00 |  | Non-Lead - Copper | 2007 | 3/4 | Installation date after lead ban | No | Visual inspection at the meter pit | 05/26/2024 00:00:00 |  | Non-Lead | No | No |  | Single Family Residence |  | No | No |  |  | Non-Lead
176 | 123 W ALBERTSON DR, HOBBS NM |  | No | No | Unknown - Unlikely Lead | Don't Know |  |  |  | No | Other |  | Will Inspect meter box at a later date | Unknown - Unlikely Lead |  |  |  | No | Other |  | Will Inspect meter box at a later date | Unknown | Don't Know | Don't Know |  | Building | Unknown | Unknown | No |  |  | Unknown
3312 | 1002 W COCHITI AVE, HOBBS NM |  | No | No | Unknown - Unlikely Lead | Don't Know |  |  |  | No | Other |  | Will Inspect meter box at a later date | Unknown - Unlikely Lead |  |  |  | No | Other |  | Will Inspect meter box at a later date | Unknown | Don't Know | Don't Know |  | Building | Unknown | Unknown | No |  |  | Unknown
2928 | 3901 N CENTRAL H 205, HOBBS NM |  | No | No | Non-Lead - Plastic | No | 2009 | 3/4 | Field inspection only with no records | Yes | Visual inspection at the meter pit | 05/26/2024 00:00:00 |  | Non-Lead - Plastic | 2009 | 3/4 | Installation date after lead ban | Yes | Visual inspection at the meter pit | 05/26/2024 00:00:00 |  | Non-Lead | No | No |  | Single Family Residence |  | No | No |  |  | Non-Lead
2076 | 2001 E CLINTON ST, HOBBS NM |  | No | No | Unknown - Unlikely Lead | Don't Know |  |  |  | No | Other |  | Will Inspect meter box at a later date | Unknown - Unlikely Lead |  |  |  | No | Other |  | Will Inspect meter box at a later date | Unknown | Don't Know | Don't Know |  | Building | Unknown | Unknown | No |  |  | Unknown
2294 | 520 N COCHRAN ST, HOBBS NM |  | No | No | Unknown - Unlikely Lead | Don't Know |  |  |  | No | Other |  | Will Inspect meter box at a later date | Unknown - Unlikely Lead |  |  |  | No | Other |  | Will Inspect meter box at a later date | Unknown | Don't Know | Don't Know |  | Building | Unknown | Unknown | No |  |  | Unknown
3441 | 301 N CECIL ST, HOBBS NM |  | No | No | Unknown - Unlikely Lead | Don't Know |  |  |  | No | Other |  | Will Inspect meter box at a later date | Unknown - Unlikely Lead |  |  |  | No | Other |  | Will Inspect meter box at a later date | Unknown | Don't Know | Don't Know |  | Building | Unknown | Unknown | No |  |  | Unknown
4583 | 4824 W DARK HORSE RD, HOBBS NM |  | No | No | Non-Lead - Plastic | No | 2015 | 3/4 | Field inspection only with no records | Yes | Visual inspection at the meter pit | 05/26/2024 00:00:00 |  | Non-Lead - Plastic | 2015 | 3/4 | Installation date after lead ban | Yes | Visual inspection at the meter pit | 05/26/2024 00:00:00 |  | Non-Lead | No | No |  | Single Family Residence |  | No | No |  |  | Non-Lead
4123 | 3630 W CASA VERDE, HOBBS NM |  | No | No | Unknown - Unlikely Lead | Don't Know |  |  |  | No | Other |  | Will Inspect meter box at a later date | Unknown - Unlikely Lead |  |  |  | No | Other |  | Will Inspect meter box at a later date | Unknown | Don't Know | Don't Know |  | Building | Unknown | Unknown | No |  |  | Unknown
1786 | 915 W BROADWAY ST, HOBBS NM |  | No | No | Unknown - Unlikely Lead | Don't Know |  |  |  | No | Other |  | Will Inspect meter box at a later date | Unknown - Unlikely Lead |  |  |  | No | Other |  | Will Inspect meter box at a later date | Unknown | Don't Know | Don't Know |  | Building | Unknown | Unknown | No |  |  | Unknown
14193 | 603 E YESO DR, HOBBS NM |  | No | No | Unknown - Unlikely Lead | Don't Know |  |  |  | No | Other |  | Will Inspect meter box at a later date | Unknown - Unlikely Lead |  |  |  | No | Other |  | Will Inspect meter box at a later date | Unknown | Don't Know | Don't Know |  | Building | Unknown | Unknown | No |  |  | Unknown
13704 | 1209 W TAYLOR ST, HOBBS NM |  | No | No | Unknown - Unlikely Lead | Don't Know |  |  |  | No | Other |  | Will Inspect meter box at a later date | Unknown - Unlikely Lead |  |  |  | No | Other |  | Will Inspect meter box at a later date | Unknown | Don't Know | Don't Know |  | Building | Unknown | Unknown | No |  |  | Unknown
4047 | 2607 CHARLCIA BLVD, HOBBS NM |  | No | No | Unknown - Unlikely Lead | Don't Know |  |  |  | No | Other |  | Will Inspect meter box at a later date | Unknown - Unlikely Lead |  |  |  | No | Other |  | Will Inspect meter box at a later date | Unknown | Don't Know | Don't Know |  | Building | Unknown | Unknown | No |  |  | Unknown
2850 | 309 E CLEARFORK DR, HOBBS NM |  | No | No | Unknown - Unlikely Lead | Don't Know |  |  |  | No | Other |  | Will Inspect meter box at a later date | Unknown - Unlikely Lead |  |  |  | No | Other |  | Will Inspect meter box at a later date | Unknown | Don't Know | Don't Know |  | Building | Unknown | Unknown | No |  |  | Unknown
13942 | 2910 N WEDGEWOOD DR, HOBBS NM |  | No | No | Non-Lead - Plastic | Don't Know | 2019 | 1 | Field inspection only with no records | Yes | Visual inspection at the meter pit | 08/19/2024 00:00:00 |  | Non-Lead - Plastic | 2019 | 1 | Field inspection only with no records | Yes | Visual inspection at the meter pit | 08/19/2024 00:00:00 |  | Non-Lead | No | Don't Know |  | Single Family Residence |  | No | No |  |  | Non-Lead
449 | 312 W ALTO DR, HOBBS NM |  | No | No | Unknown - Unlikely Lead | Don't Know |  |  |  | No | Other |  | Will Inspect meter box at a later date | Unknown - Unlikely Lead |  |  |  | No | Other |  | Will Inspect meter box at a later date | Unknown | Don't Know | Don't Know |  | Building | Unknown | Unknown | No |  |  | Unknown
4112 | 1325 W CANTERBURY ST, HOBBS NM |  | No | No | Unknown - Unlikely Lead | Don't Know |  |  |  | No | Other |  | Will Inspect meter box at a later date | Unknown - Unlikely Lead |  |  |  | No | Other |  | Will Inspect meter box at a later date | Unknown | Don't Know | Don't Know |  | Building | Unknown | Unknown | No |  |  | Unknown
3929 | 1602-B W CALLE SUR ST, HOBBS NM |  | No | No | Unknown - Unlikely Lead | Don't Know |  |  |  | No | Other |  | Will Inspect meter box at a later date | Unknown - Unlikely Lead |  |  |  | No | Other |  | Will Inspect meter box at a later date | Unknown | Don't Know | Don't Know |  | Building | Unknown | Unknown | No |  |  | Unknown
14137 | 220 N WILLOW ST, HOBBS NM |  | No | No | Unknown - Unlikely Lead | Don't Know |  |  |  | No | Other |  | Will Inspect meter box at a later date | Unknown - Unlikely Lead |  |  |  | No | Other |  | Will Inspect meter box at a later date | Unknown | Don't Know | Don't Know |  | Building | Unknown | Unknown | No |  |  | Unknown
2438 | 426 W COAL AVE, HOBBS NM |  | No | No | Unknown - Unlikely Lead | Don't Know |  |  |  | No | Other |  | Will Inspect meter box at a later date | Unknown - Unlikely Lead |  |  |  | No | Other |  | Will Inspect meter box at a later date | Unknown | Don't Know | Don't Know |  | Building | Unknown | Unknown | No |  |  | Unknown
4516 | 319 S DAL PASO ST, HOBBS NM |  | No | No | Unknown - Unlikely Lead | Don't Know |  |  |  | No | Other |  | Will Inspect meter box at a later date | Unknown - Unlikely Lead |  |  |  | No | Other |  | Will Inspect meter box at a later date | Unknown | Don't Know | Don't Know |  | Building | Unknown | Unknown | No |  |  | Unknown
4574 | 5200 W DARK HORSE RD, HOBBS NM |  | No | No | Non-Lead - Plastic | No | 2015 | 3/4 | Field inspection only with no records | Yes | Visual inspection at the meter pit | 05/26/2024 00:00:00 |  | Non-Lead - Plastic | 2015 | 3/4 | Installation date after lead ban | Yes | Visual inspection at the meter pit | 05/26/2024 00:00:00 |  | Non-Lead | No | No |  | Single Family Residence |  | No | No |  |  | Non-Lead
2888 | 3901 N CENTRAL H 204, HOBBS NM |  | No | No | Non-Lead - Plastic | No | 2009 | 3/4 | Field inspection only with no records | Yes | Visual inspection at the meter pit | 05/26/2024 00:00:00 |  | Non-Lead - Plastic | 2009 | 3/4 | Installation date after lead ban | Yes | Visual inspection at the meter pit | 05/26/2024 00:00:00 |  | Non-Lead | No | No |  | Single Family Residence |  | No | No |  |  | Non-Lead
3571 | 1101 N COLEMAN ST, HOBBS NM |  | No | No | Unknown - Unlikely Lead | Don't Know |  |  |  | No | Other |  | Will Inspect meter box at a later date | Unknown - Unlikely Lead |  |  |  | No | Other |  | Will Inspect meter box at a later date | Unknown | Don't Know | Don't Know |  | Building | Unknown | Unknown | No |  |  | Unknown
4250 | 812 N DAL PASO ST, HOBBS NM |  | No | No | Unknown - Unlikely Lead | Don't Know |  |  |  | No | Other |  | Will Inspect meter box at a later date | Unknown - Unlikely Lead |  |  |  | No | Other |  | Will Inspect meter box at a later date | Unknown | Don't Know | Don't Know |  | Building | Unknown | Unknown | No |  |  | Unknown
4108 | 1225 W CANTERBURY ST, HOBBS NM |  | No | No | Unknown - Unlikely Lead | Don't Know |  |  |  | No | Other |  | Will Inspect meter box at a later date | Unknown - Unlikely Lead |  |  |  | No | Other |  | Will Inspect meter box at a later date | Unknown | Don't Know | Don't Know |  | Building | Unknown | Unknown | No |  |  | Unknown
2183 | 313 W PALACE AVE, HOBBS NM |  | No | No | Unknown - Unlikely Lead | Don't Know |  |  |  | No | Other |  | Will Inspect meter box at a later date | Unknown - Unlikely Lead |  |  |  | No | Other |  | Will Inspect meter box at a later date | Unknown | Don't Know | Don't Know |  | Building | Unknown | Unknown | No |  |  | Unknown
4200 | 5021 N CARRIAGE RD, HOBBS NM |  | No | No | Unknown - Unlikely Lead | Don't Know |  |  |  | No | Other |  | Will Inspect meter box at a later date | Unknown - Unlikely Lead |  |  |  | No | Other |  | Will Inspect meter box at a later date | Unknown | Don't Know | Don't Know |  | Building | Unknown | Unknown | No |  |  | Unknown
4439 | 3419 N DAL PASO BLD 10 D, HOBBS NM |  | No | No | Non-Lead - Plastic | No | 2020 | 3/4 | Field inspection only with no records | Yes | Visual inspection at the meter pit | 05/26/2024 00:00:00 |  | Non-Lead - Plastic |  | 3/4 | Installation date after lead ban | Yes | Visual inspection at the meter pit | 05/26/2024 00:00:00 |  | Non-Lead | No | No |  | Single Family Residence |  | No | No |  |  | Non-Lead
3898 | 3921 N CALLE GRANDE, HOBBS NM |  | No | No | Unknown - Unlikely Lead | Don't Know |  |  |  | No | Other |  | Will Inspect meter box at a later date | Unknown - Unlikely Lead |  |  |  | No | Other |  | Will Inspect meter box at a later date | Unknown | Don't Know | Don't Know |  | Building | Unknown | Unknown | No |  |  | Unknown
13992 | 115 E WHITE ST, HOBBS NM |  | No | No | Unknown - Unlikely Lead | Don't Know |  |  |  | No | Other |  | Will Inspect meter box at a later date | Unknown - Unlikely Lead |  |  |  | No | Other |  | Will Inspect meter box at a later date | Unknown | Don't Know | Don't Know |  | Building | Unknown | Unknown | No |  |  | Unknown
14179 | 3619 N WEST COUNTY RD, HOBBS NM |  | No | No | Unknown - Unlikely Lead | Don't Know |  |  |  | No | Other |  | Will Inspect meter box at a later date | Unknown - Unlikely Lead |  |  |  | No | Other |  | Will Inspect meter box at a later date | Unknown | Don't Know | Don't Know |  | Building | Unknown | Unknown | No |  |  | Unknown
14214 | 216 E YESO DR, HOBBS NM |  | No | No | Unknown - Unlikely Lead | Don't Know |  |  |  | No | Other |  | Will Inspect meter box at a later date | Unknown - Unlikely Lead |  |  |  | No | Other |  | Will Inspect meter box at a later date | Unknown | Don't Know | Don't Know |  | Building | Unknown | Unknown | No |  |  | Unknown
14097 | 408 E WOLFCAMP DR, HOBBS NM |  | No | No | Unknown - Unlikely Lead | Don't Know |  |  |  | No | Other |  | Will Inspect meter box at a later date | Unknown - Unlikely Lead |  |  |  | No | Other |  | Will Inspect meter box at a later date | Unknown | Don't Know | Don't Know |  | Building | Unknown | Unknown | No |  |  | Unknown
353 | 308 E ALSTON ST, HOBBS NM |  | No | No | Unknown - Unlikely Lead | Don't Know |  |  |  | No | Other |  | Will Inspect meter box at a later date | Unknown - Unlikely Lead |  |  |  | No | Other |  | Will Inspect meter box at a later date | Unknown | Don't Know | Don't Know |  | Building | Unknown | Unknown | No |  |  | Unknown
1896 | 914 E BROADWAY ST, HOBBS NM |  | No | No | Unknown - Unlikely Lead | Don't Know |  |  |  | No | Other |  | Will Inspect meter box at a later date | Unknown - Unlikely Lead |  |  |  | No | Other |  | Will Inspect meter box at a later date | Unknown | Don't Know | Don't Know |  | Building | Unknown | Unknown | No |  |  | Unknown
2779 | 500 W COPPER AVE, HOBBS NM |  | No | No | Unknown - Unlikely Lead | Don't Know |  |  |  | No | Other |  | Will Inspect meter box at a later date | Unknown - Unlikely Lead |  |  |  | No | Other |  | Will Inspect meter box at a later date | Unknown | Don't Know | Don't Know |  | Building | Unknown | Unknown | No |  |  | Unknown
14429 | 625 E YUCCA ST, HOBBS NM |  | No | No | Unknown - Unlikely Lead | Don't Know |  |  |  | No | Other |  | Will Inspect meter box at a later date | Unknown - Unlikely Lead |  |  |  | No | Other |  | Will Inspect meter box at a later date | Unknown | Don't Know | Don't Know |  | Building | Unknown | Unknown | No |  |  | Unknown
279 | 110 E ALBERTSON DR, HOBBS NM |  | No | No | Unknown - Unlikely Lead | Don't Know |  |  |  | No | Other |  | Will Inspect meter box at a later date | Unknown - Unlikely Lead |  |  |  | No | Other |  | Will Inspect meter box at a later date | Unknown | Don't Know | Don't Know |  | Building | Unknown | Unknown | No |  |  | Unknown
440 | 306 W ALTO DR, HOBBS NM |  | No | No | Unknown - Unlikely Lead | Don't Know |  |  |  | No | Other |  | Will Inspect meter box at a later date | Unknown - Unlikely Lead |  |  |  | No | Other |  | Will Inspect meter box at a later date | Unknown | Don't Know | Don't Know |  | Building | Unknown | Unknown | No |  |  | Unknown
14220 | 620 E YESO DR, HOBBS NM |  | No | No | Unknown - Unlikely Lead | Don't Know |  |  |  | No | Other |  | Will Inspect meter box at a later date | Unknown - Unlikely Lead |  |  |  | No | Other |  | Will Inspect meter box at a later date | Unknown | Don't Know | Don't Know |  | Building | Unknown | Unknown | No |  |  | Unknown
14035 | 1000 E WALKER DR, HOBBS NM |  | No | No | Unknown - Unlikely Lead | Don't Know |  |  |  | No | Other |  | Will Inspect meter box at a later date | Unknown - Unlikely Lead |  |  |  | No | Other |  | Will Inspect meter box at a later date | Unknown | Don't Know | Don't Know |  | Building | Unknown | Unknown | No |  |  | Unknown
2344 | 1607 S COCHRAN ST, HOBBS NM |  | No | No | Unknown - Unlikely Lead | Don't Know |  |  |  | No | Other |  | Will Inspect meter box at a later date | Unknown - Unlikely Lead |  |  |  | No | Other |  | Will Inspect meter box at a later date | Unknown | Don't Know | Don't Know |  | Building | Unknown | Unknown | No |  |  | Unknown
2196 | 314 W CASTLE AVE, HOBBS NM |  | No | No | Unknown - Unlikely Lead | Don't Know |  |  |  | No | Other |  | Will Inspect meter box at a later date | Unknown - Unlikely Lead |  |  |  | No | Other |  | Will Inspect meter box at a later date | Unknown | Don't Know | Don't Know |  | Building | Unknown | Unknown | No |  |  | Unknown
2917 | 3901 N CENTRAL F 303, HOBBS NM |  | No | No | Non-Lead - Plastic | No | 2009 | 3/4 | Field inspection only with no records | Yes | Visual inspection at the meter pit | 05/26/2024 00:00:00 |  | Non-Lead - Plastic | 2009 | 3/4 | Installation date after lead ban | Yes | Visual inspection at the meter pit | 05/26/2024 00:00:00 |  | Non-Lead | No | No |  | Single Family Residence |  | No | No |  |  | Non-Lead
4592 | 701 S DALMONT ST, HOBBS NM |  | No | No | Unknown - Unlikely Lead | Don't Know |  |  |  | No | Other |  | Will Inspect meter box at a later date | Unknown - Unlikely Lead |  |  |  | No | Other |  | Will Inspect meter box at a later date | Unknown | Don't Know | Don't Know |  | Building | Unknown | Unknown | No |  |  | Unknown
4704 | 600 E DUNNAM ST, HOBBS NM |  | No | No | Unknown - Unlikely Lead | Don't Know |  |  |  | No | Other |  | Will Inspect meter box at a later date | Unknown - Unlikely Lead |  |  |  | No | Other |  | Will Inspect meter box at a later date | Unknown | Don't Know | Don't Know |  | Building | Unknown | Unknown | No |  |  | Unknown
2818 | 530 E COPPER AVE, HOBBS NM |  | No | No | Unknown - Unlikely Lead | Don't Know |  |  |  | No | Other |  | Will Inspect meter box at a later date | Unknown - Unlikely Lead |  |  |  | No | Other |  | Will Inspect meter box at a later date | Unknown | Don't Know | Don't Know |  | Building | Unknown | Unknown | No |  |  | Unknown
255 | 503 E ALBERTSON CIR, HOBBS NM |  | No | No | Unknown - Unlikely Lead | Don't Know |  |  |  | No | Other |  | Will Inspect meter box at a later date | Unknown - Unlikely Lead |  |  |  | No | Other |  | Will Inspect meter box at a later date | Unknown | Don't Know | Don't Know |  | Building | Unknown | Unknown | No |  |  | Unknown
38 | 1021 S 6TH ST, HOBBS NM |  | No | No | Unknown - Unlikely Lead | Don't Know |  |  |  | No | Other |  | Will Inspect meter box at a later date | Unknown - Unlikely Lead |  |  |  | No | Other |  | Will Inspect meter box at a later date | Unknown | Don't Know | Don't Know |  | Building | Unknown | Unknown | No |  |  | Unknown
3677 | 1721 N CHAMA DR, HOBBS NM |  | No | No | Unknown - Unlikely Lead | Don't Know |  |  |  | No | Other |  | Will Inspect meter box at a later date | Unknown - Unlikely Lead |  |  |  | No | Other |  | Will Inspect meter box at a later date | Unknown | Don't Know | Don't Know |  | Building | Unknown | Unknown | No |  |  | Unknown
1367 | 1315 E BYERS ST, HOBBS NM |  | No | No | Unknown - Unlikely Lead | Don't Know |  |  |  | No | Other |  | Will Inspect meter box at a later date | Unknown - Unlikely Lead |  |  |  | No | Other |  | Will Inspect meter box at a later date | Unknown | Don't Know | Don't Know |  | Building | Unknown | Unknown | No |  |  | Unknown
2080 | 712 E CLINTON ST, HOBBS NM |  | No | No | Unknown - Unlikely Lead | Don't Know |  |  |  | No | Other |  | Will Inspect meter box at a later date | Unknown - Unlikely Lead |  |  |  | No | Other |  | Will Inspect meter box at a later date | Unknown | Don't Know | Don't Know |  | Building | Unknown | Unknown | No |  |  | Unknown
2929 | 3901 N CENTRAL B 301, HOBBS NM |  | No | No | Non-Lead - Plastic | No | 2009 | 3/4 | Field inspection only with no records | Yes | Visual inspection at the meter pit | 05/26/2024 00:00:00 |  | Non-Lead - Plastic | 2009 | 3/4 | Installation date after lead ban | Yes | Visual inspection at the meter pit | 05/26/2024 00:00:00 |  | Non-Lead | No | No |  | Single Family Residence |  | No | No |  |  | Non-Lead
13784 | 2549 N TRADITIONS DR, HOBBS NM |  | No | No | Non-Lead - Copper | No | 2007 | 3/4 | Field inspection only with no records | Yes | Visual inspection at the meter pit | 05/26/2024 00:00:00 |  | Non-Lead - Copper | 2007 | 3/4 | Installation date after lead ban | No | Visual inspection at the meter pit | 05/26/2024 00:00:00 |  | Non-Lead | No | No |  | Single Family Residence |  | No | No |  |  | Non-Lead
14464 | 100 E YUCCA ST, HOBBS NM |  | No | No | Unknown - Unlikely Lead | Don't Know |  |  |  | No | Other |  | Will Inspect meter box at a later date | Unknown - Unlikely Lead |  |  |  | No | Other |  | Will Inspect meter box at a later date | Unknown | Don't Know | Don't Know |  | Building | Unknown | Unknown | No |  |  | Unknown
1431 | 4915 N BREANNA, HOBBS NM |  | No | No | Non-Lead - Plastic |  | 2008 | 1 | Installation date after lead ban | No | Other |  | Newer Construction, verified by GIS Mapping | Non-Lead - Plastic | 2008 | 1 | Installation date after lead ban | No | Other |  | Newer Construction, verified by GIS Mapping | Non-Lead | No | No |  | Single Family Residence |  | Unknown | No |  |  | Non-Lead
2534 | 701 E CAIN ST, HOBBS NM |  | No | No | Unknown - Unlikely Lead | Don't Know |  |  |  | No | Other |  | Will Inspect meter box at a later date | Unknown - Unlikely Lead |  |  |  | No | Other |  | Will Inspect meter box at a later date | Unknown | Don't Know | Don't Know |  | Building | Unknown | Unknown | No |  |  | Unknown
3888 | 3916 N CALLE GRANDE, HOBBS NM |  | No | No | Unknown - Unlikely Lead | Don't Know |  |  |  | No | Other |  | Will Inspect meter box at a later date | Unknown - Unlikely Lead |  |  |  | No | Other |  | Will Inspect meter box at a later date | Unknown | Don't Know | Don't Know |  | Building | Unknown | Unknown | No |  |  | Unknown
4011 | 1715 CATTLE CALL DR, HOBBS NM |  | No | No | Unknown - Unlikely Lead | Don't Know |  |  |  | No | Other |  | Will Inspect meter box at a later date | Unknown - Unlikely Lead |  |  |  | No | Other |  | Will Inspect meter box at a later date | Unknown | Don't Know | Don't Know |  | Building | Unknown | Unknown | No |  |  | Unknown
3915 | 1606-C W CALLE SUR ST, HOBBS NM |  | No | No | Unknown - Unlikely Lead | Don't Know |  |  |  | No | Other |  | Will Inspect meter box at a later date | Unknown - Unlikely Lead |  |  |  | No | Other |  | Will Inspect meter box at a later date | Unknown | Don't Know | Don't Know |  | Building | Unknown | Unknown | No |  |  | Unknown
13908 | 206 W VEGA DR, HOBBS NM |  | No | No | Unknown - Unlikely Lead | Don't Know |  |  |  | No | Other |  | Will Inspect meter box at a later date | Unknown - Unlikely Lead |  |  |  | No | Other |  | Will Inspect meter box at a later date | Unknown | Don't Know | Don't Know |  | Building | Unknown | Unknown | No |  |  | Unknown
4771 | 211 N DENSON DR, HOBBS NM |  | No | No | Unknown - Unlikely Lead | Don't Know |  |  |  | No | Other |  | Will Inspect meter box at a later date | Unknown - Unlikely Lead |  |  |  | No | Other |  | Will Inspect meter box at a later date | Unknown | Don't Know | Don't Know |  | Building | Unknown | Unknown | No |  |  | Unknown
2778 | 1240 W COPPER AVE, HOBBS NM |  | No | No | Unknown - Unlikely Lead | Don't Know |  |  |  | No | Other |  | Will Inspect meter box at a later date | Unknown - Unlikely Lead |  |  |  | No | Other |  | Will Inspect meter box at a later date | Unknown | Don't Know | Don't Know |  | Building | Unknown | Unknown | No |  |  | Unknown
1461 | 2401 N BRAZOS AVE, HOBBS NM |  | No | No | Unknown - Unlikely Lead | Don't Know |  |  |  | No | Other |  | Will Inspect meter box at a later date | Unknown - Unlikely Lead |  |  |  | No | Other |  | Will Inspect meter box at a later date | Unknown | Don't Know | Don't Know |  | Building | Unknown | Unknown | No |  |  | Unknown
4102 | 5019 N CAMELOT ST, HOBBS NM |  | No | No | Unknown - Unlikely Lead | Don't Know |  |  |  | No | Other |  | Will Inspect meter box at a later date | Unknown - Unlikely Lead |  |  |  | No | Other |  | Will Inspect meter box at a later date | Unknown | Don't Know | Don't Know |  | Building | Unknown | Unknown | No |  |  | Unknown
2542 | 1009 W CAIN ST, HOBBS NM |  | No | No | Unknown - Unlikely Lead | Don't Know |  |  |  | No | Other |  | Will Inspect meter box at a later date | Unknown - Unlikely Lead |  |  |  | No | Other |  | Will Inspect meter box at a later date | Unknown | Don't Know | Don't Know |  | Building | Unknown | Unknown | No |  |  | Unknown
3971 | 1602-A W CALLE SUR ST, HOBBS NM |  | No | No | Unknown - Unlikely Lead | Don't Know |  |  |  | No | Other |  | Will Inspect meter box at a later date | Unknown - Unlikely Lead |  |  |  | No | Other |  | Will Inspect meter box at a later date | Unknown | Don't Know | Don't Know |  | Building | Unknown | Unknown | No |  |  | Unknown
4769 | 1117 N DENSON DR, HOBBS NM |  | No | No | Unknown - Unlikely Lead | Don't Know |  |  |  | No | Other |  | Will Inspect meter box at a later date | Unknown - Unlikely Lead |  |  |  | No | Other |  | Will Inspect meter box at a later date | Unknown | Don't Know | Don't Know |  | Building | Unknown | Unknown | No |  |  | Unknown
2886 | 422 W CLEARFORK CIR, HOBBS NM |  | No | No | Unknown - Unlikely Lead | Don't Know |  |  |  | No | Other |  | Will Inspect meter box at a later date | Unknown - Unlikely Lead |  |  |  | No | Other |  | Will Inspect meter box at a later date | Unknown | Don't Know | Don't Know |  | Building | Unknown | Unknown | No |  |  | Unknown
2429 | 333 W COAL AVE, HOBBS NM |  | No | No | Unknown - Unlikely Lead | Don't Know |  |  |  | No | Other |  | Will Inspect meter box at a later date | Unknown - Unlikely Lead |  |  |  | No | Other |  | Will Inspect meter box at a later date | Unknown | Don't Know | Don't Know |  | Building | Unknown | Unknown | No |  |  | Unknown
14506 | 419 E ZIA DR, HOBBS NM |  | No | No | Unknown - Unlikely Lead | Don't Know |  |  |  | No | Other |  | Will Inspect meter box at a later date | Unknown - Unlikely Lead |  |  |  | No | Other |  | Will Inspect meter box at a later date | Unknown | Don't Know | Don't Know |  | Building | Unknown | Unknown | No |  |  | Unknown
3669 | 1707 N CHAMA DR, HOBBS NM |  | No | No | Unknown - Unlikely Lead | Don't Know |  |  |  | No | Other |  | Will Inspect meter box at a later date | Unknown - Unlikely Lead |  |  |  | No | Other |  | Will Inspect meter box at a later date | Unknown | Don't Know | Don't Know |  | Building | Unknown | Unknown | No |  |  | Unknown
299 | 412 W ALSTON ST, HOBBS NM |  | No | No | Unknown - Unlikely Lead | Don't Know |  |  |  | No | Other |  | Will Inspect meter box at a later date | Unknown - Unlikely Lead |  |  |  | No | Other |  | Will Inspect meter box at a later date | Unknown | Don't Know | Don't Know |  | Building | Unknown | Unknown | No |  |  | Unknown
4122 | 2204 N COTTRELL ST, HOBBS NM |  | No | No | Unknown - Unlikely Lead | Don't Know |  |  |  | No | Other |  | Will Inspect meter box at a later date | Unknown - Unlikely Lead |  |  |  | No | Other |  | Will Inspect meter box at a later date | Unknown | Don't Know | Don't Know |  | Building | Unknown | Unknown | No |  |  | Unknown
14065 | 320 W WOLFCAMP DR, HOBBS NM |  | No | No | Unknown - Unlikely Lead | Don't Know |  |  |  | No | Other |  | Will Inspect meter box at a later date | Unknown - Unlikely Lead |  |  |  | No | Other |  | Will Inspect meter box at a later date | Unknown | Don't Know | Don't Know |  | Building | Unknown | Unknown | No |  |  | Unknown
13973 | 511 E WHITE ST, HOBBS NM |  | No | No | Unknown - Unlikely Lead | Don't Know |  |  |  | No | Other |  | Will Inspect meter box at a later date | Unknown - Unlikely Lead |  |  |  | No | Other |  | Will Inspect meter box at a later date | Unknown | Don't Know | Don't Know |  | Building | Unknown | Unknown | No |  |  | Unknown
3147 | 3901 N CENTRAL F 205, HOBBS NM |  | No | No | Non-Lead - Plastic | No | 2009 | 3/4 | Field inspection only with no records | Yes | Visual inspection at the meter pit | 05/26/2024 00:00:00 |  | Non-Lead - Plastic | 2009 | 3/4 | Installation date after lead ban | Yes | Visual inspection at the meter pit | 05/26/2024 00:00:00 |  | Non-Lead | No | No |  | Single Family Residence |  | No | No |  |  | Non-Lead
2952 | 3901 N CENTRAL A 306, HOBBS NM |  | No | No | Non-Lead - Plastic | No | 2009 | 3/4 | Field inspection only with no records | Yes | Visual inspection at the meter pit | 05/26/2024 00:00:00 |  | Non-Lead - Plastic | 2009 | 3/4 | Installation date after lead ban | Yes | Visual inspection at the meter pit | 05/26/2024 00:00:00 |  | Non-Lead | No | No |  | Single Family Residence |  | No | No |  |  | Non-Lead
416 | 113 E ALTO DR, HOBBS NM |  | No | No | Unknown - Unlikely Lead | Don't Know |  |  |  | No | Other |  | Will Inspect meter box at a later date | Unknown - Unlikely Lead |  |  |  | No | Other |  | Will Inspect meter box at a later date | Unknown | Don't Know | Don't Know |  | Building | Unknown | Unknown | No |  |  | Unknown
1747 | 20 BROADMOOR PARK, HOBBS NM |  | No | No | Non-Lead - Plastic | No | 2003 | 3/4 | Field inspection only with no records | Yes | Visual inspection at the meter pit | 05/26/2024 00:00:00 |  | Non-Lead - Plastic | 2003 | 3/4 | Installation date after lead ban | Yes | Visual inspection at the meter pit | 05/26/2024 00:00:00 |  | Non-Lead | No | No |  | Single Family Residence |  | No | No |  |  | Non-Lead
307 | 219 W ALSTON ST, HOBBS NM |  | No | No | Unknown - Unlikely Lead | Don't Know |  |  |  | No | Other |  | Will Inspect meter box at a later date | Unknown - Unlikely Lead |  |  |  | No | Other |  | Will Inspect meter box at a later date | Unknown | Don't Know | Don't Know |  | Building | Unknown | Unknown | No |  |  | Unknown
4139 | 4305 CORTO CT, HOBBS NM |  | No | No | Unknown - Unlikely Lead | Don't Know |  |  |  | No | Other |  | Will Inspect meter box at a later date | Unknown - Unlikely Lead |  |  |  | No | Other |  | Will Inspect meter box at a later date | Unknown | Don't Know | Don't Know |  | Building | Unknown | Unknown | No |  |  | Unknown
2906 | 3901 N CENTRAL N 304, HOBBS NM |  | No | No | Non-Lead - Plastic | No | 2009 | 3/4 | Field inspection only with no records | Yes | Visual inspection at the meter pit | 05/26/2024 00:00:00 |  | Non-Lead - Plastic | 2009 | 3/4 | Installation date after lead ban | Yes | Visual inspection at the meter pit | 05/26/2024 00:00:00 |  | Non-Lead | No | No |  | Single Family Residence |  | No | No |  |  | Non-Lead
19 | 707 S 1ST ST, HOBBS NM |  | No | No | Unknown - Unlikely Lead | Don't Know |  |  |  | No | Other |  | Will Inspect meter box at a later date | Unknown - Unlikely Lead |  |  |  | No | Other |  | Will Inspect meter box at a later date | Unknown | Don't Know | Don't Know |  | Building | Unknown | Unknown | No |  |  | Unknown
3203 | 3901 N CENTRAL L 101, HOBBS NM |  | No | No | Non-Lead - Plastic | No | 2009 | 3/4 | Field inspection only with no records | Yes | Visual inspection at the meter pit | 05/26/2024 00:00:00 |  | Non-Lead - Plastic | 2009 | 3/4 | Installation date after lead ban | Yes | Visual inspection at the meter pit | 05/26/2024 00:00:00 |  | Non-Lead | No | No |  | Single Family Residence |  | No | No |  |  | Non-Lead
1635 | 2510 N BRECKON DR, HOBBS NM |  | No | No | Unknown - Unlikely Lead | Don't Know |  |  |  | No | Other |  | Will Inspect meter box at a later date | Unknown - Unlikely Lead |  |  |  | No | Other |  | Will Inspect meter box at a later date | Unknown | Don't Know | Don't Know |  | Building | Unknown | Unknown | No |  |  | Unknown
296 | 2705 N ALBERTSON DR, HOBBS NM |  | No | No | Unknown - Unlikely Lead | Don't Know |  |  |  | No | Other |  | Will Inspect meter box at a later date | Unknown - Unlikely Lead |  |  |  | No | Other |  | Will Inspect meter box at a later date | Unknown | Don't Know | Don't Know |  | Building | Unknown | Unknown | No |  |  | Unknown
2205 | 501 W CASTLE AVE, HOBBS NM |  | No | No | Unknown - Unlikely Lead | Don't Know |  |  |  | No | Other |  | Will Inspect meter box at a later date | Unknown - Unlikely Lead |  |  |  | No | Other |  | Will Inspect meter box at a later date | Unknown | Don't Know | Don't Know |  | Building | Unknown | Unknown | No |  |  | Unknown
4635 | 409 E DUNNAM ST, HOBBS NM |  | No | No | Unknown - Unlikely Lead | Don't Know |  |  |  | No | Other |  | Will Inspect meter box at a later date | Unknown - Unlikely Lead |  |  |  | No | Other |  | Will Inspect meter box at a later date | Unknown | Don't Know | Don't Know |  | Building | Unknown | Unknown | No |  |  | Unknown
14043 | 1004 E WALKER DR, HOBBS NM |  | No | No | Unknown - Unlikely Lead | Don't Know |  |  |  | No | Other |  | Will Inspect meter box at a later date | Unknown - Unlikely Lead |  |  |  | No | Other |  | Will Inspect meter box at a later date | Unknown | Don't Know | Don't Know |  | Building | Unknown | Unknown | No |  |  | Unknown
1673 | 1313 N BRECKON DR, HOBBS NM |  | No | No | Unknown - Unlikely Lead | Don't Know |  |  |  | No | Other |  | Will Inspect meter box at a later date | Unknown - Unlikely Lead |  |  |  | No | Other |  | Will Inspect meter box at a later date | Unknown | Don't Know | Don't Know |  | Building | Unknown | Unknown | No |  |  | Unknown
13781 | 2537 N TRADITIONS DR, HOBBS NM |  | No | No | Non-Lead - Copper | No | 2007 | 3/4 | Field inspection only with no records | Yes | Visual inspection at the meter pit | 05/26/2024 00:00:00 |  | Non-Lead - Copper | 2007 | 3/4 | Installation date after lead ban | No | Visual inspection at the meter pit | 05/26/2024 00:00:00 |  | Non-Lead | No | No |  | Single Family Residence |  | No | No |  |  | Non-Lead
4161 | 1532 N CATHERINE DR, HOBBS NM |  | No | No | Unknown - Unlikely Lead | Don't Know |  |  |  | No | Other |  | Will Inspect meter box at a later date | Unknown - Unlikely Lead |  |  |  | No | Other |  | Will Inspect meter box at a later date | Unknown | Don't Know | Don't Know |  | Building | Unknown | Unknown | No |  |  | Unknown
3616 | 524 1/2 N COLEMAN ST, HOBBS NM |  | No | No | Non-Lead - Plastic | Don't Know |  | 3/4 | Field inspection only with no records | Yes | Visual inspection at the meter pit | 09/04/2024 00:00:00 |  | Non-Lead - Plastic |  | 3/4 | Field inspection only with no records | Yes | Visual inspection at the meter pit | 09/04/2024 00:00:00 |  | Non-Lead | No | Don't Know |  | Single Family Residence |  | No | No |  |  | Non-Lead
14139 | 212 N WILLOW ST, HOBBS NM |  | No | No | Unknown - Unlikely Lead | Don't Know |  |  |  | No | Other |  | Will Inspect meter box at a later date | Unknown - Unlikely Lead |  |  |  | No | Other |  | Will Inspect meter box at a later date | Unknown | Don't Know | Don't Know |  | Building | Unknown | Unknown | No |  |  | Unknown
3743 | 1030 E CIMARRON CT, HOBBS NM |  | No | No | Unknown - Unlikely Lead | Don't Know |  |  |  | No | Other |  | Will Inspect meter box at a later date | Unknown - Unlikely Lead |  |  |  | No | Other |  | Will Inspect meter box at a later date | Unknown | Don't Know | Don't Know |  | Building | Unknown | Unknown | No |  |  | Unknown
2789 | 1226 W COPPER AVE, HOBBS NM |  | No | No | Unknown - Unlikely Lead | Don't Know |  |  |  | No | Other |  | Will Inspect meter box at a later date | Unknown - Unlikely Lead |  |  |  | No | Other |  | Will Inspect meter box at a later date | Unknown | Don't Know | Don't Know |  | Building | Unknown | Unknown | No |  |  | Unknown
2151 | 208 E CASTLE AVE, HOBBS NM |  | No | No | Unknown - Unlikely Lead | Don't Know |  |  |  | No | Other |  | Will Inspect meter box at a later date | Unknown - Unlikely Lead |  |  |  | No | Other |  | Will Inspect meter box at a later date | Unknown | Don't Know | Don't Know |  | Building | Unknown | Unknown | No |  |  | Unknown
4381 | 1708 N DAL PASO ST #5, HOBBS NM |  | No | No | Unknown - Unlikely Lead | Don't Know |  |  |  | No | Other |  | Will Inspect meter box at a later date | Unknown - Unlikely Lead |  |  |  | No | Other |  | Will Inspect meter box at a later date | Unknown | Don't Know | Don't Know |  | Building | Unknown | Unknown | No |  |  | Unknown
3119 | 3901 N CENTRAL D 206, HOBBS NM |  | No | No | Non-Lead - Plastic | No | 2009 | 3/4 | Field inspection only with no records | Yes | Visual inspection at the meter pit | 05/26/2024 00:00:00 |  | Non-Lead - Plastic | 2009 | 3/4 | Installation date after lead ban | Yes | Visual inspection at the meter pit | 05/26/2024 00:00:00 |  | Non-Lead | No | No |  | Single Family Residence |  | No | No |  |  | Non-Lead
3890 | 3902 N CALLE GRANDE, HOBBS NM |  | No | No | Unknown - Unlikely Lead | Don't Know |  |  |  | No | Other |  | Will Inspect meter box at a later date | Unknown - Unlikely Lead |  |  |  | No | Other |  | Will Inspect meter box at a later date | Unknown | Don't Know | Don't Know |  | Building | Unknown | Unknown | No |  |  | Unknown
4580 | 4816 W DARK HORSE RD, HOBBS NM |  | No | No | Non-Lead - Plastic | No | 2015 | 3/4 | Field inspection only with no records | Yes | Visual inspection at the meter pit | 05/26/2024 00:00:00 |  | Non-Lead - Plastic | 2015 | 3/4 | Installation date after lead ban | Yes | Visual inspection at the meter pit | 05/26/2024 00:00:00 |  | Non-Lead | No | No |  | Single Family Residence |  | No | No |  |  | Non-Lead
1901 | 1304 W BROADWAY PL, HOBBS NM |  | No | No | Unknown - Unlikely Lead | Don't Know |  |  |  | No | Other |  | Will Inspect meter box at a later date | Unknown - Unlikely Lead |  |  |  | No | Other |  | Will Inspect meter box at a later date | Unknown | Don't Know | Don't Know |  | Building | Unknown | Unknown | No |  |  | Unknown
3815 | 3605 CORDOBA LN, HOBBS NM |  | No | No | Unknown - Unlikely Lead | Don't Know |  |  |  | No | Other |  | Will Inspect meter box at a later date | Unknown - Unlikely Lead |  |  |  | No | Other |  | Will Inspect meter box at a later date | Unknown | Don't Know | Don't Know |  | Building | Unknown | Unknown | No |  |  | Unknown
4709 | 507 E DUNNAM ST, HOBBS NM |  | No | No | Unknown - Unlikely Lead | Don't Know |  |  |  | No | Other |  | Will Inspect meter box at a later date | Unknown - Unlikely Lead |  |  |  | No | Other |  | Will Inspect meter box at a later date | Unknown | Don't Know | Don't Know |  | Building | Unknown | Unknown | No |  |  | Unknown
4620 | 718 N DALMONT ST, HOBBS NM |  | No | No | Unknown - Unlikely Lead | Don't Know |  |  |  | No | Other |  | Will Inspect meter box at a later date | Unknown - Unlikely Lead |  |  |  | No | Other |  | Will Inspect meter box at a later date | Unknown | Don't Know | Don't Know |  | Building | Unknown | Unknown | No |  |  | Unknown
4629 | 220 N DALMONT ST, HOBBS NM |  | No | No | Unknown - Unlikely Lead | Don't Know |  |  |  | No | Other |  | Will Inspect meter box at a later date | Unknown - Unlikely Lead |  |  |  | No | Other |  | Will Inspect meter box at a later date | Unknown | Don't Know | Don't Know |  | Building | Unknown | Unknown | No |  |  | Unknown
382 | 402 E ALSTON ST, HOBBS NM |  | No | No | Unknown - Unlikely Lead | Don't Know |  |  |  | No | Other |  | Will Inspect meter box at a later date | Unknown - Unlikely Lead |  |  |  | No | Other |  | Will Inspect meter box at a later date | Unknown | Don't Know | Don't Know |  | Building | Unknown | Unknown | No |  |  | Unknown
4464 | 1021 S DAL PASO ST, HOBBS NM |  | No | No | Non-Lead - Plastic | Don't Know |  | 3/4 | Field inspection only with no records | Yes | Visual inspection at the meter pit | 08/19/2024 00:00:00 |  | Non-Lead - Plastic | 1999 | 3/4 | Field inspection only with no records | Yes | Visual inspection at the meter pit | 08/19/2024 00:00:00 |  | Non-Lead | No | Don't Know |  | Single Family Residence |  | No | No |  |  | Non-Lead
45 | 705 S 8TH ST, HOBBS NM |  | No | No | Unknown - Unlikely Lead | Don't Know |  |  |  | No | Other |  | Will Inspect meter box at a later date | Unknown - Unlikely Lead |  |  |  | No | Other |  | Will Inspect meter box at a later date | Unknown | Don't Know | Don't Know |  | Building | Unknown | Unknown | No |  |  | Unknown
1918 | 1214 West Brittany Drive, Hobbs, NM 88242 |  | No | No | Non-Lead - Plastic | No | 2008 | 1 | Installation date after lead ban | Yes | Other | 03/01/2024 00:00:00 | Newer Construction, verified by GIS Mapping | Non-Lead - Plastic | 2008 | 1 | Installation date after lead ban | No | Other |  | Newer Construction, verified by GIS Mapping |  | No | No |  | Single Family Residence | Unknown | No | No |  |  | Non-Lead | Tier 5 | 32.758035 | -103.150999
3031 | 3901 N CENTRAL G 208, HOBBS NM |  | No | No | Non-Lead - Plastic | No | 2009 | 3/4 | Field inspection only with no records | Yes | Visual inspection at the meter pit | 05/26/2024 00:00:00 |  | Non-Lead - Plastic | 2009 | 3/4 | Installation date after lead ban | Yes | Visual inspection at the meter pit | 05/26/2024 00:00:00 |  | Non-Lead | No | No |  | Single Family Residence |  | No | No |  |  | Non-Lead
2660 | 2320 N CIELO DR, HOBBS NM |  | No | No | Unknown - Unlikely Lead | Don't Know |  |  |  | No | Other |  | Will Inspect meter box at a later date | Unknown - Unlikely Lead |  |  |  | No | Other |  | Will Inspect meter box at a later date | Unknown | Don't Know | Don't Know |  | Building | Unknown | Unknown | No |  |  | Unknown
2340 | 1203 S COCHRAN ST, HOBBS NM |  | No | No | Unknown - Unlikely Lead | Don't Know |  |  |  | No | Other |  | Will Inspect meter box at a later date | Unknown - Unlikely Lead |  |  |  | No | Other |  | Will Inspect meter box at a later date | Unknown | Don't Know | Don't Know |  | Building | Unknown | Unknown | No |  |  | Unknown
1902 | 1104 W BROADWAY PL, HOBBS NM |  | No | No | Unknown - Unlikely Lead | Don't Know |  |  |  | No | Other |  | Will Inspect meter box at a later date | Unknown - Unlikely Lead |  |  |  | No | Other |  | Will Inspect meter box at a later date | Unknown | Don't Know | Don't Know |  | Building | Unknown | Unknown | No |  |  | Unknown
3976 | 1510-C W CALLE SUR ST, HOBBS NM |  | No | No | Unknown - Unlikely Lead | Don't Know |  |  |  | No | Other |  | Will Inspect meter box at a later date | Unknown - Unlikely Lead |  |  |  | No | Other |  | Will Inspect meter box at a later date | Unknown | Don't Know | Don't Know |  | Building | Unknown | Unknown | No |  |  | Unknown
1810 | 1008 W BROADWAY ST, HOBBS NM |  | No | No | Unknown - Unlikely Lead | Don't Know |  |  |  | No | Other |  | Will Inspect meter box at a later date | Unknown - Unlikely Lead |  |  |  | No | Other |  | Will Inspect meter box at a later date | Unknown | Don't Know | Don't Know |  | Building | Unknown | Unknown | No |  |  | Unknown
2087 | 403 E CLINTON ST, HOBBS NM |  | No | No | Unknown - Unlikely Lead | Don't Know |  |  |  | No | Other |  | Will Inspect meter box at a later date | Unknown - Unlikely Lead |  |  |  | No | Other |  | Will Inspect meter box at a later date | Unknown | Don't Know | Don't Know |  | Building | Unknown | Unknown | No |  |  | Unknown
4237 | 905 N DAL PASO ST, HOBBS NM |  | No | No | Unknown - Unlikely Lead | Don't Know |  |  |  | No | Other |  | Will Inspect meter box at a later date | Unknown - Unlikely Lead |  |  |  | No | Other |  | Will Inspect meter box at a later date | Unknown | Don't Know | Don't Know |  | Building | Unknown | Unknown | No |  |  | Unknown
1427 | 5004 N BREANNA, HOBBS NM |  | No | No | Non-Lead - Plastic |  | 2008 | 1 | Installation date after lead ban | No | Other |  | Newer Construction, verified by GIS Mapping | Non-Lead - Plastic | 2008 | 1 | Installation date after lead ban | No | Other |  | Newer Construction, verified by GIS Mapping | Non-Lead | No | No |  | Single Family Residence |  | Unknown | No |  |  | Non-Lead
4043 | 1406 CHUCKWAGON DR, HOBBS NM |  | No | No | Unknown - Unlikely Lead | Don't Know |  |  |  | No | Other |  | Will Inspect meter box at a later date | Unknown - Unlikely Lead |  |  |  | No | Other |  | Will Inspect meter box at a later date | Unknown | Don't Know | Don't Know |  | Building | Unknown | Unknown | No |  |  | Unknown
2370 | 1507 S COCHRAN ST, HOBBS NM |  | No | No | Unknown - Unlikely Lead | Don't Know |  |  |  | No | Other |  | Will Inspect meter box at a later date | Unknown - Unlikely Lead |  |  |  | No | Other |  | Will Inspect meter box at a later date | Unknown | Don't Know | Don't Know |  | Building | Unknown | Unknown | No |  |  | Unknown
14491 | 418 E ZIA DR, HOBBS NM |  | No | No | Unknown - Unlikely Lead | Don't Know |  |  |  | No | Other |  | Will Inspect meter box at a later date | Unknown - Unlikely Lead |  |  |  | No | Other |  | Will Inspect meter box at a later date | Unknown | Don't Know | Don't Know |  | Building | Unknown | Unknown | No |  |  | Unknown
206 | 602 E ALBERTSON CIR, HOBBS NM |  | No | No | Unknown - Unlikely Lead | Don't Know |  |  |  | No | Other |  | Will Inspect meter box at a later date | Unknown - Unlikely Lead |  |  |  | No | Other |  | Will Inspect meter box at a later date | Unknown | Don't Know | Don't Know |  | Building | Unknown | Unknown | No |  |  | Unknown
1547 | 301 W BLANCO DR, HOBBS NM |  | No | No | Unknown - Unlikely Lead | Don't Know |  |  |  | No | Other |  | Will Inspect meter box at a later date | Unknown - Unlikely Lead |  |  |  | No | Other |  | Will Inspect meter box at a later date | Unknown | Don't Know | Don't Know |  | Building | Unknown | Unknown | No |  |  | Unknown
4366 | 3419 N DAL PASO BLD 16 D, HOBBS NM |  | No | No | Non-Lead - Plastic | No | 2020 | 3/4 | Field inspection only with no records | Yes | Visual inspection at the meter pit | 05/26/2024 00:00:00 |  | Non-Lead - Plastic |  | 3/4 | Installation date after lead ban | Yes | Visual inspection at the meter pit | 05/26/2024 00:00:00 |  | Non-Lead | No | No |  | Single Family Residence |  | No | No |  |  | Non-Lead
4053 | 2516 CHARLCIA BLVD, HOBBS NM |  | No | No | Unknown - Unlikely Lead | Don't Know |  |  |  | No | Other |  | Will Inspect meter box at a later date | Unknown - Unlikely Lead |  |  |  | No | Other |  | Will Inspect meter box at a later date | Unknown | Don't Know | Don't Know |  | Building | Unknown | Unknown | No |  |  | Unknown
4561 | 5012 W DARK HORSE RD, HOBBS NM |  | No | No | Non-Lead - Plastic | No | 2015 | 3/4 | Field inspection only with no records | Yes | Visual inspection at the meter pit | 05/26/2024 00:00:00 |  | Non-Lead - Plastic | 2015 | 3/4 | Installation date after lead ban | Yes | Visual inspection at the meter pit | 05/26/2024 00:00:00 |  | Non-Lead | No | No |  | Single Family Residence |  | No | No |  |  | Non-Lead
287 | 2712 N ALBERTSON DR, HOBBS NM |  | No | No | Unknown - Unlikely Lead | Don't Know |  |  |  | No | Other |  | Will Inspect meter box at a later date | Unknown - Unlikely Lead |  |  |  | No | Other |  | Will Inspect meter box at a later date | Unknown | Don't Know | Don't Know |  | Building | Unknown | Unknown | No |  |  | Unknown
2098 | 119 W CLINTON ST, HOBBS NM |  | No | No | Unknown - Unlikely Lead | Don't Know |  |  |  | No | Other |  | Will Inspect meter box at a later date | Unknown - Unlikely Lead |  |  |  | No | Other |  | Will Inspect meter box at a later date | Unknown | Don't Know | Don't Know |  | Building | Unknown | Unknown | No |  |  | Unknown
3446 | 312 N CECIL ST, HOBBS NM |  | No | No | Unknown - Unlikely Lead | Don't Know |  |  |  | No | Other |  | Will Inspect meter box at a later date | Unknown - Unlikely Lead |  |  |  | No | Other |  | Will Inspect meter box at a later date | Unknown | Don't Know | Don't Know |  | Building | Unknown | Unknown | No |  |  | Unknown
2287 | 1108 N COCHRAN ST, HOBBS NM |  | No | No | Unknown - Unlikely Lead | Don't Know |  |  |  | No | Other |  | Will Inspect meter box at a later date | Unknown - Unlikely Lead |  |  |  | No | Other |  | Will Inspect meter box at a later date | Unknown | Don't Know | Don't Know |  | Building | Unknown | Unknown | No |  |  | Unknown
3740 | 1026 E CIMARRON CT, HOBBS NM |  | No | No | Unknown - Unlikely Lead | Don't Know |  |  |  | No | Other |  | Will Inspect meter box at a later date | Unknown - Unlikely Lead |  |  |  | No | Other |  | Will Inspect meter box at a later date | Unknown | Don't Know | Don't Know |  | Building | Unknown | Unknown | No |  |  | Unknown
438 | 210 W ALTO DR, HOBBS NM |  | No | No | Unknown - Unlikely Lead | Don't Know |  |  |  | No | Other |  | Will Inspect meter box at a later date | Unknown - Unlikely Lead |  |  |  | No | Other |  | Will Inspect meter box at a later date | Unknown | Don't Know | Don't Know |  | Building | Unknown | Unknown | No |  |  | Unknown
1676 | 1929 N BRECKON DR, HOBBS NM |  | No | No | Unknown - Unlikely Lead | Don't Know |  |  |  | No | Other |  | Will Inspect meter box at a later date | Unknown - Unlikely Lead |  |  |  | No | Other |  | Will Inspect meter box at a later date | Unknown | Don't Know | Don't Know |  | Building | Unknown | Unknown | No |  |  | Unknown
4266 | 3419 N DAL PASO BLD 2 D, HOBBS NM |  | No | No | Non-Lead - Plastic | No | 2020 | 3/4 | Field inspection only with no records | Yes | Visual inspection at the meter pit | 05/26/2024 00:00:00 |  | Non-Lead - Plastic |  | 3/4 | Installation date after lead ban | Yes | Visual inspection at the meter pit | 05/26/2024 00:00:00 |  | Non-Lead | No | No |  | Single Family Residence |  | No | No |  |  | Non-Lead
1818 | 117 W BROADWAY S, HOBBS NM |  | No | No | Unknown - Unlikely Lead | Don't Know |  |  |  | No | Other |  | Will Inspect meter box at a later date | Unknown - Unlikely Lead |  |  |  | No | Other |  | Will Inspect meter box at a later date | Unknown | Don't Know | Don't Know |  | Building | Unknown | Unknown | No |  |  | Unknown
3884 | 4014 N CALLE GRANDE, HOBBS NM |  | No | No | Unknown - Unlikely Lead | Don't Know |  |  |  | No | Other |  | Will Inspect meter box at a later date | Unknown - Unlikely Lead |  |  |  | No | Other |  | Will Inspect meter box at a later date | Unknown | Don't Know | Don't Know |  | Building | Unknown | Unknown | No |  |  | Unknown
337 | 1300 E ALSTON ST, HOBBS NM |  | No | No | Unknown - Unlikely Lead | Don't Know |  |  |  | No | Other |  | Will Inspect meter box at a later date | Unknown - Unlikely Lead |  |  |  | No | Other |  | Will Inspect meter box at a later date | Unknown | Don't Know | Don't Know |  | Building | Unknown | Unknown | No |  |  | Unknown
2346 | 1009 S COCHRAN ST, HOBBS NM |  | No | No | Unknown - Unlikely Lead | Don't Know |  |  |  | No | Other |  | Will Inspect meter box at a later date | Unknown - Unlikely Lead |  |  |  | No | Other |  | Will Inspect meter box at a later date | Unknown | Don't Know | Don't Know |  | Building | Unknown | Unknown | No |  |  | Unknown
3438 | 503 N CECIL ST, HOBBS NM |  | No | No | Unknown - Unlikely Lead | Don't Know |  |  |  | No | Other |  | Will Inspect meter box at a later date | Unknown - Unlikely Lead |  |  |  | No | Other |  | Will Inspect meter box at a later date | Unknown | Don't Know | Don't Know |  | Building | Unknown | Unknown | No |  |  | Unknown
3887 | 3926 N CALLE GRANDE, HOBBS NM |  | No | No | Unknown - Unlikely Lead | Don't Know |  |  |  | No | Other |  | Will Inspect meter box at a later date | Unknown - Unlikely Lead |  |  |  | No | Other |  | Will Inspect meter box at a later date | Unknown | Don't Know | Don't Know |  | Building | Unknown | Unknown | No |  |  | Unknown
14084 | 301 E WOLFCAMP DR, HOBBS NM |  | No | No | Unknown - Unlikely Lead | Don't Know |  |  |  | No | Other |  | Will Inspect meter box at a later date | Unknown - Unlikely Lead |  |  |  | No | Other |  | Will Inspect meter box at a later date | Unknown | Don't Know | Don't Know |  | Building | Unknown | Unknown | No |  |  | Unknown
1842 | 212 W BROADWAY ST, HOBBS NM |  | No | No | Unknown - Unlikely Lead | Don't Know |  |  |  | No | Other |  | Will Inspect meter box at a later date | Unknown - Unlikely Lead |  |  |  | No | Other |  | Will Inspect meter box at a later date | Unknown | Don't Know | Don't Know |  | Building | Unknown | Unknown | No |  |  | Unknown
3346 | 1215 W CAPROCK ST, HOBBS NM |  | No | No | Unknown - Unlikely Lead | Don't Know |  |  |  | No | Other |  | Will Inspect meter box at a later date | Unknown - Unlikely Lead |  |  |  | No | Other |  | Will Inspect meter box at a later date | Unknown | Don't Know | Don't Know |  | Building | Unknown | Unknown | No |  |  | Unknown
13974 | 1403 E WHITE ST, HOBBS NM |  | No | No | Unknown - Unlikely Lead | Don't Know |  |  |  | No | Other |  | Will Inspect meter box at a later date | Unknown - Unlikely Lead |  |  |  | No | Other |  | Will Inspect meter box at a later date | Unknown | Don't Know | Don't Know |  | Building | Unknown | Unknown | No |  |  | Unknown
14240 | 1224 E YESO DR, HOBBS NM |  | No | No | Unknown - Unlikely Lead | Don't Know |  |  |  | No | Other |  | Will Inspect meter box at a later date | Unknown - Unlikely Lead |  |  |  | No | Other |  | Will Inspect meter box at a later date | Unknown | Don't Know | Don't Know |  | Building | Unknown | Unknown | No |  |  | Unknown
2199 | 209 W CASTLE AVE, HOBBS NM |  | No | No | Unknown - Unlikely Lead | Don't Know |  |  |  | No | Other |  | Will Inspect meter box at a later date | Unknown - Unlikely Lead |  |  |  | No | Other |  | Will Inspect meter box at a later date | Unknown | Don't Know | Don't Know |  | Building | Unknown | Unknown | No |  |  | Unknown
1519 | 2415 N BRAZOS AVE, HOBBS NM |  | No | No | Unknown - Unlikely Lead | Don't Know |  |  |  | No | Other |  | Will Inspect meter box at a later date | Unknown - Unlikely Lead |  |  |  | No | Other |  | Will Inspect meter box at a later date | Unknown | Don't Know | Don't Know |  | Building | Unknown | Unknown | No |  |  | Unknown
14415 | 1226 E YUCCA ST, HOBBS NM |  | No | No | Unknown - Unlikely Lead | Don't Know |  |  |  | No | Other |  | Will Inspect meter box at a later date | Unknown - Unlikely Lead |  |  |  | No | Other |  | Will Inspect meter box at a later date | Unknown | Don't Know | Don't Know |  | Building | Unknown | Unknown | No |  |  | Unknown
2019 | 512 E CORBETT ST, HOBBS NM |  | No | No | Unknown - Unlikely Lead | Don't Know |  |  |  | No | Other |  | Will Inspect meter box at a later date | Unknown - Unlikely Lead |  |  |  | No | Other |  | Will Inspect meter box at a later date | Unknown | Don't Know | Don't Know |  | Building | Unknown | Unknown | No |  |  | Unknown
243 | 1709 E ALBERTSON DR, HOBBS NM |  | No | No | Unknown - Unlikely Lead | Don't Know |  |  |  | No | Other |  | Will Inspect meter box at a later date | Unknown - Unlikely Lead |  |  |  | No | Other |  | Will Inspect meter box at a later date | Unknown | Don't Know | Don't Know |  | Building | Unknown | Unknown | No |  |  | Unknown
1388 | 214 E BYERS ST, HOBBS NM |  | No | No | Unknown - Unlikely Lead | Don't Know |  |  |  | No | Other |  | Will Inspect meter box at a later date | Unknown - Unlikely Lead |  |  |  | No | Other |  | Will Inspect meter box at a later date | Unknown | Don't Know | Don't Know |  | Building | Unknown | Unknown | No |  |  | Unknown
2321 | 915 N COCHRAN ST, HOBBS NM |  | No | No | Unknown - Unlikely Lead | Don't Know |  |  |  | No | Other |  | Will Inspect meter box at a later date | Unknown - Unlikely Lead |  |  |  | No | Other |  | Will Inspect meter box at a later date | Unknown | Don't Know | Don't Know |  | Building | Unknown | Unknown | No |  |  | Unknown
3660 | 1836 N CHAMA DR, HOBBS NM |  | No | No | Unknown - Unlikely Lead | Don't Know |  |  |  | No | Other |  | Will Inspect meter box at a later date | Unknown - Unlikely Lead |  |  |  | No | Other |  | Will Inspect meter box at a later date | Unknown | Don't Know | Don't Know |  | Building | Unknown | Unknown | No |  |  | Unknown
13851 | 1924 N VEGA DR, HOBBS NM |  | No | No | Unknown - Unlikely Lead | Don't Know |  |  |  | No | Other |  | Will Inspect meter box at a later date | Unknown - Unlikely Lead |  |  |  | No | Other |  | Will Inspect meter box at a later date | Unknown | Don't Know | Don't Know |  | Building | Unknown | Unknown | No |  |  | Unknown
4514 | 204 S DAL PASO ST, HOBBS NM |  | No | No | Unknown - Unlikely Lead | Don't Know |  |  |  | No | Other |  | Will Inspect meter box at a later date | Unknown - Unlikely Lead |  |  |  | No | Other |  | Will Inspect meter box at a later date | Unknown | Don't Know | Don't Know |  | Building | Unknown | Unknown | No |  |  | Unknown
14002 | 300 E WHITE ST BLDG B, HOBBS NM |  | No | No | Unknown - Unlikely Lead | Don't Know |  |  |  | No | Other |  | Will Inspect meter box at a later date | Unknown - Unlikely Lead |  |  |  | No | Other |  | Will Inspect meter box at a later date | Unknown | Don't Know | Don't Know |  | Building | Unknown | Unknown | No |  |  | Unknown
1656 | 1103 N BRECKON DR, HOBBS NM |  | No | No | Unknown - Unlikely Lead | Don't Know |  |  |  | No | Other |  | Will Inspect meter box at a later date | Unknown - Unlikely Lead |  |  |  | No | Other |  | Will Inspect meter box at a later date | Unknown | Don't Know | Don't Know |  | Building | Unknown | Unknown | No |  |  | Unknown
3581 | 800-E N COLEMAN ST, HOBBS NM |  | No | No | Unknown - Unlikely Lead | Don't Know |  |  |  | No | Other |  | Will Inspect meter box at a later date | Unknown - Unlikely Lead |  |  |  | No | Other |  | Will Inspect meter box at a later date | Unknown | Don't Know | Don't Know |  | Building | Unknown | Unknown | No |  |  | Unknown
2189 | 127 W CASTLE AVE, HOBBS NM |  | No | No | Unknown - Unlikely Lead | Don't Know |  |  |  | No | Other |  | Will Inspect meter box at a later date | Unknown - Unlikely Lead |  |  |  | No | Other |  | Will Inspect meter box at a later date | Unknown | Don't Know | Don't Know |  | Building | Unknown | Unknown | No |  |  | Unknown
14313 | 900 E YESO DR #17, HOBBS NM |  | No | No | Unknown - Unlikely Lead | Don't Know |  |  |  | No | Other |  | Will Inspect meter box at a later date | Unknown - Unlikely Lead |  |  |  | No | Other |  | Will Inspect meter box at a later date | Unknown | Don't Know | Don't Know |  | Building | Unknown | Unknown | No |  |  | Unknown
2399 | 815 S COCHRAN ST, HOBBS NM |  | No | No | Unknown - Unlikely Lead | Don't Know |  |  |  | No | Other |  | Will Inspect meter box at a later date | Unknown - Unlikely Lead |  |  |  | No | Other |  | Will Inspect meter box at a later date | Unknown | Don't Know | Don't Know |  | Building | Unknown | Unknown | No |  |  | Unknown
2364 | 1209 S COCHRAN ST, HOBBS NM |  | No | No | Unknown - Unlikely Lead | Don't Know |  |  |  | No | Other |  | Will Inspect meter box at a later date | Unknown - Unlikely Lead |  |  |  | No | Other |  | Will Inspect meter box at a later date | Unknown | Don't Know | Don't Know |  | Building | Unknown | Unknown | No |  |  | Unknown
4680 | 513 E DUNNAM ST, HOBBS NM |  | No | No | Unknown - Unlikely Lead | Don't Know |  |  |  | No | Other |  | Will Inspect meter box at a later date | Unknown - Unlikely Lead |  |  |  | No | Other |  | Will Inspect meter box at a later date | Unknown | Don't Know | Don't Know |  | Building | Unknown | Unknown | No |  |  | Unknown
4027 | 2508 CATTLE CALL DR, HOBBS NM |  | No | No | Unknown - Unlikely Lead | Don't Know |  |  |  | No | Other |  | Will Inspect meter box at a later date | Unknown - Unlikely Lead |  |  |  | No | Other |  | Will Inspect meter box at a later date | Unknown | Don't Know | Don't Know |  | Building | Unknown | Unknown | No |  |  | Unknown
14286 | 900 E YESO DR #24, HOBBS NM |  | No | No | Unknown - Unlikely Lead | Don't Know |  |  |  | No | Other |  | Will Inspect meter box at a later date | Unknown - Unlikely Lead |  |  |  | No | Other |  | Will Inspect meter box at a later date | Unknown | Don't Know | Don't Know |  | Building | Unknown | Unknown | No |  |  | Unknown
1482 | 2320 N BRAZOS AVE, HOBBS NM |  | No | No | Unknown - Unlikely Lead | Don't Know |  |  |  | No | Other |  | Will Inspect meter box at a later date | Unknown - Unlikely Lead |  |  |  | No | Other |  | Will Inspect meter box at a later date | Unknown | Don't Know | Don't Know |  | Building | Unknown | Unknown | No |  |  | Unknown
170 | 100 W ALBERTSON DR, HOBBS NM |  | No | No | Unknown - Unlikely Lead | Don't Know |  |  |  | No | Other |  | Will Inspect meter box at a later date | Unknown - Unlikely Lead |  |  |  | No | Other |  | Will Inspect meter box at a later date | Unknown | Don't Know | Don't Know |  | Building | Unknown | Unknown | No |  |  | Unknown
3363 | 1313 W CAPROCK ST, HOBBS NM |  | No | No | Unknown - Unlikely Lead | Don't Know |  |  |  | No | Other |  | Will Inspect meter box at a later date | Unknown - Unlikely Lead |  |  |  | No | Other |  | Will Inspect meter box at a later date | Unknown | Don't Know | Don't Know |  | Building | Unknown | Unknown | No |  |  | Unknown
14203 | 608 E YESO DR, HOBBS NM |  | No | No | Unknown - Unlikely Lead | Don't Know |  |  |  | No | Other |  | Will Inspect meter box at a later date | Unknown - Unlikely Lead |  |  |  | No | Other |  | Will Inspect meter box at a later date | Unknown | Don't Know | Don't Know |  | Building | Unknown | Unknown | No |  |  | Unknown
3318 | 1129 W COCHITI AVE, HOBBS NM |  | No | No | Unknown - Unlikely Lead | Don't Know |  |  |  | No | Other |  | Will Inspect meter box at a later date | Unknown - Unlikely Lead |  |  |  | No | Other |  | Will Inspect meter box at a later date | Unknown | Don't Know | Don't Know |  | Building | Unknown | Unknown | No |  |  | Unknown
14517 | 6117 N NATALIE, HOBBS NM |  | No | No | Non-Lead - Plastic | Don't Know | 2024 | 1 | Field inspection only with no records | Yes | Visual inspection at the meter pit | 09/10/2024 00:00:00 |  | Non-Lead - Plastic | 2024 | 1 | Field inspection only with no records | Yes | Visual inspection at the meter pit | 09/10/2024 00:00:00 |  | Non-Lead | No | Don't Know |  | Single Family Residence |  | No | No |  |  | Non-Lead
3152 | 3901 N CENTRAL M 204, HOBBS NM |  | No | No | Non-Lead - Plastic | No | 2009 | 3/4 | Field inspection only with no records | Yes | Visual inspection at the meter pit | 05/26/2024 00:00:00 |  | Non-Lead - Plastic | 2009 | 3/4 | Installation date after lead ban | Yes | Visual inspection at the meter pit | 05/26/2024 00:00:00 |  | Non-Lead | No | No |  | Single Family Residence |  | No | No |  |  | Non-Lead
1566 | 316 W BLANCO DR, HOBBS NM |  | No | No | Unknown - Unlikely Lead | Don't Know |  |  |  | No | Other |  | Will Inspect meter box at a later date | Unknown - Unlikely Lead |  |  |  | No | Other |  | Will Inspect meter box at a later date | Unknown | Don't Know | Don't Know |  | Building | Unknown | Unknown | No |  |  | Unknown
2202 | 320 W CASTLE AVE, HOBBS NM |  | No | No | Unknown - Unlikely Lead | Don't Know |  |  |  | No | Other |  | Will Inspect meter box at a later date | Unknown - Unlikely Lead |  |  |  | No | Other |  | Will Inspect meter box at a later date | Unknown | Don't Know | Don't Know |  | Building | Unknown | Unknown | No |  |  | Unknown
3272 | 920 W COCHITI AVE, HOBBS NM |  | No | No | Unknown - Unlikely Lead | Don't Know |  |  |  | No | Other |  | Will Inspect meter box at a later date | Unknown - Unlikely Lead |  |  |  | No | Other |  | Will Inspect meter box at a later date | Unknown | Don't Know | Don't Know |  | Building | Unknown | Unknown | No |  |  | Unknown
3748 | 2420 W COLLEGE LN, HOBBS NM |  | No | No | Unknown - Unlikely Lead | Don't Know |  |  |  | No | Other |  | Will Inspect meter box at a later date | Unknown - Unlikely Lead |  |  |  | No | Other |  | Will Inspect meter box at a later date | Unknown | Don't Know | Don't Know |  | Building | Unknown | Unknown | No |  |  | Unknown
4523 | 5111 W DARK HORSE RD, HOBBS NM |  | No | No | Non-Lead - Plastic | No | 2015 | 3/4 | Field inspection only with no records | Yes | Visual inspection at the meter pit | 05/26/2024 00:00:00 |  | Non-Lead - Plastic | 2015 | 3/4 | Installation date after lead ban | Yes | Visual inspection at the meter pit | 05/26/2024 00:00:00 |  | Non-Lead | No | No |  | Single Family Residence |  | No | No |  |  | Non-Lead
2057 | 1413 E CLINTON ST, HOBBS NM |  | No | No | Unknown - Unlikely Lead | Don't Know |  |  |  | No | Other |  | Will Inspect meter box at a later date | Unknown - Unlikely Lead |  |  |  | No | Other |  | Will Inspect meter box at a later date | Unknown | Don't Know | Don't Know |  | Building | Unknown | Unknown | No |  |  | Unknown
4276 | 808 N DAL PASO ST, HOBBS NM |  | No | No | Unknown - Unlikely Lead | Don't Know |  |  |  | No | Other |  | Will Inspect meter box at a later date | Unknown - Unlikely Lead |  |  |  | No | Other |  | Will Inspect meter box at a later date | Unknown | Don't Know | Don't Know |  | Building | Unknown | Unknown | No |  |  | Unknown
3493 | 220 S CECIL ST, HOBBS NM |  | No | No | Unknown - Unlikely Lead | Don't Know |  |  |  | No | Other |  | Will Inspect meter box at a later date | Unknown - Unlikely Lead |  |  |  | No | Other |  | Will Inspect meter box at a later date | Unknown | Don't Know | Don't Know |  | Building | Unknown | Unknown | No |  |  | Unknown
14428 | 1123 E YUCCA ST, HOBBS NM |  | No | No | Unknown - Unlikely Lead | Don't Know |  |  |  | No | Other |  | Will Inspect meter box at a later date | Unknown - Unlikely Lead |  |  |  | No | Other |  | Will Inspect meter box at a later date | Unknown | Don't Know | Don't Know |  | Building | Unknown | Unknown | No |  |  | Unknown
1809 | 1006 W BROADWAY ST, HOBBS NM |  | No | No | Unknown - Unlikely Lead | Don't Know |  |  |  | No | Other |  | Will Inspect meter box at a later date | Unknown - Unlikely Lead |  |  |  | No | Other |  | Will Inspect meter box at a later date | Unknown | Don't Know | Don't Know |  | Building | Unknown | Unknown | No |  |  | Unknown
2257 | 1810 S COCHRAN ST, HOBBS NM |  | No | No | Unknown - Unlikely Lead | Don't Know |  |  |  | No | Other |  | Will Inspect meter box at a later date | Unknown - Unlikely Lead |  |  |  | No | Other |  | Will Inspect meter box at a later date | Unknown | Don't Know | Don't Know |  | Building | Unknown | Unknown | No |  |  | Unknown
14085 | 221 E WOLFCAMP DR, HOBBS NM |  | No | No | Unknown - Unlikely Lead | Don't Know |  |  |  | No | Other |  | Will Inspect meter box at a later date | Unknown - Unlikely Lead |  |  |  | No | Other |  | Will Inspect meter box at a later date | Unknown | Don't Know | Don't Know |  | Building | Unknown | Unknown | No |  |  | Unknown
3364 | 1329 W CAPROCK ST, HOBBS NM |  | No | No | Unknown - Unlikely Lead | Don't Know |  |  |  | No | Other |  | Will Inspect meter box at a later date | Unknown - Unlikely Lead |  |  |  | No | Other |  | Will Inspect meter box at a later date | Unknown | Don't Know | Don't Know |  | Building | Unknown | Unknown | No |  |  | Unknown
1624 | 2215 N BRECKON DR, HOBBS NM |  | No | No | Unknown - Unlikely Lead | Don't Know |  |  |  | No | Other |  | Will Inspect meter box at a later date | Unknown - Unlikely Lead |  |  |  | No | Other |  | Will Inspect meter box at a later date | Unknown | Don't Know | Don't Know |  | Building | Unknown | Unknown | No |  |  | Unknown
331 | 400 E ALSTON ST, HOBBS NM |  | No | No | Unknown - Unlikely Lead | Don't Know |  |  |  | No | Other |  | Will Inspect meter box at a later date | Unknown - Unlikely Lead |  |  |  | No | Other |  | Will Inspect meter box at a later date | Unknown | Don't Know | Don't Know |  | Building | Unknown | Unknown | No |  |  | Unknown
14228 | 213 E YESO DR, HOBBS NM |  | No | No | Unknown - Unlikely Lead | Don't Know |  |  |  | No | Other |  | Will Inspect meter box at a later date | Unknown - Unlikely Lead |  |  |  | No | Other |  | Will Inspect meter box at a later date | Unknown | Don't Know | Don't Know |  | Building | Unknown | Unknown | No |  |  | Unknown
3444 | 216 N CECIL ST, HOBBS NM |  | No | No | Unknown - Unlikely Lead | Don't Know |  |  |  | No | Other |  | Will Inspect meter box at a later date | Unknown - Unlikely Lead |  |  |  | No | Other |  | Will Inspect meter box at a later date | Unknown | Don't Know | Don't Know |  | Building | Unknown | Unknown | No |  |  | Unknown
1714 | 1613 N BRECKON DR, HOBBS NM |  | No | No | Unknown - Unlikely Lead | Don't Know |  |  |  | No | Other |  | Will Inspect meter box at a later date | Unknown - Unlikely Lead |  |  |  | No | Other |  | Will Inspect meter box at a later date | Unknown | Don't Know | Don't Know |  | Building | Unknown | Unknown | No |  |  | Unknown
1501 | 1530 N BRAZOS AVE, HOBBS NM |  | No | No | Unknown - Unlikely Lead | Don't Know |  |  |  | No | Other |  | Will Inspect meter box at a later date | Unknown - Unlikely Lead |  |  |  | No | Other |  | Will Inspect meter box at a later date | Unknown | Don't Know | Don't Know |  | Building | Unknown | Unknown | No |  |  | Unknown
13869 | 2013 N VEGA CT, HOBBS NM |  | No | No | Unknown - Unlikely Lead | Don't Know |  |  |  | No | Other |  | Will Inspect meter box at a later date | Unknown - Unlikely Lead |  |  |  | No | Other |  | Will Inspect meter box at a later date | Unknown | Don't Know | Don't Know |  | Building | Unknown | Unknown | No |  |  | Unknown
4528 | 5110 W DARK HORSE RD, HOBBS NM |  | No | No | Non-Lead - Plastic | No | 2015 | 3/4 | Field inspection only with no records | Yes | Visual inspection at the meter pit | 05/26/2024 00:00:00 |  | Non-Lead - Plastic | 2015 | 3/4 | Installation date after lead ban | Yes | Visual inspection at the meter pit | 05/26/2024 00:00:00 |  | Non-Lead | No | No |  | Single Family Residence |  | No | No |  |  | Non-Lead
3870 | 4032 N CALLE GRANDE, HOBBS NM |  | No | No | Unknown - Unlikely Lead | Don't Know |  |  |  | No | Other |  | Will Inspect meter box at a later date | Unknown - Unlikely Lead |  |  |  | No | Other |  | Will Inspect meter box at a later date | Unknown | Don't Know | Don't Know |  | Building | Unknown | Unknown | No |  |  | Unknown
164 | 101 W ALBERTSON DR, HOBBS NM |  | No | No | Unknown - Unlikely Lead | Don't Know |  |  |  | No | Other |  | Will Inspect meter box at a later date | Unknown - Unlikely Lead |  |  |  | No | Other |  | Will Inspect meter box at a later date | Unknown | Don't Know | Don't Know |  | Building | Unknown | Unknown | No |  |  | Unknown
4705 | 604 E DUNNAM ST, HOBBS NM |  | No | No | Unknown - Unlikely Lead | Don't Know |  |  |  | No | Other |  | Will Inspect meter box at a later date | Unknown - Unlikely Lead |  |  |  | No | Other |  | Will Inspect meter box at a later date | Unknown | Don't Know | Don't Know |  | Building | Unknown | Unknown | No |  |  | Unknown
14218 | 109 E YESO DR, HOBBS NM |  | No | No | Unknown - Unlikely Lead | Don't Know |  |  |  | No | Other |  | Will Inspect meter box at a later date | Unknown - Unlikely Lead |  |  |  | No | Other |  | Will Inspect meter box at a later date | Unknown | Don't Know | Don't Know |  | Building | Unknown | Unknown | No |  |  | Unknown
4337 | 3419 N DAL PASO BLD 21 A, HOBBS NM |  | No | No | Non-Lead - Plastic | No | 2020 | 3/4 | Field inspection only with no records | Yes | Visual inspection at the meter pit | 05/26/2024 00:00:00 |  | Non-Lead - Plastic |  | 3/4 | Installation date after lead ban | Yes | Visual inspection at the meter pit | 05/26/2024 00:00:00 |  | Non-Lead | No | No |  | Single Family Residence |  | No | No |  |  | Non-Lead
1754 | 4 BROADMOOR PARK, HOBBS NM |  | No | No | Non-Lead - Plastic | No | 2003 | 3/4 | Field inspection only with no records | Yes | Visual inspection at the meter pit | 05/26/2024 00:00:00 |  | Non-Lead - Plastic | 2003 | 3/4 | Installation date after lead ban | Yes | Visual inspection at the meter pit | 05/26/2024 00:00:00 |  | Non-Lead | No | No |  | Single Family Residence |  | No | No |  |  | Non-Lead
3831 | 1604 CORDOBA LN, HOBBS NM |  | No | No | Unknown - Unlikely Lead | Don't Know |  |  |  | No | Other |  | Will Inspect meter box at a later date | Unknown - Unlikely Lead |  |  |  | No | Other |  | Will Inspect meter box at a later date | Unknown | Don't Know | Don't Know |  | Building | Unknown | Unknown | No |  |  | Unknown
14306 | 1021 E YESO DR 309A, HOBBS NM |  | No | No | Unknown - Unlikely Lead | Don't Know |  |  |  | No | Other |  | Will Inspect meter box at a later date | Unknown - Unlikely Lead |  |  |  | No | Other |  | Will Inspect meter box at a later date | Unknown | Don't Know | Don't Know |  | Building | Unknown | Unknown | No |  |  | Unknown
4632 | 412 E DUNNAM ST, HOBBS NM |  | No | No | Unknown - Unlikely Lead | Don't Know |  |  |  | No | Other |  | Will Inspect meter box at a later date | Unknown - Unlikely Lead |  |  |  | No | Other |  | Will Inspect meter box at a later date | Unknown | Don't Know | Don't Know |  | Building | Unknown | Unknown | No |  |  | Unknown
14326 | 1021 E YESO DR 207A, HOBBS NM |  | No | No | Unknown - Unlikely Lead | Don't Know |  |  |  | No | Other |  | Will Inspect meter box at a later date | Unknown - Unlikely Lead |  |  |  | No | Other |  | Will Inspect meter box at a later date | Unknown | Don't Know | Don't Know |  | Building | Unknown | Unknown | No |  |  | Unknown
1992 | 606 E CORBETT ST, HOBBS NM |  | No | No | Unknown - Unlikely Lead | Don't Know |  |  |  | No | Other |  | Will Inspect meter box at a later date | Unknown - Unlikely Lead |  |  |  | No | Other |  | Will Inspect meter box at a later date | Unknown | Don't Know | Don't Know |  | Building | Unknown | Unknown | No |  |  | Unknown
3437 | 507 N CECIL ST, HOBBS NM |  | No | No | Unknown - Unlikely Lead | Don't Know |  |  |  | No | Other |  | Will Inspect meter box at a later date | Unknown - Unlikely Lead |  |  |  | No | Other |  | Will Inspect meter box at a later date | Unknown | Don't Know | Don't Know |  | Building | Unknown | Unknown | No |  |  | Unknown
2055 | 1219 E CLINTON ST, HOBBS NM |  | No | No | Unknown - Unlikely Lead | Don't Know |  |  |  | No | Other |  | Will Inspect meter box at a later date | Unknown - Unlikely Lead |  |  |  | No | Other |  | Will Inspect meter box at a later date | Unknown | Don't Know | Don't Know |  | Building | Unknown | Unknown | No |  |  | Unknown
3835 | 1422 CAMINO REAL, HOBBS NM |  | No | No | Unknown - Unlikely Lead | Don't Know |  |  |  | No | Other |  | Will Inspect meter box at a later date | Unknown - Unlikely Lead |  |  |  | No | Other |  | Will Inspect meter box at a later date | Unknown | Don't Know | Don't Know |  | Building | Unknown | Unknown | No |  |  | Unknown
13957 | 1320 E WHITE ST, HOBBS NM |  | No | No | Unknown - Unlikely Lead | Don't Know |  |  |  | No | Other |  | Will Inspect meter box at a later date | Unknown - Unlikely Lead |  |  |  | No | Other |  | Will Inspect meter box at a later date | Unknown | Don't Know | Don't Know |  | Building | Unknown | Unknown | No |  |  | Unknown
2110 | 509 W CLINTON ST, HOBBS NM |  | No | No | Unknown - Unlikely Lead | Don't Know |  |  |  | No | Other |  | Will Inspect meter box at a later date | Unknown - Unlikely Lead |  |  |  | No | Other |  | Will Inspect meter box at a later date | Unknown | Don't Know | Don't Know |  | Building | Unknown | Unknown | No |  |  | Unknown
13671 | 1811 S THORP ST, HOBBS NM |  | No | No | Unknown - Unlikely Lead | Don't Know |  |  |  | No | Other |  | Will Inspect meter box at a later date | Unknown - Unlikely Lead |  |  |  | No | Other |  | Will Inspect meter box at a later date | Unknown | Don't Know | Don't Know |  | Building | Unknown | Unknown | No |  |  | Unknown
2480 | 1122 W COAL AVE, HOBBS NM |  | No | No | Unknown - Unlikely Lead | Don't Know |  |  |  | No | Other |  | Will Inspect meter box at a later date | Unknown - Unlikely Lead |  |  |  | No | Other |  | Will Inspect meter box at a later date | Unknown | Don't Know | Don't Know |  | Building | Unknown | Unknown | No |  |  | Unknown
2171 | 413 E CASTLE AVE, HOBBS NM |  | No | No | Unknown - Unlikely Lead | Don't Know |  |  |  | No | Other |  | Will Inspect meter box at a later date | Unknown - Unlikely Lead |  |  |  | No | Other |  | Will Inspect meter box at a later date | Unknown | Don't Know | Don't Know |  | Building | Unknown | Unknown | No |  |  | Unknown
1622 | 1935 N BRECKON DR, HOBBS NM |  | No | No | Unknown - Unlikely Lead | Don't Know |  |  |  | No | Other |  | Will Inspect meter box at a later date | Unknown - Unlikely Lead |  |  |  | No | Other |  | Will Inspect meter box at a later date | Unknown | Don't Know | Don't Know |  | Building | Unknown | Unknown | No |  |  | Unknown
4553 | 5025 W DARK HORSE RD, HOBBS NM |  | No | No | Non-Lead - Plastic | No | 2015 | 3/4 | Field inspection only with no records | Yes | Visual inspection at the meter pit | 05/26/2024 00:00:00 |  | Non-Lead - Plastic | 2015 | 3/4 | Installation date after lead ban | Yes | Visual inspection at the meter pit | 05/26/2024 00:00:00 |  | Non-Lead | No | No |  | Single Family Residence |  | No | No |  |  | Non-Lead
1529 | 1722 N BRAZOS AVE, HOBBS NM |  | No | No | Unknown - Unlikely Lead | Don't Know |  |  |  | No | Other |  | Will Inspect meter box at a later date | Unknown - Unlikely Lead |  |  |  | No | Other |  | Will Inspect meter box at a later date | Unknown | Don't Know | Don't Know |  | Building | Unknown | Unknown | No |  |  | Unknown
2325 | 901 N COCHRAN ST, HOBBS NM |  | No | No | Unknown - Unlikely Lead | Don't Know |  |  |  | No | Other |  | Will Inspect meter box at a later date | Unknown - Unlikely Lead |  |  |  | No | Other |  | Will Inspect meter box at a later date | Unknown | Don't Know | Don't Know |  | Building | Unknown | Unknown | No |  |  | Unknown
1837 | 311 W BROADWAY ST, HOBBS NM |  | No | No | Unknown - Unlikely Lead | Don't Know |  |  |  | No | Other |  | Will Inspect meter box at a later date | Unknown - Unlikely Lead |  |  |  | No | Other |  | Will Inspect meter box at a later date | Unknown | Don't Know | Don't Know |  | Building | Unknown | Unknown | No |  |  | Unknown
14495 | 624 E ZIA DR, HOBBS NM |  | No | No | Unknown - Unlikely Lead | Don't Know |  |  |  | No | Other |  | Will Inspect meter box at a later date | Unknown - Unlikely Lead |  |  |  | No | Other |  | Will Inspect meter box at a later date | Unknown | Don't Know | Don't Know |  | Building | Unknown | Unknown | No |  |  | Unknown
4055 | 2532 CHARLCIA BLVD, HOBBS NM |  | No | No | Unknown - Unlikely Lead | Don't Know |  |  |  | No | Other |  | Will Inspect meter box at a later date | Unknown - Unlikely Lead |  |  |  | No | Other |  | Will Inspect meter box at a later date | Unknown | Don't Know | Don't Know |  | Building | Unknown | Unknown | No |  |  | Unknown
1371 | 1412 E BYERS ST, HOBBS NM |  | No | No | Unknown - Unlikely Lead | Don't Know |  |  |  | No | Other |  | Will Inspect meter box at a later date | Unknown - Unlikely Lead |  |  |  | No | Other |  | Will Inspect meter box at a later date | Unknown | Don't Know | Don't Know |  | Building | Unknown | Unknown | No |  |  | Unknown
4500 | 1103 S DAL PASO ST, HOBBS NM |  | No | No | Unknown - Unlikely Lead | Don't Know |  |  |  | No | Other |  | Will Inspect meter box at a later date | Unknown - Unlikely Lead |  |  |  | No | Other |  | Will Inspect meter box at a later date | Unknown | Don't Know | Don't Know |  | Building | Unknown | Unknown | No |  |  | Unknown
1781 | 1115 W BROADWAY ST, HOBBS NM |  | No | No | Unknown - Unlikely Lead | Don't Know |  |  |  | No | Other |  | Will Inspect meter box at a later date | Unknown - Unlikely Lead |  |  |  | No | Other |  | Will Inspect meter box at a later date | Unknown | Don't Know | Don't Know |  | Building | Unknown | Unknown | No |  |  | Unknown
4375 | 3211 N DAL PASO ST, HOBBS NM |  | No | No | Unknown - Unlikely Lead | Don't Know |  |  |  | No | Other |  | Will Inspect meter box at a later date | Unknown - Unlikely Lead |  |  |  | No | Other |  | Will Inspect meter box at a later date | Unknown | Don't Know | Don't Know |  | Building | Unknown | Unknown | No |  |  | Unknown
13721 | 122 W TAYLOR ST, HOBBS NM |  | No | No | Unknown - Unlikely Lead | Don't Know |  |  |  | No | Other |  | Will Inspect meter box at a later date | Unknown - Unlikely Lead |  |  |  | No | Other |  | Will Inspect meter box at a later date | Unknown | Don't Know | Don't Know |  | Building | Unknown | Unknown | No |  |  | Unknown
392 | 2110 N ALTO DR, HOBBS NM |  | No | No | Unknown - Unlikely Lead | Don't Know |  |  |  | No | Other |  | Will Inspect meter box at a later date | Unknown - Unlikely Lead |  |  |  | No | Other |  | Will Inspect meter box at a later date | Unknown | Don't Know | Don't Know |  | Building | Unknown | Unknown | No |  |  | Unknown
3089 | 3901 N CENTRAL E 106, HOBBS NM |  | No | No | Non-Lead - Plastic | No | 2009 | 3/4 | Field inspection only with no records | Yes | Visual inspection at the meter pit | 05/26/2024 00:00:00 |  | Non-Lead - Plastic | 2009 | 3/4 | Installation date after lead ban | Yes | Visual inspection at the meter pit | 05/26/2024 00:00:00 |  | Non-Lead | No | No |  | Single Family Residence |  | No | No |  |  | Non-Lead
14478 | 1203 ZUNI ST, HOBBS NM |  | No | No | Unknown - Unlikely Lead | Don't Know |  |  |  | No | Other |  | Will Inspect meter box at a later date | Unknown - Unlikely Lead |  |  |  | No | Other |  | Will Inspect meter box at a later date | Unknown | Don't Know | Don't Know |  | Building | Unknown | Unknown | No |  |  | Unknown
14152 | 2220 N WEST COUNTY RD, HOBBS NM |  | No | No | Unknown - Unlikely Lead | Don't Know |  |  |  | No | Other |  | Will Inspect meter box at a later date | Unknown - Unlikely Lead |  |  |  | No | Other |  | Will Inspect meter box at a later date | Unknown | Don't Know | Don't Know |  | Building | Unknown | Unknown | No |  |  | Unknown
309 | 107 W ALSTON ST, HOBBS NM |  | No | No | Unknown - Unlikely Lead | Don't Know |  |  |  | No | Other |  | Will Inspect meter box at a later date | Unknown - Unlikely Lead |  |  |  | No | Other |  | Will Inspect meter box at a later date | Unknown | Don't Know | Don't Know |  | Building | Unknown | Unknown | No |  |  | Unknown
14072 | 214 E WOLFCAMP DR, HOBBS NM |  | No | No | Unknown - Unlikely Lead | Don't Know |  |  |  | No | Other |  | Will Inspect meter box at a later date | Unknown - Unlikely Lead |  |  |  | No | Other |  | Will Inspect meter box at a later date | Unknown | Don't Know | Don't Know |  | Building | Unknown | Unknown | No |  |  | Unknown
452 | 227 W ALTO DR, HOBBS NM |  | No | No | Unknown - Unlikely Lead | Don't Know |  |  |  | No | Other |  | Will Inspect meter box at a later date | Unknown - Unlikely Lead |  |  |  | No | Other |  | Will Inspect meter box at a later date | Unknown | Don't Know | Don't Know |  | Building | Unknown | Unknown | No |  |  | Unknown
1393 | 210 E BYERS ST, HOBBS NM |  | No | No | Unknown - Unlikely Lead | Don't Know |  |  |  | No | Other |  | Will Inspect meter box at a later date | Unknown - Unlikely Lead |  |  |  | No | Other |  | Will Inspect meter box at a later date | Unknown | Don't Know | Don't Know |  | Building | Unknown | Unknown | No |  |  | Unknown
3486 | 224 N CECIL ST, HOBBS NM |  | No | No | Unknown - Unlikely Lead | Don't Know |  |  |  | No | Other |  | Will Inspect meter box at a later date | Unknown - Unlikely Lead |  |  |  | No | Other |  | Will Inspect meter box at a later date | Unknown | Don't Know | Don't Know |  | Building | Unknown | Unknown | No |  |  | Unknown
3605 | 216 N COLEMAN ST, HOBBS NM |  | No | No | Unknown - Unlikely Lead | Don't Know |  |  |  | No | Other |  | Will Inspect meter box at a later date | Unknown - Unlikely Lead |  |  |  | No | Other |  | Will Inspect meter box at a later date | Unknown | Don't Know | Don't Know |  | Building | Unknown | Unknown | No |  |  | Unknown
3636 | 126 S COLEMAN ST, HOBBS NM |  | No | No | Unknown - Unlikely Lead | Don't Know |  |  |  | No | Other |  | Will Inspect meter box at a later date | Unknown - Unlikely Lead |  |  |  | No | Other |  | Will Inspect meter box at a later date | Unknown | Don't Know | Don't Know |  | Building | Unknown | Unknown | No |  |  | Unknown
13879 | 315 E VEGA DR, HOBBS NM |  | No | No | Unknown - Unlikely Lead | Don't Know |  |  |  | No | Other |  | Will Inspect meter box at a later date | Unknown - Unlikely Lead |  |  |  | No | Other |  | Will Inspect meter box at a later date | Unknown | Don't Know | Don't Know |  | Building | Unknown | Unknown | No |  |  | Unknown
3429 | 520 N CECIL ST, HOBBS NM |  | No | No | Unknown - Unlikely Lead | Don't Know |  |  |  | No | Other |  | Will Inspect meter box at a later date | Unknown - Unlikely Lead |  |  |  | No | Other |  | Will Inspect meter box at a later date | Unknown | Don't Know | Don't Know |  | Building | Unknown | Unknown | No |  |  | Unknown
14265 | 900 E YESO DR #5, HOBBS NM |  | No | No | Unknown - Unlikely Lead | Don't Know |  |  |  | No | Other |  | Will Inspect meter box at a later date | Unknown - Unlikely Lead |  |  |  | No | Other |  | Will Inspect meter box at a later date | Unknown | Don't Know | Don't Know |  | Building | Unknown | Unknown | No |  |  | Unknown
4118 | 705 W COMMANCHE DR, HOBBS NM |  | No | No | Unknown - Unlikely Lead | Don't Know |  |  |  | No | Other |  | Will Inspect meter box at a later date | Unknown - Unlikely Lead |  |  |  | No | Other |  | Will Inspect meter box at a later date | Unknown | Don't Know | Don't Know |  | Building | Unknown | Unknown | No |  |  | Unknown
14472 | 1134 ZUNI ST, HOBBS NM |  | No | No | Unknown - Unlikely Lead | Don't Know |  |  |  | No | Other |  | Will Inspect meter box at a later date | Unknown - Unlikely Lead |  |  |  | No | Other |  | Will Inspect meter box at a later date | Unknown | Don't Know | Don't Know |  | Building | Unknown | Unknown | No |  |  | Unknown
1543 | 1818 N BLANCO DR, HOBBS NM |  | No | No | Unknown - Unlikely Lead | Don't Know |  |  |  | No | Other |  | Will Inspect meter box at a later date | Unknown - Unlikely Lead |  |  |  | No | Other |  | Will Inspect meter box at a later date | Unknown | Don't Know | Don't Know |  | Building | Unknown | Unknown | No |  |  | Unknown
1602 | 2127 N BRECKON DR, HOBBS NM |  | No | No | Unknown - Unlikely Lead | Don't Know |  |  |  | No | Other |  | Will Inspect meter box at a later date | Unknown - Unlikely Lead |  |  |  | No | Other |  | Will Inspect meter box at a later date | Unknown | Don't Know | Don't Know |  | Building | Unknown | Unknown | No |  |  | Unknown
2941 | 3901 N CENTRAL F 204, HOBBS NM |  | No | No | Non-Lead - Plastic | No | 2009 | 3/4 | Field inspection only with no records | Yes | Visual inspection at the meter pit | 05/26/2024 00:00:00 |  | Non-Lead - Plastic | 2009 | 3/4 | Installation date after lead ban | Yes | Visual inspection at the meter pit | 05/26/2024 00:00:00 |  | Non-Lead | No | No |  | Single Family Residence |  | No | No |  |  | Non-Lead
4460 | 510 N DAL PASO ST, HOBBS NM |  | No | No | Unknown - Unlikely Lead | Don't Know |  |  |  | No | Other |  | Will Inspect meter box at a later date | Unknown - Unlikely Lead |  |  |  | No | Other |  | Will Inspect meter box at a later date | Unknown | Don't Know | Don't Know |  | Building | Unknown | Unknown | No |  |  | Unknown
3510 | 209 S CECIL ST, HOBBS NM |  | No | No | Unknown - Unlikely Lead | Don't Know |  |  |  | No | Other |  | Will Inspect meter box at a later date | Unknown - Unlikely Lead |  |  |  | No | Other |  | Will Inspect meter box at a later date | Unknown | Don't Know | Don't Know |  | Building | Unknown | Unknown | No |  |  | Unknown
3471 | 308 N CECIL ST, HOBBS NM |  | No | No | Unknown - Unlikely Lead | Don't Know |  |  |  | No | Other |  | Will Inspect meter box at a later date | Unknown - Unlikely Lead |  |  |  | No | Other |  | Will Inspect meter box at a later date | Unknown | Don't Know | Don't Know |  | Building | Unknown | Unknown | No |  |  | Unknown
4346 | 3419 N DAL PASO BLD 20 B, HOBBS NM |  | No | No | Non-Lead - Plastic | No | 2020 | 3/4 | Field inspection only with no records | Yes | Visual inspection at the meter pit | 05/26/2024 00:00:00 |  | Non-Lead - Plastic |  | 3/4 | Installation date after lead ban | Yes | Visual inspection at the meter pit | 05/26/2024 00:00:00 |  | Non-Lead | No | No |  | Single Family Residence |  | No | No |  |  | Non-Lead
3936 | 1319 W CALLE SUR ST, HOBBS NM |  | No | No | Unknown - Unlikely Lead | Don't Know |  |  |  | No | Other |  | Will Inspect meter box at a later date | Unknown - Unlikely Lead |  |  |  | No | Other |  | Will Inspect meter box at a later date | Unknown | Don't Know | Don't Know |  | Building | Unknown | Unknown | No |  |  | Unknown
37 | 820 S 6TH ST, HOBBS NM |  | No | No | Unknown - Unlikely Lead | Don't Know |  |  |  | No | Other |  | Will Inspect meter box at a later date | Unknown - Unlikely Lead |  |  |  | No | Other |  | Will Inspect meter box at a later date | Unknown | Don't Know | Don't Know |  | Building | Unknown | Unknown | No |  |  | Unknown
3146 | 3901 N CENTRAL B 103, HOBBS NM |  | No | No | Non-Lead - Plastic | No | 2009 | 3/4 | Field inspection only with no records | Yes | Visual inspection at the meter pit | 05/26/2024 00:00:00 |  | Non-Lead - Plastic | 2009 | 3/4 | Installation date after lead ban | Yes | Visual inspection at the meter pit | 05/26/2024 00:00:00 |  | Non-Lead | No | No |  | Single Family Residence |  | No | No |  |  | Non-Lead
2798 | 1221 W COPPER AVE, HOBBS NM |  | No | No | Unknown - Unlikely Lead | Don't Know |  |  |  | No | Other |  | Will Inspect meter box at a later date | Unknown - Unlikely Lead |  |  |  | No | Other |  | Will Inspect meter box at a later date | Unknown | Don't Know | Don't Know |  | Building | Unknown | Unknown | No |  |  | Unknown
13857 | 1814 N VEGA, HOBBS NM |  | No | No | Unknown - Unlikely Lead | Don't Know |  |  |  | No | Other |  | Will Inspect meter box at a later date | Unknown - Unlikely Lead |  |  |  | No | Other |  | Will Inspect meter box at a later date | Unknown | Don't Know | Don't Know |  | Building | Unknown | Unknown | No |  |  | Unknown
3575 | 511 N COLEMAN ST, HOBBS NM |  | No | No | Unknown - Unlikely Lead | Don't Know |  |  |  | No | Other |  | Will Inspect meter box at a later date | Unknown - Unlikely Lead |  |  |  | No | Other |  | Will Inspect meter box at a later date | Unknown | Don't Know | Don't Know |  | Building | Unknown | Unknown | No |  |  | Unknown
459 | 324 W ALTO DR, HOBBS NM |  | No | No | Unknown - Unlikely Lead | Don't Know |  |  |  | No | Other |  | Will Inspect meter box at a later date | Unknown - Unlikely Lead |  |  |  | No | Other |  | Will Inspect meter box at a later date | Unknown | Don't Know | Don't Know |  | Building | Unknown | Unknown | No |  |  | Unknown
3539 | 1528 N COLEMAN ST, HOBBS NM |  | No | No | Unknown - Unlikely Lead | Don't Know |  |  |  | No | Other |  | Will Inspect meter box at a later date | Unknown - Unlikely Lead |  |  |  | No | Other |  | Will Inspect meter box at a later date | Unknown | Don't Know | Don't Know |  | Building | Unknown | Unknown | No |  |  | Unknown
1510 | 1839 N BRAZOS AVE, HOBBS NM |  | No | No | Unknown - Unlikely Lead | Don't Know |  |  |  | No | Other |  | Will Inspect meter box at a later date | Unknown - Unlikely Lead |  |  |  | No | Other |  | Will Inspect meter box at a later date | Unknown | Don't Know | Don't Know |  | Building | Unknown | Unknown | No |  |  | Unknown
2943 | 3901 N CENTRAL F 302, HOBBS NM |  | No | No | Non-Lead - Plastic | No | 2009 | 3/4 | Field inspection only with no records | Yes | Visual inspection at the meter pit | 05/26/2024 00:00:00 |  | Non-Lead - Plastic | 2009 | 3/4 | Installation date after lead ban | Yes | Visual inspection at the meter pit | 05/26/2024 00:00:00 |  | Non-Lead | No | No |  | Single Family Residence |  | No | No |  |  | Non-Lead
13968 | 1507 E WHITE ST, HOBBS NM |  | No | No | Unknown - Unlikely Lead | Don't Know |  |  |  | No | Other |  | Will Inspect meter box at a later date | Unknown - Unlikely Lead |  |  |  | No | Other |  | Will Inspect meter box at a later date | Unknown | Don't Know | Don't Know |  | Building | Unknown | Unknown | No |  |  | Unknown
4364 | 3419 N DAL PASO BLD 7 A, HOBBS NM |  | No | No | Non-Lead - Plastic | No | 2020 | 3/4 | Field inspection only with no records | Yes | Visual inspection at the meter pit | 05/26/2024 00:00:00 |  | Non-Lead - Plastic |  | 3/4 | Installation date after lead ban | Yes | Visual inspection at the meter pit | 05/26/2024 00:00:00 |  | Non-Lead | No | No |  | Single Family Residence |  | No | No |  |  | Non-Lead
13958 | 420 E WHITE ST, HOBBS NM |  | No | No | Unknown - Unlikely Lead | Don't Know |  |  |  | No | Other |  | Will Inspect meter box at a later date | Unknown - Unlikely Lead |  |  |  | No | Other |  | Will Inspect meter box at a later date | Unknown | Don't Know | Don't Know |  | Building | Unknown | Unknown | No |  |  | Unknown
4496 | 1723 S DAL PASO ST, HOBBS NM |  | No | No | Unknown - Unlikely Lead | Don't Know |  |  |  | No | Other |  | Will Inspect meter box at a later date | Unknown - Unlikely Lead |  |  |  | No | Other |  | Will Inspect meter box at a later date | Unknown | Don't Know | Don't Know |  | Building | Unknown | Unknown | No |  |  | Unknown
3071 | 3901 N CENTRAL D 301, HOBBS NM |  | No | No | Non-Lead - Plastic | No | 2009 | 3/4 | Field inspection only with no records | Yes | Visual inspection at the meter pit | 05/26/2024 00:00:00 |  | Non-Lead - Plastic | 2009 | 3/4 | Installation date after lead ban | Yes | Visual inspection at the meter pit | 05/26/2024 00:00:00 |  | Non-Lead | No | No |  | Single Family Residence |  | No | No |  |  | Non-Lead
3818 | 1601 CORDOBA LN, HOBBS NM |  | No | No | Unknown - Unlikely Lead | Don't Know |  |  |  | No | Other |  | Will Inspect meter box at a later date | Unknown - Unlikely Lead |  |  |  | No | Other |  | Will Inspect meter box at a later date | Unknown | Don't Know | Don't Know |  | Building | Unknown | Unknown | No |  |  | Unknown
4431 | 3419 N DAL PASO BLD 15 A, HOBBS NM |  | No | No | Non-Lead - Plastic | No | 2020 | 3/4 | Field inspection only with no records | Yes | Visual inspection at the meter pit | 05/26/2024 00:00:00 |  | Non-Lead - Plastic |  | 3/4 | Installation date after lead ban | Yes | Visual inspection at the meter pit | 05/26/2024 00:00:00 |  | Non-Lead | No | No |  | Single Family Residence |  | No | No |  |  | Non-Lead
14190 | 614 E YESO DR, HOBBS NM |  | No | No | Unknown - Unlikely Lead | Don't Know |  |  |  | No | Other |  | Will Inspect meter box at a later date | Unknown - Unlikely Lead |  |  |  | No | Other |  | Will Inspect meter box at a later date | Unknown | Don't Know | Don't Know |  | Building | Unknown | Unknown | No |  |  | Unknown
2175 | 309 E CASTLE AVE, HOBBS NM |  | No | No | Unknown - Unlikely Lead | Don't Know |  |  |  | No | Other |  | Will Inspect meter box at a later date | Unknown - Unlikely Lead |  |  |  | No | Other |  | Will Inspect meter box at a later date | Unknown | Don't Know | Don't Know |  | Building | Unknown | Unknown | No |  |  | Unknown
4179 | 4124 N CORTEZ ST, HOBBS NM |  | No | No | Unknown - Unlikely Lead | Don't Know |  |  |  | No | Other |  | Will Inspect meter box at a later date | Unknown - Unlikely Lead |  |  |  | No | Other |  | Will Inspect meter box at a later date | Unknown | Don't Know | Don't Know |  | Building | Unknown | Unknown | No |  |  | Unknown
2974 | 3901 N CENTRAL M 101, HOBBS NM |  | No | No | Non-Lead - Plastic | No | 2009 | 3/4 | Field inspection only with no records | Yes | Visual inspection at the meter pit | 05/26/2024 00:00:00 |  | Non-Lead - Plastic | 2009 | 3/4 | Installation date after lead ban | Yes | Visual inspection at the meter pit | 05/26/2024 00:00:00 |  | Non-Lead | No | No |  | Single Family Residence |  | No | No |  |  | Non-Lead
2559 | 516 W CAIN ST, HOBBS NM |  | No | No | Unknown - Unlikely Lead | Don't Know |  |  |  | No | Other |  | Will Inspect meter box at a later date | Unknown - Unlikely Lead |  |  |  | No | Other |  | Will Inspect meter box at a later date | Unknown | Don't Know | Don't Know |  | Building | Unknown | Unknown | No |  |  | Unknown
4331 | 3419 N DAL PASO BLD 11 A, HOBBS NM |  | No | No | Non-Lead - Plastic | No | 2020 | 3/4 | Field inspection only with no records | Yes | Visual inspection at the meter pit | 05/26/2024 00:00:00 |  | Non-Lead - Plastic |  | 3/4 | Installation date after lead ban | Yes | Visual inspection at the meter pit | 05/26/2024 00:00:00 |  | Non-Lead | No | No |  | Single Family Residence |  | No | No |  |  | Non-Lead
3171 | 3901 N CENTRAL K 105, HOBBS NM |  | No | No | Non-Lead - Plastic | No | 2009 | 3/4 | Field inspection only with no records | Yes | Visual inspection at the meter pit | 05/26/2024 00:00:00 |  | Non-Lead - Plastic | 2009 | 3/4 | Installation date after lead ban | Yes | Visual inspection at the meter pit | 05/26/2024 00:00:00 |  | Non-Lead | No | No |  | Single Family Residence |  | No | No |  |  | Non-Lead
1412 | 423 W BYERS ST, HOBBS NM |  | No | No | Unknown - Unlikely Lead | Don't Know |  |  |  | No | Other |  | Will Inspect meter box at a later date | Unknown - Unlikely Lead |  |  |  | No | Other |  | Will Inspect meter box at a later date | Unknown | Don't Know | Don't Know |  | Building | Unknown | Unknown | No |  |  | Unknown
14417 | 407 E YUCCA ST, HOBBS NM |  | No | No | Unknown - Unlikely Lead | Don't Know |  |  |  | No | Other |  | Will Inspect meter box at a later date | Unknown - Unlikely Lead |  |  |  | No | Other |  | Will Inspect meter box at a later date | Unknown | Don't Know | Don't Know |  | Building | Unknown | Unknown | No |  |  | Unknown
3875 | 4016 N CALLE GRANDE, HOBBS NM |  | No | No | Unknown - Unlikely Lead | Don't Know |  |  |  | No | Other |  | Will Inspect meter box at a later date | Unknown - Unlikely Lead |  |  |  | No | Other |  | Will Inspect meter box at a later date | Unknown | Don't Know | Don't Know |  | Building | Unknown | Unknown | No |  |  | Unknown
14063 | 339 W WOLFCAMP DR, HOBBS NM |  | No | No | Unknown - Unlikely Lead | Don't Know |  |  |  | No | Other |  | Will Inspect meter box at a later date | Unknown - Unlikely Lead |  |  |  | No | Other |  | Will Inspect meter box at a later date | Unknown | Don't Know | Don't Know |  | Building | Unknown | Unknown | No |  |  | Unknown
245 | 1001 E ALBERTSON DR, HOBBS NM |  | No | No | Unknown - Unlikely Lead | Don't Know |  |  |  | No | Other |  | Will Inspect meter box at a later date | Unknown - Unlikely Lead |  |  |  | No | Other |  | Will Inspect meter box at a later date | Unknown | Don't Know | Don't Know |  | Building | Unknown | Unknown | No |  |  | Unknown
2853 | 111 E CLEARFORK DR, HOBBS NM |  | No | No | Non-Lead - Plastic | Don't Know |  | 1 | Field inspection only with no records | Yes | Visual inspection at the meter pit | 08/13/2024 00:00:00 |  | Non-Lead - Plastic |  | 1 | Field inspection only with no records | Yes | Visual inspection at the meter pit | 08/13/2024 00:00:00 |  | Non-Lead | No | Don't Know |  | Single Family Residence |  | No | No |  |  | Non-Lead
1370 | 1321 E BYERS ST, HOBBS NM |  | No | No | Unknown - Unlikely Lead | Don't Know |  |  |  | No | Other |  | Will Inspect meter box at a later date | Unknown - Unlikely Lead |  |  |  | No | Other |  | Will Inspect meter box at a later date | Unknown | Don't Know | Don't Know |  | Building | Unknown | Unknown | No |  |  | Unknown
2903 | 3901 N CENTRAL O 205, HOBBS NM |  | No | No | Non-Lead - Plastic | No | 2009 | 3/4 | Field inspection only with no records | Yes | Visual inspection at the meter pit | 05/26/2024 00:00:00 |  | Non-Lead - Plastic | 2009 | 3/4 | Installation date after lead ban | Yes | Visual inspection at the meter pit | 05/26/2024 00:00:00 |  | Non-Lead | No | No |  | Single Family Residence |  | No | No |  |  | Non-Lead
2039 | 107 E CLINTON ST, HOBBS NM |  | No | No | Unknown - Unlikely Lead | Don't Know |  |  |  | No | Other |  | Will Inspect meter box at a later date | Unknown - Unlikely Lead |  |  |  | No | Other |  | Will Inspect meter box at a later date | Unknown | Don't Know | Don't Know |  | Building | Unknown | Unknown | No |  |  | Unknown
1669 | 1702 N BRECKON DR, HOBBS NM |  | No | No | Unknown - Unlikely Lead | Don't Know |  |  |  | No | Other |  | Will Inspect meter box at a later date | Unknown - Unlikely Lead |  |  |  | No | Other |  | Will Inspect meter box at a later date | Unknown | Don't Know | Don't Know |  | Building | Unknown | Unknown | No |  |  | Unknown
211 | 409 E ALBERTSON DR, HOBBS NM |  | No | No | Unknown - Unlikely Lead | Don't Know |  |  |  | No | Other |  | Will Inspect meter box at a later date | Unknown - Unlikely Lead |  |  |  | No | Other |  | Will Inspect meter box at a later date | Unknown | Don't Know | Don't Know |  | Building | Unknown | Unknown | No |  |  | Unknown
4317 | 3320 N DAL PASO ST #1, HOBBS NM |  | No | No | Non-Lead - Plastic | No | 1986 | 3/4 | Field inspection only with no records | Yes | Visual inspection at the meter pit | 05/26/2024 00:00:00 |  | Non-Lead - Plastic |  | 3/4 | Installation date after lead ban | Yes | Visual inspection at the meter pit | 05/26/2024 00:00:00 |  | Non-Lead | No | No |  | Single Family Residence |  | No | No |  |  | Non-Lead
3724 | 1118 E CIMARRON RD, HOBBS NM |  | No | No | Unknown - Unlikely Lead | Don't Know |  |  |  | No | Other |  | Will Inspect meter box at a later date | Unknown - Unlikely Lead |  |  |  | No | Other |  | Will Inspect meter box at a later date | Unknown | Don't Know | Don't Know |  | Building | Unknown | Unknown | No |  |  | Unknown
2554 | 418-A W CAIN ST, HOBBS NM |  | No | No | Unknown - Unlikely Lead | Don't Know |  |  |  | No | Other |  | Will Inspect meter box at a later date | Unknown - Unlikely Lead |  |  |  | No | Other |  | Will Inspect meter box at a later date | Unknown | Don't Know | Don't Know |  | Building | Unknown | Unknown | No |  |  | Unknown
1727 | 1308 N BRECKON DR, HOBBS NM |  | No | No | Unknown - Unlikely Lead | Don't Know |  |  |  | No | Other |  | Will Inspect meter box at a later date | Unknown - Unlikely Lead |  |  |  | No | Other |  | Will Inspect meter box at a later date | Unknown | Don't Know | Don't Know |  | Building | Unknown | Unknown | No |  |  | Unknown
1955 | 2216 E BOND ST, HOBBS NM |  | No | No | Unknown - Unlikely Lead | Don't Know |  |  |  | No | Other |  | Will Inspect meter box at a later date | Unknown - Unlikely Lead |  |  |  | No | Other |  | Will Inspect meter box at a later date | Unknown | Don't Know | Don't Know |  | Building | Unknown | Unknown | No |  |  | Unknown
1375 | 504 E BYERS ST, HOBBS NM |  | No | No | Unknown - Unlikely Lead | Don't Know |  |  |  | No | Other |  | Will Inspect meter box at a later date | Unknown - Unlikely Lead |  |  |  | No | Other |  | Will Inspect meter box at a later date | Unknown | Don't Know | Don't Know |  | Building | Unknown | Unknown | No |  |  | Unknown
1661 | 1727 N BRECKON DR, HOBBS NM |  | No | No | Unknown - Unlikely Lead | Don't Know |  |  |  | No | Other |  | Will Inspect meter box at a later date | Unknown - Unlikely Lead |  |  |  | No | Other |  | Will Inspect meter box at a later date | Unknown | Don't Know | Don't Know |  | Building | Unknown | Unknown | No |  |  | Unknown
3043 | 3901 N CENTRAL M 205, HOBBS NM |  | No | No | Non-Lead - Plastic | No | 2009 | 3/4 | Field inspection only with no records | Yes | Visual inspection at the meter pit | 05/26/2024 00:00:00 |  | Non-Lead - Plastic | 2009 | 3/4 | Installation date after lead ban | Yes | Visual inspection at the meter pit | 05/26/2024 00:00:00 |  | Non-Lead | No | No |  | Single Family Residence |  | No | No |  |  | Non-Lead
3953 | 1514-A W CALLE SUR ST, HOBBS NM |  | No | No | Unknown - Unlikely Lead | Don't Know |  |  |  | No | Other |  | Will Inspect meter box at a later date | Unknown - Unlikely Lead |  |  |  | No | Other |  | Will Inspect meter box at a later date | Unknown | Don't Know | Don't Know |  | Building | Unknown | Unknown | No |  |  | Unknown
3385 | 1111 W CAPROCK ST, HOBBS NM |  | No | No | Unknown - Unlikely Lead | Don't Know |  |  |  | No | Other |  | Will Inspect meter box at a later date | Unknown - Unlikely Lead |  |  |  | No | Other |  | Will Inspect meter box at a later date | Unknown | Don't Know | Don't Know |  | Building | Unknown | Unknown | No |  |  | Unknown
2855 | 107 E CLEARFORK DR, HOBBS NM |  | No | No | Unknown - Unlikely Lead | Don't Know |  |  |  | No | Other |  | Will Inspect meter box at a later date | Unknown - Unlikely Lead |  |  |  | No | Other |  | Will Inspect meter box at a later date | Unknown | Don't Know | Don't Know |  | Building | Unknown | Unknown | No |  |  | Unknown
2396 | 1808 S COCHRAN ST, HOBBS NM |  | No | No | Unknown - Unlikely Lead | Don't Know |  |  |  | No | Other |  | Will Inspect meter box at a later date | Unknown - Unlikely Lead |  |  |  | No | Other |  | Will Inspect meter box at a later date | Unknown | Don't Know | Don't Know |  | Building | Unknown | Unknown | No |  |  | Unknown
283 | 2701 N ALBERTSON DR, HOBBS NM |  | No | No | Unknown - Unlikely Lead | Don't Know |  |  |  | No | Other |  | Will Inspect meter box at a later date | Unknown - Unlikely Lead |  |  |  | No | Other |  | Will Inspect meter box at a later date | Unknown | Don't Know | Don't Know |  | Building | Unknown | Unknown | No |  |  | Unknown
3652 | 1716 N CHAMA DR, HOBBS NM |  | No | No | Unknown - Unlikely Lead | Don't Know |  |  |  | No | Other |  | Will Inspect meter box at a later date | Unknown - Unlikely Lead |  |  |  | No | Other |  | Will Inspect meter box at a later date | Unknown | Don't Know | Don't Know |  | Building | Unknown | Unknown | No |  |  | Unknown
14114 | 317 S WILLOW ST, HOBBS NM |  | No | No | Unknown - Unlikely Lead | Don't Know |  |  |  | No | Other |  | Will Inspect meter box at a later date | Unknown - Unlikely Lead |  |  |  | No | Other |  | Will Inspect meter box at a later date | Unknown | Don't Know | Don't Know |  | Building | Unknown | Unknown | No |  |  | Unknown
3687 | 1626 N CHAMA DR, HOBBS NM |  | No | No | Unknown - Unlikely Lead | Don't Know |  |  |  | No | Other |  | Will Inspect meter box at a later date | Unknown - Unlikely Lead |  |  |  | No | Other |  | Will Inspect meter box at a later date | Unknown | Don't Know | Don't Know |  | Building | Unknown | Unknown | No |  |  | Unknown
3912 | 4108 N CALLE GRANDE, HOBBS NM |  | No | No | Unknown - Unlikely Lead | Don't Know |  |  |  | No | Other |  | Will Inspect meter box at a later date | Unknown - Unlikely Lead |  |  |  | No | Other |  | Will Inspect meter box at a later date | Unknown | Don't Know | Don't Know |  | Building | Unknown | Unknown | No |  |  | Unknown
13815 | 2820 N VISTA DR, HOBBS NM |  | No | No | Unknown - Unlikely Lead | Don't Know |  |  |  | No | Other |  | Will Inspect meter box at a later date | Unknown - Unlikely Lead |  |  |  | No | Other |  | Will Inspect meter box at a later date | Unknown | Don't Know | Don't Know |  | Building | Unknown | Unknown | No |  |  | Unknown
1527 | 1526 N BRAZOS AVE, HOBBS NM |  | No | No | Unknown - Unlikely Lead | Don't Know |  |  |  | No | Other |  | Will Inspect meter box at a later date | Unknown - Unlikely Lead |  |  |  | No | Other |  | Will Inspect meter box at a later date | Unknown | Don't Know | Don't Know |  | Building | Unknown | Unknown | No |  |  | Unknown
3475 | 304 N CECIL ST, HOBBS NM |  | No | No | Unknown - Unlikely Lead | Don't Know |  |  |  | No | Other |  | Will Inspect meter box at a later date | Unknown - Unlikely Lead |  |  |  | No | Other |  | Will Inspect meter box at a later date | Unknown | Don't Know | Don't Know |  | Building | Unknown | Unknown | No |  |  | Unknown
4568 | 5307 W DARK HORSE RD, HOBBS NM |  | No | No | Non-Lead - Plastic | No | 2015 | 3/4 | Field inspection only with no records | Yes | Visual inspection at the meter pit | 05/26/2024 00:00:00 |  | Non-Lead - Plastic | 2015 | 3/4 | Installation date after lead ban | Yes | Visual inspection at the meter pit | 05/26/2024 00:00:00 |  | Non-Lead | No | No |  | Single Family Residence |  | No | No |  |  | Non-Lead
3339 | 916 W CAPROCK ST, HOBBS NM |  | No | No | Unknown - Unlikely Lead | Don't Know |  |  |  | No | Other |  | Will Inspect meter box at a later date | Unknown - Unlikely Lead |  |  |  | No | Other |  | Will Inspect meter box at a later date | Unknown | Don't Know | Don't Know |  | Building | Unknown | Unknown | No |  |  | Unknown
14497 | 430 E ZIA DR, HOBBS NM |  | No | No | Unknown - Unlikely Lead | Don't Know |  |  |  | No | Other |  | Will Inspect meter box at a later date | Unknown - Unlikely Lead |  |  |  | No | Other |  | Will Inspect meter box at a later date | Unknown | Don't Know | Don't Know |  | Building | Unknown | Unknown | No |  |  | Unknown
3262 | 407 W COCHITI AVE, HOBBS NM |  | No | No | Unknown - Unlikely Lead | Don't Know |  |  |  | No | Other |  | Will Inspect meter box at a later date | Unknown - Unlikely Lead |  |  |  | No | Other |  | Will Inspect meter box at a later date | Unknown | Don't Know | Don't Know |  | Building | Unknown | Unknown | No |  |  | Unknown
2610 | 2115 N CIELO DR, HOBBS NM |  | No | No | Unknown - Unlikely Lead | Don't Know |  |  |  | No | Other |  | Will Inspect meter box at a later date | Unknown - Unlikely Lead |  |  |  | No | Other |  | Will Inspect meter box at a later date | Unknown | Don't Know | Don't Know |  | Building | Unknown | Unknown | No |  |  | Unknown
4007 | 1422 N COBB DR, HOBBS NM |  | No | No | Unknown - Unlikely Lead | Don't Know |  |  |  | No | Other |  | Will Inspect meter box at a later date | Unknown - Unlikely Lead |  |  |  | No | Other |  | Will Inspect meter box at a later date | Unknown | Don't Know | Don't Know |  | Building | Unknown | Unknown | No |  |  | Unknown
3253 | 1208 W COCHITI AVE, HOBBS NM |  | No | No | Unknown - Unlikely Lead | Don't Know |  |  |  | No | Other |  | Will Inspect meter box at a later date | Unknown - Unlikely Lead |  |  |  | No | Other |  | Will Inspect meter box at a later date | Unknown | Don't Know | Don't Know |  | Building | Unknown | Unknown | No |  |  | Unknown
4372 | 2418 N DAL PASO ST, HOBBS NM |  | No | No | Unknown - Unlikely Lead | Don't Know |  |  |  | No | Other |  | Will Inspect meter box at a later date | Unknown - Unlikely Lead |  |  |  | No | Other |  | Will Inspect meter box at a later date | Unknown | Don't Know | Don't Know |  | Building | Unknown | Unknown | No |  |  | Unknown
1494 | 1906 N BRAZOS AVE, HOBBS NM |  | No | No | Unknown - Unlikely Lead | Don't Know |  |  |  | No | Other |  | Will Inspect meter box at a later date | Unknown - Unlikely Lead |  |  |  | No | Other |  | Will Inspect meter box at a later date | Unknown | Don't Know | Don't Know |  | Building | Unknown | Unknown | No |  |  | Unknown
1428 | 5000 N BREANNA, HOBBS NM |  | No | No | Non-Lead - Plastic |  | 2008 | 1 | Installation date after lead ban | No | Other |  | Newer Construction, verified by GIS Mapping | Non-Lead - Plastic | 2008 | 1 | Installation date after lead ban | No | Other |  | Newer Construction, verified by GIS Mapping | Non-Lead | No | No |  | Single Family Residence |  | Unknown | No |  |  | Non-Lead
3314 | 527 W COCHITI AVE, HOBBS NM |  | No | No | Unknown - Unlikely Lead | Don't Know |  |  |  | No | Other |  | Will Inspect meter box at a later date | Unknown - Unlikely Lead |  |  |  | No | Other |  | Will Inspect meter box at a later date | Unknown | Don't Know | Don't Know |  | Building | Unknown | Unknown | No |  |  | Unknown
14465 | 1100 N YUCCA ST, HOBBS NM |  | No | No | Unknown - Unlikely Lead | Don't Know |  |  |  | No | Other |  | Will Inspect meter box at a later date | Unknown - Unlikely Lead |  |  |  | No | Other |  | Will Inspect meter box at a later date | Unknown | Don't Know | Don't Know |  | Building | Unknown | Unknown | No |  |  | Unknown
14181 | 2708 N WEST COUNTY RD, HOBBS NM |  | No | No | Unknown - Unlikely Lead | Don't Know |  |  |  | No | Other |  | Will Inspect meter box at a later date | Unknown - Unlikely Lead |  |  |  | No | Other |  | Will Inspect meter box at a later date | Unknown | Don't Know | Don't Know |  | Building | Unknown | Unknown | No |  |  | Unknown
1485 | 1909 N BRAZOS AVE, HOBBS NM |  | No | No | Unknown - Unlikely Lead | Don't Know |  |  |  | No | Other |  | Will Inspect meter box at a later date | Unknown - Unlikely Lead |  |  |  | No | Other |  | Will Inspect meter box at a later date | Unknown | Don't Know | Don't Know |  | Building | Unknown | Unknown | No |  |  | Unknown
3940 | 1614-C W CALLE SUR ST, HOBBS NM |  | No | No | Unknown - Unlikely Lead | Don't Know |  |  |  | No | Other |  | Will Inspect meter box at a later date | Unknown - Unlikely Lead |  |  |  | No | Other |  | Will Inspect meter box at a later date | Unknown | Don't Know | Don't Know |  | Building | Unknown | Unknown | No |  |  | Unknown
4348 | 1918 N DAL PASO ST, HOBBS NM |  | No | No | Unknown - Unlikely Lead | Don't Know |  |  |  | No | Other |  | Will Inspect meter box at a later date | Unknown - Unlikely Lead |  |  |  | No | Other |  | Will Inspect meter box at a later date | Unknown | Don't Know | Don't Know |  | Building | Unknown | Unknown | No |  |  | Unknown
14124 | 212 S WILLOW ST, HOBBS NM |  | No | No | Unknown - Unlikely Lead | Don't Know |  |  |  | No | Other |  | Will Inspect meter box at a later date | Unknown - Unlikely Lead |  |  |  | No | Other |  | Will Inspect meter box at a later date | Unknown | Don't Know | Don't Know |  | Building | Unknown | Unknown | No |  |  | Unknown
4626 | 121 N DALMONT ST, HOBBS NM |  | No | No | Unknown - Unlikely Lead | Don't Know |  |  |  | No | Other |  | Will Inspect meter box at a later date | Unknown - Unlikely Lead |  |  |  | No | Other |  | Will Inspect meter box at a later date | Unknown | Don't Know | Don't Know |  | Building | Unknown | Unknown | No |  |  | Unknown
3735 | 1033 E CIMARRON CT, HOBBS NM |  | No | No | Unknown - Unlikely Lead | Don't Know |  |  |  | No | Other |  | Will Inspect meter box at a later date | Unknown - Unlikely Lead |  |  |  | No | Other |  | Will Inspect meter box at a later date | Unknown | Don't Know | Don't Know |  | Building | Unknown | Unknown | No |  |  | Unknown
3784 | 1419 W CAMINO DEL ARCO, HOBBS NM |  | No | No | Unknown - Unlikely Lead | Don't Know |  |  |  | No | Other |  | Will Inspect meter box at a later date | Unknown - Unlikely Lead |  |  |  | No | Other |  | Will Inspect meter box at a later date | Unknown | Don't Know | Don't Know |  | Building | Unknown | Unknown | No |  |  | Unknown
2856 | 101 E CLEARFORK DR, HOBBS NM |  | No | No | Unknown - Unlikely Lead | Don't Know |  |  |  | No | Other |  | Will Inspect meter box at a later date | Unknown - Unlikely Lead |  |  |  | No | Other |  | Will Inspect meter box at a later date | Unknown | Don't Know | Don't Know |  | Building | Unknown | Unknown | No |  |  | Unknown
3398 | 1413 W CAPROCK ST, HOBBS NM |  | No | No | Unknown - Unlikely Lead | Don't Know |  |  |  | No | Other |  | Will Inspect meter box at a later date | Unknown - Unlikely Lead |  |  |  | No | Other |  | Will Inspect meter box at a later date | Unknown | Don't Know | Don't Know |  | Building | Unknown | Unknown | No |  |  | Unknown
14375 | 1530 YESO CIR, HOBBS NM |  | No | No | Unknown - Unlikely Lead | Don't Know |  |  |  | No | Other |  | Will Inspect meter box at a later date | Unknown - Unlikely Lead |  |  |  | No | Other |  | Will Inspect meter box at a later date | Unknown | Don't Know | Don't Know |  | Building | Unknown | Unknown | No |  |  | Unknown
2998 | 3901 N CENTRAL O 103, HOBBS NM |  | No | No | Non-Lead - Plastic | No | 2009 | 3/4 | Field inspection only with no records | Yes | Visual inspection at the meter pit | 05/26/2024 00:00:00 |  | Non-Lead - Plastic | 2009 | 3/4 | Installation date after lead ban | Yes | Visual inspection at the meter pit | 05/26/2024 00:00:00 |  | Non-Lead | No | No |  | Single Family Residence |  | No | No |  |  | Non-Lead
3483 | 303 N CECIL ST, HOBBS NM |  | No | No | Unknown - Unlikely Lead | Don't Know |  |  |  | No | Other |  | Will Inspect meter box at a later date | Unknown - Unlikely Lead |  |  |  | No | Other |  | Will Inspect meter box at a later date | Unknown | Don't Know | Don't Know |  | Building | Unknown | Unknown | No |  |  | Unknown
14056 | 912 E WALKER DR, HOBBS NM |  | No | No | Unknown - Unlikely Lead | Don't Know |  |  |  | No | Other |  | Will Inspect meter box at a later date | Unknown - Unlikely Lead |  |  |  | No | Other |  | Will Inspect meter box at a later date | Unknown | Don't Know | Don't Know |  | Building | Unknown | Unknown | No |  |  | Unknown
4527 | 4821 W DARK HORSE RD, HOBBS NM |  | No | No | Non-Lead - Plastic | No | 2015 | 3/4 | Field inspection only with no records | Yes | Visual inspection at the meter pit | 05/26/2024 00:00:00 |  | Non-Lead - Plastic | 2015 | 3/4 | Installation date after lead ban | Yes | Visual inspection at the meter pit | 05/26/2024 00:00:00 |  | Non-Lead | No | No |  | Single Family Residence |  | No | No |  |  | Non-Lead
2895 | 3901 N CENTRAL O 101, HOBBS NM |  | No | No | Non-Lead - Plastic | No | 2009 | 3/4 | Field inspection only with no records | Yes | Visual inspection at the meter pit | 05/26/2024 00:00:00 |  | Non-Lead - Plastic | 2009 | 3/4 | Installation date after lead ban | Yes | Visual inspection at the meter pit | 05/26/2024 00:00:00 |  | Non-Lead | No | No |  | Single Family Residence |  | No | No |  |  | Non-Lead
4463 | 223 S DAL PASO ST, HOBBS NM |  | No | No | Unknown - Unlikely Lead | Don't Know |  |  |  | No | Other |  | Will Inspect meter box at a later date | Unknown - Unlikely Lead |  |  |  | No | Other |  | Will Inspect meter box at a later date | Unknown | Don't Know | Don't Know |  | Building | Unknown | Unknown | No |  |  | Unknown
14074 | 112 E WOLFCAMP DR, HOBBS NM |  | No | No | Unknown - Unlikely Lead | Don't Know |  |  |  | No | Other |  | Will Inspect meter box at a later date | Unknown - Unlikely Lead |  |  |  | No | Other |  | Will Inspect meter box at a later date | Unknown | Don't Know | Don't Know |  | Building | Unknown | Unknown | No |  |  | Unknown
2570 | 313 N AVENUE C, HOBBS NM |  | No | No | Unknown - Unlikely Lead | Don't Know |  |  |  | No | Other |  | Will Inspect meter box at a later date | Unknown - Unlikely Lead |  |  |  | No | Other |  | Will Inspect meter box at a later date | Unknown | Don't Know | Don't Know |  | Building | Unknown | Unknown | No |  |  | Unknown
2409 | 321 S CHILDERS, HOBBS NM |  | No | No | Unknown - Unlikely Lead | Don't Know |  |  |  | No | Other |  | Will Inspect meter box at a later date | Unknown - Unlikely Lead |  |  |  | No | Other |  | Will Inspect meter box at a later date | Unknown | Don't Know | Don't Know |  | Building | Unknown | Unknown | No |  |  | Unknown
4202 | 5113 N CARRIAGE RD, HOBBS NM |  | No | No | Unknown - Unlikely Lead | Don't Know |  |  |  | No | Other |  | Will Inspect meter box at a later date | Unknown - Unlikely Lead |  |  |  | No | Other |  | Will Inspect meter box at a later date | Unknown | Don't Know | Don't Know |  | Building | Unknown | Unknown | No |  |  | Unknown
1916 | 1225 West Brittany Drive, Hobbs, NM 88242 |  | No | No | Non-Lead - Plastic | No | 2008 | 1 | Installation date after lead ban | Yes | Other | 03/01/2024 00:00:00 | Newer Construction, verified by GIS Mapping | Non-Lead - Plastic | 2008 | 1 | Installation date after lead ban | No | Other |  | Newer Construction, verified by GIS Mapping |  | No | No |  | Single Family Residence | Unknown | No | No |  |  | Non-Lead | Tier 5 | 32.757507 | -103.151611
3742 | 1042 E CIMARRON CT, HOBBS NM |  | No | No | Unknown - Unlikely Lead | Don't Know |  |  |  | No | Other |  | Will Inspect meter box at a later date | Unknown - Unlikely Lead |  |  |  | No | Other |  | Will Inspect meter box at a later date | Unknown | Don't Know | Don't Know |  | Building | Unknown | Unknown | No |  |  | Unknown
242 | 927 E ALBERTSON DR, HOBBS NM |  | No | No | Unknown - Unlikely Lead | Don't Know |  |  |  | No | Other |  | Will Inspect meter box at a later date | Unknown - Unlikely Lead |  |  |  | No | Other |  | Will Inspect meter box at a later date | Unknown | Don't Know | Don't Know |  | Building | Unknown | Unknown | No |  |  | Unknown
208 | 201 E ALBERTSON DR, HOBBS NM |  | No | No | Unknown - Unlikely Lead | Don't Know |  |  |  | No | Other |  | Will Inspect meter box at a later date | Unknown - Unlikely Lead |  |  |  | No | Other |  | Will Inspect meter box at a later date | Unknown | Don't Know | Don't Know |  | Building | Unknown | Unknown | No |  |  | Unknown
473 | 619 E ABO DR, HOBBS NM |  | No | No | Unknown - Unlikely Lead | Don't Know |  |  |  | No | Other |  | Will Inspect meter box at a later date | Unknown - Unlikely Lead |  |  |  | No | Other |  | Will Inspect meter box at a later date | Unknown | Don't Know | Don't Know |  | Building | Unknown | Unknown | No |  |  | Unknown
4013 | 1809 CATTLE CALL DR, HOBBS NM |  | No | No | Unknown - Unlikely Lead | Don't Know |  |  |  | No | Other |  | Will Inspect meter box at a later date | Unknown - Unlikely Lead |  |  |  | No | Other |  | Will Inspect meter box at a later date | Unknown | Don't Know | Don't Know |  | Building | Unknown | Unknown | No |  |  | Unknown
13720 | 112 W TAYLOR ST, HOBBS NM |  | No | No | Unknown - Unlikely Lead | Don't Know |  |  |  | No | Other |  | Will Inspect meter box at a later date | Unknown - Unlikely Lead |  |  |  | No | Other |  | Will Inspect meter box at a later date | Unknown | Don't Know | Don't Know |  | Building | Unknown | Unknown | No |  |  | Unknown
2347 | 111 S COCHRAN ST, HOBBS NM |  | No | No | Unknown - Unlikely Lead | Don't Know |  |  |  | No | Other |  | Will Inspect meter box at a later date | Unknown - Unlikely Lead |  |  |  | No | Other |  | Will Inspect meter box at a later date | Unknown | Don't Know | Don't Know |  | Building | Unknown | Unknown | No |  |  | Unknown
2051 | 1004 E CLINTON ST, HOBBS NM |  | No | No | Non-Lead - Plastic | Don't Know |  | 3/4 | Field inspection only with no records | Yes | Visual inspection at the meter pit | 09/10/2024 00:00:00 |  | Non-Lead - Plastic |  | 3/4 | Field inspection only with no records | Yes | Visual inspection at the meter pit | 09/10/2024 00:00:00 |  | Non-Lead | No | Don't Know |  | Single Family Residence |  | No | No |  |  | Non-Lead
1456 | 1506 N BRAZOS AVE, HOBBS NM |  | No | No | Unknown - Unlikely Lead | Don't Know |  |  |  | No | Other |  | Will Inspect meter box at a later date | Unknown - Unlikely Lead |  |  |  | No | Other |  | Will Inspect meter box at a later date | Unknown | Don't Know | Don't Know |  | Building | Unknown | Unknown | No |  |  | Unknown
1376 | 418 E BYERS ST, HOBBS NM |  | No | No | Unknown - Unlikely Lead | Don't Know |  |  |  | No | Other |  | Will Inspect meter box at a later date | Unknown - Unlikely Lead |  |  |  | No | Other |  | Will Inspect meter box at a later date | Unknown | Don't Know | Don't Know |  | Building | Unknown | Unknown | No |  |  | Unknown
2111 | 410 W CLINTON ST, HOBBS NM |  | No | No | Unknown - Unlikely Lead | Don't Know |  |  |  | No | Other |  | Will Inspect meter box at a later date | Unknown - Unlikely Lead |  |  |  | No | Other |  | Will Inspect meter box at a later date | Unknown | Don't Know | Don't Know |  | Building | Unknown | Unknown | No |  |  | Unknown
3249 | 1117 W COCHITI AVE, HOBBS NM |  | No | No | Unknown - Unlikely Lead | Don't Know |  |  |  | No | Other |  | Will Inspect meter box at a later date | Unknown - Unlikely Lead |  |  |  | No | Other |  | Will Inspect meter box at a later date | Unknown | Don't Know | Don't Know |  | Building | Unknown | Unknown | No |  |  | Unknown
2157 | 107 E CASTLE AVE, HOBBS NM |  | No | No | Unknown - Unlikely Lead | Don't Know |  |  |  | No | Other |  | Will Inspect meter box at a later date | Unknown - Unlikely Lead |  |  |  | No | Other |  | Will Inspect meter box at a later date | Unknown | Don't Know | Don't Know |  | Building | Unknown | Unknown | No |  |  | Unknown
14185 | 222 S WEST COUNTY RD, HOBBS NM |  | No | No | Unknown - Unlikely Lead | Don't Know |  |  |  | No | Other |  | Will Inspect meter box at a later date | Unknown - Unlikely Lead |  |  |  | No | Other |  | Will Inspect meter box at a later date | Unknown | Don't Know | Don't Know |  | Building | Unknown | Unknown | No |  |  | Unknown
4609 | 903 N DALMONT ST, HOBBS NM |  | No | No | Unknown - Unlikely Lead | Don't Know |  |  |  | No | Other |  | Will Inspect meter box at a later date | Unknown - Unlikely Lead |  |  |  | No | Other |  | Will Inspect meter box at a later date | Unknown | Don't Know | Don't Know |  | Building | Unknown | Unknown | No |  |  | Unknown
3982 | 1400 N COBB DR, HOBBS NM |  | No | No | Unknown - Unlikely Lead | Don't Know |  |  |  | No | Other |  | Will Inspect meter box at a later date | Unknown - Unlikely Lead |  |  |  | No | Other |  | Will Inspect meter box at a later date | Unknown | Don't Know | Don't Know |  | Building | Unknown | Unknown | No |  |  | Unknown
1689 | 1716 N BRECKON DR, HOBBS NM |  | No | No | Unknown - Unlikely Lead | Don't Know |  |  |  | No | Other |  | Will Inspect meter box at a later date | Unknown - Unlikely Lead |  |  |  | No | Other |  | Will Inspect meter box at a later date | Unknown | Don't Know | Don't Know |  | Building | Unknown | Unknown | No |  |  | Unknown
3232 | 3531 N CENTRAL DR, HOBBS NM |  | No | No | Unknown - Unlikely Lead | Don't Know |  |  |  | No | Other |  | Will Inspect meter box at a later date | Unknown - Unlikely Lead |  |  |  | No | Other |  | Will Inspect meter box at a later date | Unknown | Don't Know | Don't Know |  | Building | Unknown | Unknown | No |  |  | Unknown
4339 | 3419 N DAL PASO BLD 3 A, HOBBS NM |  | No | No | Non-Lead - Plastic | No | 2020 | 3/4 | Field inspection only with no records | Yes | Visual inspection at the meter pit | 05/26/2024 00:00:00 |  | Non-Lead - Plastic |  | 3/4 | Installation date after lead ban | Yes | Visual inspection at the meter pit | 05/26/2024 00:00:00 |  | Non-Lead | No | No |  | Single Family Residence |  | No | No |  |  | Non-Lead
2512 | 1007 W COAL AVE, HOBBS NM |  | No | No | Unknown - Unlikely Lead | Don't Know |  |  |  | No | Other |  | Will Inspect meter box at a later date | Unknown - Unlikely Lead |  |  |  | No | Other |  | Will Inspect meter box at a later date | Unknown | Don't Know | Don't Know |  | Building | Unknown | Unknown | No |  |  | Unknown
1562 | 307 W BLANCO DR, HOBBS NM |  | No | No | Unknown - Unlikely Lead | Don't Know |  |  |  | No | Other |  | Will Inspect meter box at a later date | Unknown - Unlikely Lead |  |  |  | No | Other |  | Will Inspect meter box at a later date | Unknown | Don't Know | Don't Know |  | Building | Unknown | Unknown | No |  |  | Unknown
2938 | 3901 N CENTRAL D 106, HOBBS NM |  | No | No | Non-Lead - Plastic | No | 2009 | 3/4 | Field inspection only with no records | Yes | Visual inspection at the meter pit | 05/26/2024 00:00:00 |  | Non-Lead - Plastic | 2009 | 3/4 | Installation date after lead ban | Yes | Visual inspection at the meter pit | 05/26/2024 00:00:00 |  | Non-Lead | No | No |  | Single Family Residence |  | No | No |  |  | Non-Lead
3062 | 3901 N CENTRAL L 206, HOBBS NM |  | No | No | Non-Lead - Plastic | No | 2009 | 3/4 | Field inspection only with no records | Yes | Visual inspection at the meter pit | 05/26/2024 00:00:00 |  | Non-Lead - Plastic | 2009 | 3/4 | Installation date after lead ban | Yes | Visual inspection at the meter pit | 05/26/2024 00:00:00 |  | Non-Lead | No | No |  | Single Family Residence |  | No | No |  |  | Non-Lead
3934 | 1331 W CALLE SUR ST, HOBBS NM |  | No | No | Unknown - Unlikely Lead | Don't Know |  |  |  | No | Other |  | Will Inspect meter box at a later date | Unknown - Unlikely Lead |  |  |  | No | Other |  | Will Inspect meter box at a later date | Unknown | Don't Know | Don't Know |  | Building | Unknown | Unknown | No |  |  | Unknown
3208 | 3510 N CENTRAL DR, HOBBS NM |  | No | No | Unknown - Unlikely Lead | Don't Know |  |  |  | No | Other |  | Will Inspect meter box at a later date | Unknown - Unlikely Lead |  |  |  | No | Other |  | Will Inspect meter box at a later date | Unknown | Don't Know | Don't Know |  | Building | Unknown | Unknown | No |  |  | Unknown
1910 | 1515 W BROADWAY PL, HOBBS NM |  | No | No | Unknown - Unlikely Lead | Don't Know |  |  |  | No | Other |  | Will Inspect meter box at a later date | Unknown - Unlikely Lead |  |  |  | No | Other |  | Will Inspect meter box at a later date | Unknown | Don't Know | Don't Know |  | Building | Unknown | Unknown | No |  |  | Unknown
3524 | 1517 N COLEMAN ST, HOBBS NM |  | No | No | Unknown - Unlikely Lead | Don't Know |  |  |  | No | Other |  | Will Inspect meter box at a later date | Unknown - Unlikely Lead |  |  |  | No | Other |  | Will Inspect meter box at a later date | Unknown | Don't Know | Don't Know |  | Building | Unknown | Unknown | No |  |  | Unknown
2161 | 304 E CASTLE AVE, HOBBS NM |  | No | No | Unknown - Unlikely Lead | Don't Know |  |  |  | No | Other |  | Will Inspect meter box at a later date | Unknown - Unlikely Lead |  |  |  | No | Other |  | Will Inspect meter box at a later date | Unknown | Don't Know | Don't Know |  | Building | Unknown | Unknown | No |  |  | Unknown
3535 | 1540 N COLEMAN ST, HOBBS NM |  | No | No | Unknown - Unlikely Lead | Don't Know |  |  |  | No | Other |  | Will Inspect meter box at a later date | Unknown - Unlikely Lead |  |  |  | No | Other |  | Will Inspect meter box at a later date | Unknown | Don't Know | Don't Know |  | Building | Unknown | Unknown | No |  |  | Unknown
13883 | 100 E VEGA DR, HOBBS NM |  | No | No | Unknown - Unlikely Lead | Don't Know |  |  |  | No | Other |  | Will Inspect meter box at a later date | Unknown - Unlikely Lead |  |  |  | No | Other |  | Will Inspect meter box at a later date | Unknown | Don't Know | Don't Know |  | Building | Unknown | Unknown | No |  |  | Unknown
4061 | 2517 CHARLCIA BLVD, HOBBS NM |  | No | No | Unknown - Unlikely Lead | Don't Know |  |  |  | No | Other |  | Will Inspect meter box at a later date | Unknown - Unlikely Lead |  |  |  | No | Other |  | Will Inspect meter box at a later date | Unknown | Don't Know | Don't Know |  | Building | Unknown | Unknown | No |  |  | Unknown
14129 | 108 S WILLOW ST, HOBBS NM |  | No | No | Unknown - Unlikely Lead | Don't Know |  |  |  | No | Other |  | Will Inspect meter box at a later date | Unknown - Unlikely Lead |  |  |  | No | Other |  | Will Inspect meter box at a later date | Unknown | Don't Know | Don't Know |  | Building | Unknown | Unknown | No |  |  | Unknown
4192 | 2912 N CARINO DR, HOBBS NM |  | No | No | Non-Lead - Plastic | Don't Know | 2019 | 1 | Field inspection only with no records | Yes | Visual inspection at the meter pit | 08/19/2024 00:00:00 |  | Non-Lead - Plastic | 2019 | 1 | Field inspection only with no records | Yes | Visual inspection at the meter pit | 08/19/2024 00:00:00 |  | Non-Lead | No | Don't Know |  | Single Family Residence |  | No | No |  |  | Non-Lead
1419 | 410 W BYERS ST, HOBBS NM |  | No | No | Unknown - Unlikely Lead | Don't Know |  |  |  | No | Other |  | Will Inspect meter box at a later date | Unknown - Unlikely Lead |  |  |  | No | Other |  | Will Inspect meter box at a later date | Unknown | Don't Know | Don't Know |  | Building | Unknown | Unknown | No |  |  | Unknown
14476 | 1224 ZUNI ST, HOBBS NM |  | No | No | Unknown - Unlikely Lead | Don't Know |  |  |  | No | Other |  | Will Inspect meter box at a later date | Unknown - Unlikely Lead |  |  |  | No | Other |  | Will Inspect meter box at a later date | Unknown | Don't Know | Don't Know |  | Building | Unknown | Unknown | No |  |  | Unknown
4773 | 300 N DENSON DR, HOBBS NM |  | No | No | Unknown - Unlikely Lead | Don't Know |  |  |  | No | Other |  | Will Inspect meter box at a later date | Unknown - Unlikely Lead |  |  |  | No | Other |  | Will Inspect meter box at a later date | Unknown | Don't Know | Don't Know |  | Building | Unknown | Unknown | No |  |  | Unknown
2661 | 426 W CIELO DR, HOBBS NM |  | No | No | Unknown - Unlikely Lead | Don't Know |  |  |  | No | Other |  | Will Inspect meter box at a later date | Unknown - Unlikely Lead |  |  |  | No | Other |  | Will Inspect meter box at a later date | Unknown | Don't Know | Don't Know |  | Building | Unknown | Unknown | No |  |  | Unknown
3978 | 1614-B W CALLE SUR ST, HOBBS NM |  | No | No | Unknown - Unlikely Lead | Don't Know |  |  |  | No | Other |  | Will Inspect meter box at a later date | Unknown - Unlikely Lead |  |  |  | No | Other |  | Will Inspect meter box at a later date | Unknown | Don't Know | Don't Know |  | Building | Unknown | Unknown | No |  |  | Unknown
3883 | 4104 N CALLE GRANDE, HOBBS NM |  | No | No | Unknown - Unlikely Lead | Don't Know |  |  |  | No | Other |  | Will Inspect meter box at a later date | Unknown - Unlikely Lead |  |  |  | No | Other |  | Will Inspect meter box at a later date | Unknown | Don't Know | Don't Know |  | Building | Unknown | Unknown | No |  |  | Unknown
3424 | 1129 N CECIL ST, HOBBS NM |  | No | No | Unknown - Unlikely Lead | Don't Know |  |  |  | No | Other |  | Will Inspect meter box at a later date | Unknown - Unlikely Lead |  |  |  | No | Other |  | Will Inspect meter box at a later date | Unknown | Don't Know | Don't Know |  | Building | Unknown | Unknown | No |  |  | Unknown
1626 | 2211 N BRECKON DR, HOBBS NM |  | No | No | Unknown - Unlikely Lead | Don't Know |  |  |  | No | Other |  | Will Inspect meter box at a later date | Unknown - Unlikely Lead |  |  |  | No | Other |  | Will Inspect meter box at a later date | Unknown | Don't Know | Don't Know |  | Building | Unknown | Unknown | No |  |  | Unknown
4246 | 921 N DAL PASO ST, HOBBS NM |  | No | No | Unknown - Unlikely Lead | Don't Know |  |  |  | No | Other |  | Will Inspect meter box at a later date | Unknown - Unlikely Lead |  |  |  | No | Other |  | Will Inspect meter box at a later date | Unknown | Don't Know | Don't Know |  | Building | Unknown | Unknown | No |  |  | Unknown
13685 | 210 E TAYLOR ST, HOBBS NM |  | No | No | Unknown - Unlikely Lead | Don't Know |  |  |  | No | Other |  | Will Inspect meter box at a later date | Unknown - Unlikely Lead |  |  |  | No | Other |  | Will Inspect meter box at a later date | Unknown | Don't Know | Don't Know |  | Building | Unknown | Unknown | No |  |  | Unknown
2800 | 506 W COPPER AVE, HOBBS NM |  | No | No | Unknown - Unlikely Lead | Don't Know |  |  |  | No | Other |  | Will Inspect meter box at a later date | Unknown - Unlikely Lead |  |  |  | No | Other |  | Will Inspect meter box at a later date | Unknown | Don't Know | Don't Know |  | Building | Unknown | Unknown | No |  |  | Unknown
2950 | 3901 N CENTRAL A 208, HOBBS NM |  | No | No | Non-Lead - Plastic | No | 2009 | 3/4 | Field inspection only with no records | Yes | Visual inspection at the meter pit | 05/26/2024 00:00:00 |  | Non-Lead - Plastic | 2009 | 3/4 | Installation date after lead ban | Yes | Visual inspection at the meter pit | 05/26/2024 00:00:00 |  | Non-Lead | No | No |  | Single Family Residence |  | No | No |  |  | Non-Lead
4336 | 3419 N DAL PASO BLD 19 D, HOBBS NM |  | No | No | Non-Lead - Plastic | No | 2020 | 3/4 | Field inspection only with no records | Yes | Visual inspection at the meter pit | 05/26/2024 00:00:00 |  | Non-Lead - Plastic |  | 3/4 | Installation date after lead ban | Yes | Visual inspection at the meter pit | 05/26/2024 00:00:00 |  | Non-Lead | No | No |  | Single Family Residence |  | No | No |  |  | Non-Lead
1613 | 2700 N BRECKON DR, HOBBS NM |  | No | No | Unknown - Unlikely Lead | Don't Know |  |  |  | No | Other |  | Will Inspect meter box at a later date | Unknown - Unlikely Lead |  |  |  | No | Other |  | Will Inspect meter box at a later date | Unknown | Don't Know | Don't Know |  | Building | Unknown | Unknown | No |  |  | Unknown
13825 | 3303 N VISTA DR, HOBBS NM |  | No | No | Unknown - Unlikely Lead | Don't Know |  |  |  | No | Other |  | Will Inspect meter box at a later date | Unknown - Unlikely Lead |  |  |  | No | Other |  | Will Inspect meter box at a later date | Unknown | Don't Know | Don't Know |  | Building | Unknown | Unknown | No |  |  | Unknown
3954 | 1506-C W CALLE SUR ST, HOBBS NM |  | No | No | Unknown - Unlikely Lead | Don't Know |  |  |  | No | Other |  | Will Inspect meter box at a later date | Unknown - Unlikely Lead |  |  |  | No | Other |  | Will Inspect meter box at a later date | Unknown | Don't Know | Don't Know |  | Building | Unknown | Unknown | No |  |  | Unknown
4052 | 2323 CHARLCIA BLVD, HOBBS NM |  | No | No | Unknown - Unlikely Lead | Don't Know |  |  |  | No | Other |  | Will Inspect meter box at a later date | Unknown - Unlikely Lead |  |  |  | No | Other |  | Will Inspect meter box at a later date | Unknown | Don't Know | Don't Know |  | Building | Unknown | Unknown | No |  |  | Unknown
4183 | 4101 N CORTEZ ST, HOBBS NM |  | No | No | Unknown - Unlikely Lead | Don't Know |  |  |  | No | Other |  | Will Inspect meter box at a later date | Unknown - Unlikely Lead |  |  |  | No | Other |  | Will Inspect meter box at a later date | Unknown | Don't Know | Don't Know |  | Building | Unknown | Unknown | No |  |  | Unknown
410 | 424 E ALTO DR, HOBBS NM |  | No | No | Unknown - Unlikely Lead | Don't Know |  |  |  | No | Other |  | Will Inspect meter box at a later date | Unknown - Unlikely Lead |  |  |  | No | Other |  | Will Inspect meter box at a later date | Unknown | Don't Know | Don't Know |  | Building | Unknown | Unknown | No |  |  | Unknown
310 | 504 W ALSTON ST, HOBBS NM |  | No | No | Unknown - Unlikely Lead | Don't Know |  |  |  | No | Other |  | Will Inspect meter box at a later date | Unknown - Unlikely Lead |  |  |  | No | Other |  | Will Inspect meter box at a later date | Unknown | Don't Know | Don't Know |  | Building | Unknown | Unknown | No |  |  | Unknown
4150 | 819 W CORTO, HOBBS NM |  | No | No | Unknown - Unlikely Lead | Don't Know |  |  |  | No | Other |  | Will Inspect meter box at a later date | Unknown - Unlikely Lead |  |  |  | No | Other |  | Will Inspect meter box at a later date | Unknown | Don't Know | Don't Know |  | Building | Unknown | Unknown | No |  |  | Unknown
4180 | 4117 N CORTEZ ST, HOBBS NM |  | No | No | Unknown - Unlikely Lead | Don't Know |  |  |  | No | Other |  | Will Inspect meter box at a later date | Unknown - Unlikely Lead |  |  |  | No | Other |  | Will Inspect meter box at a later date | Unknown | Don't Know | Don't Know |  | Building | Unknown | Unknown | No |  |  | Unknown
3011 | 3901 N CENTRAL E 102, HOBBS NM |  | No | No | Non-Lead - Plastic | No | 2009 | 3/4 | Field inspection only with no records | Yes | Visual inspection at the meter pit | 05/26/2024 00:00:00 |  | Non-Lead - Plastic | 2009 | 3/4 | Installation date after lead ban | Yes | Visual inspection at the meter pit | 05/26/2024 00:00:00 |  | Non-Lead | No | No |  | Single Family Residence |  | No | No |  |  | Non-Lead
13987 | 817 E WHITE ST, HOBBS NM |  | No | No | Unknown - Unlikely Lead | Don't Know |  |  |  | No | Other |  | Will Inspect meter box at a later date | Unknown - Unlikely Lead |  |  |  | No | Other |  | Will Inspect meter box at a later date | Unknown | Don't Know | Don't Know |  | Building | Unknown | Unknown | No |  |  | Unknown
3833 | 1510 W CORDOBA LN, HOBBS NM |  | No | No | Unknown - Unlikely Lead | Don't Know |  |  |  | No | Other |  | Will Inspect meter box at a later date | Unknown - Unlikely Lead |  |  |  | No | Other |  | Will Inspect meter box at a later date | Unknown | Don't Know | Don't Know |  | Building | Unknown | Unknown | No |  |  | Unknown
4437 | 3419 N DAL PASO BLD 10 D, HOBBS NM |  | No | No | Non-Lead - Plastic | No | 2020 | 3/4 | Field inspection only with no records | Yes | Visual inspection at the meter pit | 05/26/2024 00:00:00 |  | Non-Lead - Plastic |  | 3/4 | Installation date after lead ban | Yes | Visual inspection at the meter pit | 05/26/2024 00:00:00 |  | Non-Lead | No | No |  | Single Family Residence |  | No | No |  |  | Non-Lead
1982 | 4210 BUSINESS PARK A, HOBBS NM |  | No | No | Unknown - Unlikely Lead | Don't Know |  |  |  | No | Other |  | Will Inspect meter box at a later date | Unknown - Unlikely Lead |  |  |  | No | Other |  | Will Inspect meter box at a later date | Unknown | Don't Know | Don't Know |  | Building | Unknown | Unknown | No |  |  | Unknown
4234 | 2801 N DAL PASO ST, HOBBS NM |  | No | No | Unknown - Unlikely Lead | Don't Know |  |  |  | No | Other |  | Will Inspect meter box at a later date | Unknown - Unlikely Lead |  |  |  | No | Other |  | Will Inspect meter box at a later date | Unknown | Don't Know | Don't Know |  | Building | Unknown | Unknown | No |  |  | Unknown
3537 | 1546 N COLEMAN ST, HOBBS NM |  | No | No | Unknown - Unlikely Lead | Don't Know |  |  |  | No | Other |  | Will Inspect meter box at a later date | Unknown - Unlikely Lead |  |  |  | No | Other |  | Will Inspect meter box at a later date | Unknown | Don't Know | Don't Know |  | Building | Unknown | Unknown | No |  |  | Unknown
3460 | 306 N CECIL ST, HOBBS NM |  | No | No | Unknown - Unlikely Lead | Don't Know |  |  |  | No | Other |  | Will Inspect meter box at a later date | Unknown - Unlikely Lead |  |  |  | No | Other |  | Will Inspect meter box at a later date | Unknown | Don't Know | Don't Know |  | Building | Unknown | Unknown | No |  |  | Unknown
4426 | 3419 N DAL PASO BLD 15 B, HOBBS NM |  | No | No | Non-Lead - Plastic | No | 2020 | 3/4 | Field inspection only with no records | Yes | Visual inspection at the meter pit | 05/26/2024 00:00:00 |  | Non-Lead - Plastic |  | 3/4 | Installation date after lead ban | Yes | Visual inspection at the meter pit | 05/26/2024 00:00:00 |  | Non-Lead | No | No |  | Single Family Residence |  | No | No |  |  | Non-Lead
13959 | 1900 E WHITE ST, HOBBS NM |  | No | No | Unknown - Unlikely Lead | Don't Know |  |  |  | No | Other |  | Will Inspect meter box at a later date | Unknown - Unlikely Lead |  |  |  | No | Other |  | Will Inspect meter box at a later date | Unknown | Don't Know | Don't Know |  | Building | Unknown | Unknown | No |  |  | Unknown
13802 | 406 West Ute Street, Hobbs, NM 88240 |  | No | No | Non-Lead - Plastic | No | 2014 | 3/4 | Field inspection only with no records | Yes | Visual inspection at the meter pit | 05/26/2024 00:00:00 |  | Non-Lead - Plastic | 2014 | 3/4 | Installation date after lead ban | No | Visual inspection at the meter pit | 05/26/2024 00:00:00 |  | Non-Lead | No | No |  | Single Family Residence |  | No | No |  | 03/01/2014 00:00:00 | Non-Lead | Tier 5 | 32.713464 | -103.13998
2165 | 1000 E CLINTON ST, HOBBS NM |  | No | No | Unknown - Unlikely Lead | Don't Know |  |  |  | No | Other |  | Will Inspect meter box at a later date | Unknown - Unlikely Lead |  |  |  | No | Other |  | Will Inspect meter box at a later date | Unknown | Don't Know | Don't Know |  | Building | Unknown | Unknown | No |  |  | Unknown
4096 | 2109 E CLIFFWOOD CIRCLE, HOBBS NM |  | No | No | Non-Lead - Plastic | Don't Know | 2019 | 1 | Field inspection only with no records | Yes | Visual inspection at the meter pit | 08/19/2024 00:00:00 |  | Non-Lead - Plastic | 2019 | 1 | Field inspection only with no records | Yes | Visual inspection at the meter pit | 08/19/2024 00:00:00 |  | Non-Lead | No | Don't Know |  | Single Family Residence |  | No | No |  |  | Non-Lead
1476 | 1608 N BRAZOS AVE, HOBBS NM |  | No | No | Unknown - Unlikely Lead | Don't Know |  |  |  | No | Other |  | Will Inspect meter box at a later date | Unknown - Unlikely Lead |  |  |  | No | Other |  | Will Inspect meter box at a later date | Unknown | Don't Know | Don't Know |  | Building | Unknown | Unknown | No |  |  | Unknown
4644 | 709 E DUNNAM ST, HOBBS NM |  | No | No | Unknown - Unlikely Lead | Don't Know |  |  |  | No | Other |  | Will Inspect meter box at a later date | Unknown - Unlikely Lead |  |  |  | No | Other |  | Will Inspect meter box at a later date | Unknown | Don't Know | Don't Know |  | Building | Unknown | Unknown | No |  |  | Unknown
14176 | 110 N WEST COUNTY RD, HOBBS NM |  | No | No | Unknown - Unlikely Lead | Don't Know |  |  |  | No | Other |  | Will Inspect meter box at a later date | Unknown - Unlikely Lead |  |  |  | No | Other |  | Will Inspect meter box at a later date | Unknown | Don't Know | Don't Know |  | Building | Unknown | Unknown | No |  |  | Unknown
14380 | 1537 YESO CIR, HOBBS NM |  | No | No | Unknown - Unlikely Lead | Don't Know |  |  |  | No | Other |  | Will Inspect meter box at a later date | Unknown - Unlikely Lead |  |  |  | No | Other |  | Will Inspect meter box at a later date | Unknown | Don't Know | Don't Know |  | Building | Unknown | Unknown | No |  |  | Unknown
2642 | 2127 N CIELO DR, HOBBS NM |  | No | No | Unknown - Unlikely Lead | Don't Know |  |  |  | No | Other |  | Will Inspect meter box at a later date | Unknown - Unlikely Lead |  |  |  | No | Other |  | Will Inspect meter box at a later date | Unknown | Don't Know | Don't Know |  | Building | Unknown | Unknown | No |  |  | Unknown
3335 | 1202 W CAPROCK ST, HOBBS NM |  | No | No | Unknown - Unlikely Lead | Don't Know |  |  |  | No | Other |  | Will Inspect meter box at a later date | Unknown - Unlikely Lead |  |  |  | No | Other |  | Will Inspect meter box at a later date | Unknown | Don't Know | Don't Know |  | Building | Unknown | Unknown | No |  |  | Unknown
14386 | 619 E YUCCA ST, HOBBS NM |  | No | No | Unknown - Unlikely Lead | Don't Know |  |  |  | No | Other |  | Will Inspect meter box at a later date | Unknown - Unlikely Lead |  |  |  | No | Other |  | Will Inspect meter box at a later date | Unknown | Don't Know | Don't Know |  | Building | Unknown | Unknown | No |  |  | Unknown
13929 | 2822 N WEDGEWOOD DR, HOBBS NM |  | No | No | Non-Lead - Plastic | Don't Know | 2019 | 1 | Field inspection only with no records | Yes | Visual inspection at the meter pit | 08/19/2024 00:00:00 |  | Non-Lead - Plastic | 2019 | 1 | Field inspection only with no records | Yes | Visual inspection at the meter pit | 08/19/2024 00:00:00 |  | Non-Lead | No | Don't Know |  | Single Family Residence |  | No | No |  |  | Non-Lead
2659 | 2401 N CIELO DR, HOBBS NM |  | No | No | Unknown - Unlikely Lead | Don't Know |  |  |  | No | Other |  | Will Inspect meter box at a later date | Unknown - Unlikely Lead |  |  |  | No | Other |  | Will Inspect meter box at a later date | Unknown | Don't Know | Don't Know |  | Building | Unknown | Unknown | No |  |  | Unknown
13999 | 2006 E WHITE ST, HOBBS NM |  | No | No | Unknown - Unlikely Lead | Don't Know |  |  |  | No | Other |  | Will Inspect meter box at a later date | Unknown - Unlikely Lead |  |  |  | No | Other |  | Will Inspect meter box at a later date | Unknown | Don't Know | Don't Know |  | Building | Unknown | Unknown | No |  |  | Unknown
2738 | 619 W COPPER AVE, HOBBS NM |  | No | No | Unknown - Unlikely Lead | Don't Know |  |  |  | No | Other |  | Will Inspect meter box at a later date | Unknown - Unlikely Lead |  |  |  | No | Other |  | Will Inspect meter box at a later date | Unknown | Don't Know | Don't Know |  | Building | Unknown | Unknown | No |  |  | Unknown
430 | 211 W ALTO DR, HOBBS NM |  | No | No | Non-Lead - Plastic | No | 1960 | 3/4 | Field inspection only with no records | Yes | Visual inspection at the meter pit | 04/23/2024 00:00:00 |  | Non-Lead - Plastic | 2017 | 3/4 | Installation date after lead ban | Yes | Visual inspection at the meter pit | 04/23/2024 00:00:00 |  | Non-Lead | No | No |  | Single Family Residence |  | Unknown | No |  |  | Non-Lead
4599 | 717 S DALMONT ST, HOBBS NM |  | No | No | Unknown - Unlikely Lead | Don't Know |  |  |  | No | Other |  | Will Inspect meter box at a later date | Unknown - Unlikely Lead |  |  |  | No | Other |  | Will Inspect meter box at a later date | Unknown | Don't Know | Don't Know |  | Building | Unknown | Unknown | No |  |  | Unknown
2357 | 1217 S COCHRAN ST, HOBBS NM |  | No | No | Unknown - Unlikely Lead | Don't Know |  |  |  | No | Other |  | Will Inspect meter box at a later date | Unknown - Unlikely Lead |  |  |  | No | Other |  | Will Inspect meter box at a later date | Unknown | Don't Know | Don't Know |  | Building | Unknown | Unknown | No |  |  | Unknown
3258 | 619 W COCHITI AVE, HOBBS NM |  | No | No | Unknown - Unlikely Lead | Don't Know |  |  |  | No | Other |  | Will Inspect meter box at a later date | Unknown - Unlikely Lead |  |  |  | No | Other |  | Will Inspect meter box at a later date | Unknown | Don't Know | Don't Know |  | Building | Unknown | Unknown | No |  |  | Unknown
2902 | 3901 N CENTRAL O 105, HOBBS NM |  | No | No | Non-Lead - Plastic | No | 2009 | 3/4 | Field inspection only with no records | Yes | Visual inspection at the meter pit | 05/26/2024 00:00:00 |  | Non-Lead - Plastic | 2009 | 3/4 | Installation date after lead ban | Yes | Visual inspection at the meter pit | 05/26/2024 00:00:00 |  | Non-Lead | No | No |  | Single Family Residence |  | No | No |  |  | Non-Lead
2389 | 207 S COCHRAN ST, HOBBS NM |  | No | No | Unknown - Unlikely Lead | Don't Know |  |  |  | No | Other |  | Will Inspect meter box at a later date | Unknown - Unlikely Lead |  |  |  | No | Other |  | Will Inspect meter box at a later date | Unknown | Don't Know | Don't Know |  | Building | Unknown | Unknown | No |  |  | Unknown
14226 | 900 E YESO DR #7, HOBBS NM |  | No | No | Unknown - Unlikely Lead | Don't Know |  |  |  | No | Other |  | Will Inspect meter box at a later date | Unknown - Unlikely Lead |  |  |  | No | Other |  | Will Inspect meter box at a later date | Unknown | Don't Know | Don't Know |  | Building | Unknown | Unknown | No |  |  | Unknown
2872 | 109 W CLEARFORK DR, HOBBS NM |  | No | No | Unknown - Unlikely Lead | Don't Know |  |  |  | No | Other |  | Will Inspect meter box at a later date | Unknown - Unlikely Lead |  |  |  | No | Other |  | Will Inspect meter box at a later date | Unknown | Don't Know | Don't Know |  | Building | Unknown | Unknown | No |  |  | Unknown
4508 | 1818 S DAL PASO ST, HOBBS NM |  | No | No | Unknown - Unlikely Lead | Don't Know |  |  |  | No | Other |  | Will Inspect meter box at a later date | Unknown - Unlikely Lead |  |  |  | No | Other |  | Will Inspect meter box at a later date | Unknown | Don't Know | Don't Know |  | Building | Unknown | Unknown | No |  |  | Unknown
4692 | 1621 E DUNNAM ST, HOBBS NM |  | No | No | Unknown - Unlikely Lead | Don't Know |  |  |  | No | Other |  | Will Inspect meter box at a later date | Unknown - Unlikely Lead |  |  |  | No | Other |  | Will Inspect meter box at a later date | Unknown | Don't Know | Don't Know |  | Building | Unknown | Unknown | No |  |  | Unknown
3273 | 926 W COCHITI AVE, HOBBS NM |  | No | No | Unknown - Unlikely Lead | Don't Know |  |  |  | No | Other |  | Will Inspect meter box at a later date | Unknown - Unlikely Lead |  |  |  | No | Other |  | Will Inspect meter box at a later date | Unknown | Don't Know | Don't Know |  | Building | Unknown | Unknown | No |  |  | Unknown
2149 | 302 E CASTLE AVE, HOBBS NM |  | No | No | Unknown - Unlikely Lead | Don't Know |  |  |  | No | Other |  | Will Inspect meter box at a later date | Unknown - Unlikely Lead |  |  |  | No | Other |  | Will Inspect meter box at a later date | Unknown | Don't Know | Don't Know |  | Building | Unknown | Unknown | No |  |  | Unknown
2827 | 408 E COPPER AVE, HOBBS NM |  | No | No | Unknown - Unlikely Lead | Don't Know |  |  |  | No | Other |  | Will Inspect meter box at a later date | Unknown - Unlikely Lead |  |  |  | No | Other |  | Will Inspect meter box at a later date | Unknown | Don't Know | Don't Know |  | Building | Unknown | Unknown | No |  |  | Unknown
3098 | 3901 N CENTRAL M 207, HOBBS NM |  | No | No | Non-Lead - Plastic | No | 2009 | 3/4 | Field inspection only with no records | Yes | Visual inspection at the meter pit | 05/26/2024 00:00:00 |  | Non-Lead - Plastic | 2009 | 3/4 | Installation date after lead ban | Yes | Visual inspection at the meter pit | 05/26/2024 00:00:00 |  | Non-Lead | No | No |  | Single Family Residence |  | No | No |  |  | Non-Lead
4114 | 1213 W CANTERBURY ST, HOBBS NM |  | No | No | Unknown - Unlikely Lead | Don't Know |  |  |  | No | Other |  | Will Inspect meter box at a later date | Unknown - Unlikely Lead |  |  |  | No | Other |  | Will Inspect meter box at a later date | Unknown | Don't Know | Don't Know |  | Building | Unknown | Unknown | No |  |  | Unknown
3881 | 4038 N CALLE GRANDE, HOBBS NM |  | No | No | Unknown - Unlikely Lead | Don't Know |  |  |  | No | Other |  | Will Inspect meter box at a later date | Unknown - Unlikely Lead |  |  |  | No | Other |  | Will Inspect meter box at a later date | Unknown | Don't Know | Don't Know |  | Building | Unknown | Unknown | No |  |  | Unknown
2141 | 110 W CLINTON ST, HOBBS NM |  | No | No | Unknown - Unlikely Lead | Don't Know |  |  |  | No | Other |  | Will Inspect meter box at a later date | Unknown - Unlikely Lead |  |  |  | No | Other |  | Will Inspect meter box at a later date | Unknown | Don't Know | Don't Know |  | Building | Unknown | Unknown | No |  |  | Unknown
4669 | 601 E DUNNAM ST, HOBBS NM |  | No | No | Unknown - Unlikely Lead | Don't Know |  |  |  | No | Other |  | Will Inspect meter box at a later date | Unknown - Unlikely Lead |  |  |  | No | Other |  | Will Inspect meter box at a later date | Unknown | Don't Know | Don't Know |  | Building | Unknown | Unknown | No |  |  | Unknown
4758 | 2928 N DEL SOL CIRCLE, HOBBS NM |  | No | No | Non-Lead - Plastic | Don't Know | 2019 | 1 | Field inspection only with no records | Yes | Visual inspection at the meter pit | 08/19/2024 00:00:00 |  | Non-Lead - Plastic | 2019 | 1 | Field inspection only with no records | Yes | Visual inspection at the meter pit | 08/19/2024 00:00:00 |  | Non-Lead | No | Don't Know |  | Single Family Residence |  | No | No |  |  | Non-Lead
317 | 410 W ALSTON ST, HOBBS NM |  | No | No | Unknown - Unlikely Lead | Don't Know |  |  |  | No | Other |  | Will Inspect meter box at a later date | Unknown - Unlikely Lead |  |  |  | No | Other |  | Will Inspect meter box at a later date | Unknown | Don't Know | Don't Know |  | Building | Unknown | Unknown | No |  |  | Unknown
4166 | 1535 N CATHERINE DR, HOBBS NM |  | No | No | Unknown - Unlikely Lead | Don't Know |  |  |  | No | Other |  | Will Inspect meter box at a later date | Unknown - Unlikely Lead |  |  |  | No | Other |  | Will Inspect meter box at a later date | Unknown | Don't Know | Don't Know |  | Building | Unknown | Unknown | No |  |  | Unknown
4765 | 706 N DENSON DR, HOBBS NM |  | No | No | Unknown - Unlikely Lead | Don't Know |  |  |  | No | Other |  | Will Inspect meter box at a later date | Unknown - Unlikely Lead |  |  |  | No | Other |  | Will Inspect meter box at a later date | Unknown | Don't Know | Don't Know |  | Building | Unknown | Unknown | No |  |  | Unknown
3387 | 1031 W CAPROCK ST, HOBBS NM |  | No | No | Unknown - Unlikely Lead | Don't Know |  |  |  | No | Other |  | Will Inspect meter box at a later date | Unknown - Unlikely Lead |  |  |  | No | Other |  | Will Inspect meter box at a later date | Unknown | Don't Know | Don't Know |  | Building | Unknown | Unknown | No |  |  | Unknown
2649 | 2233 N CIELO DR, HOBBS NM |  | No | No | Unknown - Unlikely Lead | Don't Know |  |  |  | No | Other |  | Will Inspect meter box at a later date | Unknown - Unlikely Lead |  |  |  | No | Other |  | Will Inspect meter box at a later date | Unknown | Don't Know | Don't Know |  | Building | Unknown | Unknown | No |  |  | Unknown
4272 | 3419 N DAL PASO BLD 13 B, HOBBS NM |  | No | No | Non-Lead - Plastic | No | 2020 | 3/4 | Field inspection only with no records | Yes | Visual inspection at the meter pit | 05/26/2024 00:00:00 |  | Non-Lead - Plastic |  | 3/4 | Installation date after lead ban | Yes | Visual inspection at the meter pit | 05/26/2024 00:00:00 |  | Non-Lead | No | No |  | Single Family Residence |  | No | No |  |  | Non-Lead
2561 | 315 W CAIN ST, HOBBS NM |  | No | No | Unknown - Unlikely Lead | Don't Know |  |  |  | No | Other |  | Will Inspect meter box at a later date | Unknown - Unlikely Lead |  |  |  | No | Other |  | Will Inspect meter box at a later date | Unknown | Don't Know | Don't Know |  | Building | Unknown | Unknown | No |  |  | Unknown
2730 | 1119 W COPPER AVE, HOBBS NM |  | No | No | Non-Lead - Copper | Don't Know |  | 3/4 | Field inspection only with no records | Yes | Visual inspection at the meter pit | 08/13/2024 00:00:00 |  | Non-Lead - Plastic |  | 3/4 | Field inspection only with no records | Yes | Visual inspection at the meter pit | 08/13/2024 00:00:00 |  | Non-Lead | No | Don't Know |  | Single Family Residence |  | No | No |  |  | Non-Lead
4623 | 712 N DALMONT ST, HOBBS NM |  | No | No | Unknown - Unlikely Lead | Don't Know |  |  |  | No | Other |  | Will Inspect meter box at a later date | Unknown - Unlikely Lead |  |  |  | No | Other |  | Will Inspect meter box at a later date | Unknown | Don't Know | Don't Know |  | Building | Unknown | Unknown | No |  |  | Unknown
3267 | 404 W COCHITI AVE, HOBBS NM |  | No | No | Non-Lead - Plastic | Don't Know |  | 1 | Field inspection only with no records | Yes | Visual inspection at the meter pit | 09/10/2024 00:00:00 |  | Non-Lead - Plastic |  | 1 | Field inspection only with no records | Yes | Visual inspection at the meter pit | 09/10/2024 00:00:00 |  | Non-Lead | No | Don't Know |  | Single Family Residence |  | No | No |  |  | Non-Lead
4556 | 4907 W DARK HORSE RD, HOBBS NM |  | No | No | Non-Lead - Plastic | No | 2015 | 3/4 | Field inspection only with no records | Yes | Visual inspection at the meter pit | 05/26/2024 00:00:00 |  | Non-Lead - Plastic | 2015 | 3/4 | Installation date after lead ban | Yes | Visual inspection at the meter pit | 05/26/2024 00:00:00 |  | Non-Lead | No | No |  | Single Family Residence |  | No | No |  |  | Non-Lead
1815 | 314 W BROADWAY ST, HOBBS NM |  | No | No | Unknown - Unlikely Lead | Don't Know |  |  |  | No | Other |  | Will Inspect meter box at a later date | Unknown - Unlikely Lead |  |  |  | No | Other |  | Will Inspect meter box at a later date | Unknown | Don't Know | Don't Know |  | Building | Unknown | Unknown | No |  |  | Unknown
14392 | 522 E YUCCA ST, HOBBS NM |  | No | No | Unknown - Unlikely Lead | Don't Know |  |  |  | No | Other |  | Will Inspect meter box at a later date | Unknown - Unlikely Lead |  |  |  | No | Other |  | Will Inspect meter box at a later date | Unknown | Don't Know | Don't Know |  | Building | Unknown | Unknown | No |  |  | Unknown
3924 | 1618-C W CALLE SUR ST, HOBBS NM |  | No | No | Unknown - Unlikely Lead | Don't Know |  |  |  | No | Other |  | Will Inspect meter box at a later date | Unknown - Unlikely Lead |  |  |  | No | Other |  | Will Inspect meter box at a later date | Unknown | Don't Know | Don't Know |  | Building | Unknown | Unknown | No |  |  | Unknown
4420 | 3419 N DAL PASO BLD 3 B, HOBBS NM |  | No | No | Non-Lead - Plastic | No | 2020 | 3/4 | Field inspection only with no records | Yes | Visual inspection at the meter pit | 05/26/2024 00:00:00 |  | Non-Lead - Plastic |  | 3/4 | Installation date after lead ban | Yes | Visual inspection at the meter pit | 05/26/2024 00:00:00 |  | Non-Lead | No | No |  | Single Family Residence |  | No | No |  |  | Non-Lead
2931 | 3901 N CENTRAL H 201, HOBBS NM |  | No | No | Non-Lead - Plastic | No | 2009 | 3/4 | Field inspection only with no records | Yes | Visual inspection at the meter pit | 05/26/2024 00:00:00 |  | Non-Lead - Plastic | 2009 | 3/4 | Installation date after lead ban | Yes | Visual inspection at the meter pit | 05/26/2024 00:00:00 |  | Non-Lead | No | No |  | Single Family Residence |  | No | No |  |  | Non-Lead
14278 | 1021 E YESO DR 403A, HOBBS NM |  | No | No | Unknown - Unlikely Lead | Don't Know |  |  |  | No | Other |  | Will Inspect meter box at a later date | Unknown - Unlikely Lead |  |  |  | No | Other |  | Will Inspect meter box at a later date | Unknown | Don't Know | Don't Know |  | Building | Unknown | Unknown | No |  |  | Unknown
2804 | 418 E COPPER AVE, HOBBS NM |  | No | No | Unknown - Unlikely Lead | Don't Know |  |  |  | No | Other |  | Will Inspect meter box at a later date | Unknown - Unlikely Lead |  |  |  | No | Other |  | Will Inspect meter box at a later date | Unknown | Don't Know | Don't Know |  | Building | Unknown | Unknown | No |  |  | Unknown
2458 | 1000 W COAL AVE, HOBBS NM |  | No | No | Unknown - Unlikely Lead | Don't Know |  |  |  | No | Other |  | Will Inspect meter box at a later date | Unknown - Unlikely Lead |  |  |  | No | Other |  | Will Inspect meter box at a later date | Unknown | Don't Know | Don't Know |  | Building | Unknown | Unknown | No |  |  | Unknown
3001 | 3901 N CENTRAL H 101, HOBBS NM |  | No | No | Non-Lead - Plastic | No | 2009 | 3/4 | Field inspection only with no records | Yes | Visual inspection at the meter pit | 05/26/2024 00:00:00 |  | Non-Lead - Plastic | 2009 | 3/4 | Installation date after lead ban | Yes | Visual inspection at the meter pit | 05/26/2024 00:00:00 |  | Non-Lead | No | No |  | Single Family Residence |  | No | No |  |  | Non-Lead
3229 | 3503 N CENTRAL DR, HOBBS NM |  | No | No | Unknown - Unlikely Lead | Don't Know |  |  |  | No | Other |  | Will Inspect meter box at a later date | Unknown - Unlikely Lead |  |  |  | No | Other |  | Will Inspect meter box at a later date | Unknown | Don't Know | Don't Know |  | Building | Unknown | Unknown | No |  |  | Unknown
1553 | 1930 N BLANCO DR, HOBBS NM |  | No | No | Unknown - Unlikely Lead | Don't Know |  |  |  | No | Other |  | Will Inspect meter box at a later date | Unknown - Unlikely Lead |  |  |  | No | Other |  | Will Inspect meter box at a later date | Unknown | Don't Know | Don't Know |  | Building | Unknown | Unknown | No |  |  | Unknown
161 | 517 W ACOMA DR, HOBBS NM |  | No | No | Unknown - Unlikely Lead | Don't Know |  |  |  | No | Other |  | Will Inspect meter box at a later date | Unknown - Unlikely Lead |  |  |  | No | Other |  | Will Inspect meter box at a later date | Unknown | Don't Know | Don't Know |  | Building | Unknown | Unknown | No |  |  | Unknown
13913 | 115 W VEGA DR, HOBBS NM |  | No | No | Unknown - Unlikely Lead | Don't Know |  |  |  | No | Other |  | Will Inspect meter box at a later date | Unknown - Unlikely Lead |  |  |  | No | Other |  | Will Inspect meter box at a later date | Unknown | Don't Know | Don't Know |  | Building | Unknown | Unknown | No |  |  | Unknown
2018 | 709 E CORBETT ST, HOBBS NM |  | No | No | Unknown - Unlikely Lead | Don't Know |  |  |  | No | Other |  | Will Inspect meter box at a later date | Unknown - Unlikely Lead |  |  |  | No | Other |  | Will Inspect meter box at a later date | Unknown | Don't Know | Don't Know |  | Building | Unknown | Unknown | No |  |  | Unknown
4370 | 3320 N DAL PASO ST #15, HOBBS NM |  | No | No | Unknown - Unlikely Lead | Don't Know |  |  |  | No | Other |  | Will Inspect meter box at a later date | Unknown - Unlikely Lead |  |  |  | No | Other |  | Will Inspect meter box at a later date | Unknown | Don't Know | Don't Know |  | Building | Unknown | Unknown | No |  |  | Unknown
13917 | 2014 E VERA ST, HOBBS NM |  | No | No | Unknown - Unlikely Lead | Don't Know |  |  |  | No | Other |  | Will Inspect meter box at a later date | Unknown - Unlikely Lead |  |  |  | No | Other |  | Will Inspect meter box at a later date | Unknown | Don't Know | Don't Know |  | Building | Unknown | Unknown | No |  |  | Unknown
1568 | 312 W BLANCO DR, HOBBS NM |  | No | No | Unknown - Unlikely Lead | Don't Know |  |  |  | No | Other |  | Will Inspect meter box at a later date | Unknown - Unlikely Lead |  |  |  | No | Other |  | Will Inspect meter box at a later date | Unknown | Don't Know | Don't Know |  | Building | Unknown | Unknown | No |  |  | Unknown
4101 | 5007 N CAMELOT DR, HOBBS NM |  | No | No | Unknown - Unlikely Lead | Don't Know |  |  |  | No | Other |  | Will Inspect meter box at a later date | Unknown - Unlikely Lead |  |  |  | No | Other |  | Will Inspect meter box at a later date | Unknown | Don't Know | Don't Know |  | Building | Unknown | Unknown | No |  |  | Unknown
3948 | 1503 W CALLE SUR ST, HOBBS NM |  | No | No | Unknown - Unlikely Lead | Don't Know |  |  |  | No | Other |  | Will Inspect meter box at a later date | Unknown - Unlikely Lead |  |  |  | No | Other |  | Will Inspect meter box at a later date | Unknown | Don't Know | Don't Know |  | Building | Unknown | Unknown | No |  |  | Unknown
1793 | 116 W BROADWAY ST, HOBBS NM |  | No | No | Unknown - Unlikely Lead | Don't Know |  |  |  | No | Other |  | Will Inspect meter box at a later date | Unknown - Unlikely Lead |  |  |  | No | Other |  | Will Inspect meter box at a later date | Unknown | Don't Know | Don't Know |  | Building | Unknown | Unknown | No |  |  | Unknown
3245 | 1111 W COCHITI AVE, HOBBS NM |  | No | No | Non-Lead - Plastic | No | 1977 | 3/4 | Field inspection only with no records | Yes | Visual inspection at the meter pit | 05/26/2024 00:00:00 |  | Non-Lead - Plastic |  | 3/4 | Installation date after lead ban | Yes | Visual inspection at the meter pit | 05/26/2024 00:00:00 |  | Non-Lead | Don't Know | Don't Know |  | Single Family Residence |  | Unknown | No |  |  | Non-Lead
13855 | 2012 N VEGA CT, HOBBS NM |  | No | No | Unknown - Unlikely Lead | Don't Know |  |  |  | No | Other |  | Will Inspect meter box at a later date | Unknown - Unlikely Lead |  |  |  | No | Other |  | Will Inspect meter box at a later date | Unknown | Don't Know | Don't Know |  | Building | Unknown | Unknown | No |  |  | Unknown
3308 | 1018 W COCHITI AVE, HOBBS NM |  | No | No | Unknown - Unlikely Lead | Don't Know |  |  |  | No | Other |  | Will Inspect meter box at a later date | Unknown - Unlikely Lead |  |  |  | No | Other |  | Will Inspect meter box at a later date | Unknown | Don't Know | Don't Know |  | Building | Unknown | Unknown | No |  |  | Unknown
13740 | 808 S TEXACO RD, HOBBS NM |  | No | No | Unknown - Unlikely Lead | Don't Know |  |  |  | No | Other |  | Will Inspect meter box at a later date | Unknown - Unlikely Lead |  |  |  | No | Other |  | Will Inspect meter box at a later date | Unknown | Don't Know | Don't Know |  | Building | Unknown | Unknown | No |  |  | Unknown
2464 | 424 W COAL AVE, HOBBS NM |  | No | No | Unknown - Unlikely Lead | Don't Know |  |  |  | No | Other |  | Will Inspect meter box at a later date | Unknown - Unlikely Lead |  |  |  | No | Other |  | Will Inspect meter box at a later date | Unknown | Don't Know | Don't Know |  | Building | Unknown | Unknown | No |  |  | Unknown
2596 | 201 S AVENUE C, HOBBS NM |  | No | No | Unknown - Unlikely Lead | Don't Know |  |  |  | No | Other |  | Will Inspect meter box at a later date | Unknown - Unlikely Lead |  |  |  | No | Other |  | Will Inspect meter box at a later date | Unknown | Don't Know | Don't Know |  | Building | Unknown | Unknown | No |  |  | Unknown
1434 | 5008 N BREANNA, HOBBS NM |  | No | No | Non-Lead - Plastic |  | 2008 | 1 | Installation date after lead ban | No | Other |  | Newer Construction, verified by GIS Mapping | Non-Lead - Plastic | 2008 | 1 | Installation date after lead ban | No | Other |  | Newer Construction, verified by GIS Mapping | Non-Lead | No | No |  | Single Family Residence |  | Unknown | No |  |  | Non-Lead
216 | 608 E ALBERTSON CIR, HOBBS NM |  | No | No | Unknown - Unlikely Lead | Don't Know |  |  |  | No | Other |  | Will Inspect meter box at a later date | Unknown - Unlikely Lead |  |  |  | No | Other |  | Will Inspect meter box at a later date | Unknown | Don't Know | Don't Know |  | Building | Unknown | Unknown | No |  |  | Unknown
1399 | 116 W BYERS ST, HOBBS NM |  | No | No | Unknown - Unlikely Lead | Don't Know |  |  |  | No | Other |  | Will Inspect meter box at a later date | Unknown - Unlikely Lead |  |  |  | No | Other |  | Will Inspect meter box at a later date | Unknown | Don't Know | Don't Know |  | Building | Unknown | Unknown | No |  |  | Unknown
14320 | 1021 E YESO DR 105A, HOBBS NM |  | No | No | Unknown - Unlikely Lead | Don't Know |  |  |  | No | Other |  | Will Inspect meter box at a later date | Unknown - Unlikely Lead |  |  |  | No | Other |  | Will Inspect meter box at a later date | Unknown | Don't Know | Don't Know |  | Building | Unknown | Unknown | No |  |  | Unknown
2743 | 925 W COPPER AVE, HOBBS NM |  | No | No | Unknown - Unlikely Lead | Don't Know |  |  |  | No | Other |  | Will Inspect meter box at a later date | Unknown - Unlikely Lead |  |  |  | No | Other |  | Will Inspect meter box at a later date | Unknown | Don't Know | Don't Know |  | Building | Unknown | Unknown | No |  |  | Unknown
2824 | 402 E COPPER AVE, HOBBS NM |  | No | No | Unknown - Unlikely Lead | Don't Know |  |  |  | No | Other |  | Will Inspect meter box at a later date | Unknown - Unlikely Lead |  |  |  | No | Other |  | Will Inspect meter box at a later date | Unknown | Don't Know | Don't Know |  | Building | Unknown | Unknown | No |  |  | Unknown
14373 | 1535 YESO PL, HOBBS NM |  | No | No | Unknown - Unlikely Lead | Don't Know |  |  |  | No | Other |  | Will Inspect meter box at a later date | Unknown - Unlikely Lead |  |  |  | No | Other |  | Will Inspect meter box at a later date | Unknown | Don't Know | Don't Know |  | Building | Unknown | Unknown | No |  |  | Unknown
14298 | 900 E YESO DR #26, HOBBS NM |  | No | No | Unknown - Unlikely Lead | Don't Know |  |  |  | No | Other |  | Will Inspect meter box at a later date | Unknown - Unlikely Lead |  |  |  | No | Other |  | Will Inspect meter box at a later date | Unknown | Don't Know | Don't Know |  | Building | Unknown | Unknown | No |  |  | Unknown
2155 | 106 E CASTLE AVE, HOBBS NM |  | No | No | Unknown - Unlikely Lead | Don't Know |  |  |  | No | Other |  | Will Inspect meter box at a later date | Unknown - Unlikely Lead |  |  |  | No | Other |  | Will Inspect meter box at a later date | Unknown | Don't Know | Don't Know |  | Building | Unknown | Unknown | No |  |  | Unknown
14073 | 108 E WOLFCAMP DR, HOBBS NM |  | No | No | Unknown - Unlikely Lead | Don't Know |  |  |  | No | Other |  | Will Inspect meter box at a later date | Unknown - Unlikely Lead |  |  |  | No | Other |  | Will Inspect meter box at a later date | Unknown | Don't Know | Don't Know |  | Building | Unknown | Unknown | No |  |  | Unknown
3682 | 1809 N CHAMA DR, HOBBS NM |  | No | No | Unknown - Unlikely Lead | Don't Know |  |  |  | No | Other |  | Will Inspect meter box at a later date | Unknown - Unlikely Lead |  |  |  | No | Other |  | Will Inspect meter box at a later date | Unknown | Don't Know | Don't Know |  | Building | Unknown | Unknown | No |  |  | Unknown
1636 | 1809 N BRECKON DR, HOBBS NM |  | No | No | Unknown - Unlikely Lead | Don't Know |  |  |  | No | Other |  | Will Inspect meter box at a later date | Unknown - Unlikely Lead |  |  |  | No | Other |  | Will Inspect meter box at a later date | Unknown | Don't Know | Don't Know |  | Building | Unknown | Unknown | No |  |  | Unknown
3913 | 1602-D W CALLE SUR ST, HOBBS NM |  | No | No | Unknown - Unlikely Lead | Don't Know |  |  |  | No | Other |  | Will Inspect meter box at a later date | Unknown - Unlikely Lead |  |  |  | No | Other |  | Will Inspect meter box at a later date | Unknown | Don't Know | Don't Know |  | Building | Unknown | Unknown | No |  |  | Unknown
3639 | 227 S COLEMAN ST, HOBBS NM |  | No | No | Unknown - Unlikely Lead | Don't Know |  |  |  | No | Other |  | Will Inspect meter box at a later date | Unknown - Unlikely Lead |  |  |  | No | Other |  | Will Inspect meter box at a later date | Unknown | Don't Know | Don't Know |  | Building | Unknown | Unknown | No |  |  | Unknown
278 | 209 E ALBERTSON DR, HOBBS NM |  | No | No | Unknown - Unlikely Lead | Don't Know |  |  |  | No | Other |  | Will Inspect meter box at a later date | Unknown - Unlikely Lead |  |  |  | No | Other |  | Will Inspect meter box at a later date | Unknown | Don't Know | Don't Know |  | Building | Unknown | Unknown | No |  |  | Unknown
1418 | 1014 W BYERS ST, HOBBS NM |  | No | No | Unknown - Unlikely Lead | Don't Know |  |  |  | No | Other |  | Will Inspect meter box at a later date | Unknown - Unlikely Lead |  |  |  | No | Other |  | Will Inspect meter box at a later date | Unknown | Don't Know | Don't Know |  | Building | Unknown | Unknown | No |  |  | Unknown
13892 | 103 E VEGA DR, HOBBS NM |  | No | No | Unknown - Unlikely Lead | Don't Know |  |  |  | No | Other |  | Will Inspect meter box at a later date | Unknown - Unlikely Lead |  |  |  | No | Other |  | Will Inspect meter box at a later date | Unknown | Don't Know | Don't Know |  | Building | Unknown | Unknown | No |  |  | Unknown
14338 | 1021 E YESO DR 108A, HOBBS NM |  | No | No | Unknown - Unlikely Lead | Don't Know |  |  |  | No | Other |  | Will Inspect meter box at a later date | Unknown - Unlikely Lead |  |  |  | No | Other |  | Will Inspect meter box at a later date | Unknown | Don't Know | Don't Know |  | Building | Unknown | Unknown | No |  |  | Unknown
2303 | 1401 N COCHRAN ST, HOBBS NM |  | No | No | Unknown - Unlikely Lead | Don't Know |  |  |  | No | Other |  | Will Inspect meter box at a later date | Unknown - Unlikely Lead |  |  |  | No | Other |  | Will Inspect meter box at a later date | Unknown | Don't Know | Don't Know |  | Building | Unknown | Unknown | No |  |  | Unknown
14309 | 1219 E YESO DR, HOBBS NM |  | No | No | Unknown - Unlikely Lead | Don't Know |  |  |  | No | Other |  | Will Inspect meter box at a later date | Unknown - Unlikely Lead |  |  |  | No | Other |  | Will Inspect meter box at a later date | Unknown | Don't Know | Don't Know |  | Building | Unknown | Unknown | No |  |  | Unknown
4347 | 3419 N DAL PASO BLD 21 C, HOBBS NM |  | No | No | Non-Lead - Plastic | No | 2020 | 3/4 | Field inspection only with no records | Yes | Visual inspection at the meter pit | 05/26/2024 00:00:00 |  | Non-Lead - Plastic |  | 3/4 | Installation date after lead ban | Yes | Visual inspection at the meter pit | 05/26/2024 00:00:00 |  | Non-Lead | No | No |  | Single Family Residence |  | No | No |  |  | Non-Lead
4598 | 908 S DALMONT ST, HOBBS NM |  | No | No | Unknown - Unlikely Lead | Don't Know |  |  |  | No | Other |  | Will Inspect meter box at a later date | Unknown - Unlikely Lead |  |  |  | No | Other |  | Will Inspect meter box at a later date | Unknown | Don't Know | Don't Know |  | Building | Unknown | Unknown | No |  |  | Unknown
3792 | 1611 CAMINO DEL ARCO, HOBBS NM |  | No | No | Unknown - Unlikely Lead | Don't Know |  |  |  | No | Other |  | Will Inspect meter box at a later date | Unknown - Unlikely Lead |  |  |  | No | Other |  | Will Inspect meter box at a later date | Unknown | Don't Know | Don't Know |  | Building | Unknown | Unknown | No |  |  | Unknown
3914 | 1610-D W CALLE SUR ST, HOBBS NM |  | No | No | Unknown - Unlikely Lead | Don't Know |  |  |  | No | Other |  | Will Inspect meter box at a later date | Unknown - Unlikely Lead |  |  |  | No | Other |  | Will Inspect meter box at a later date | Unknown | Don't Know | Don't Know |  | Building | Unknown | Unknown | No |  |  | Unknown
1965 | 2117 E BOND ST, HOBBS NM |  | No | No | Unknown - Unlikely Lead | Don't Know |  |  |  | No | Other |  | Will Inspect meter box at a later date | Unknown - Unlikely Lead |  |  |  | No | Other |  | Will Inspect meter box at a later date | Unknown | Don't Know | Don't Know |  | Building | Unknown | Unknown | No |  |  | Unknown
14420 | 518 E YUCCA ST, HOBBS NM |  | No | No | Unknown - Unlikely Lead | Don't Know |  |  |  | No | Other |  | Will Inspect meter box at a later date | Unknown - Unlikely Lead |  |  |  | No | Other |  | Will Inspect meter box at a later date | Unknown | Don't Know | Don't Know |  | Building | Unknown | Unknown | No |  |  | Unknown
3074 | 3901 N CENTRAL O 208, HOBBS NM |  | No | No | Non-Lead - Plastic | No | 2009 | 3/4 | Field inspection only with no records | Yes | Visual inspection at the meter pit | 05/26/2024 00:00:00 |  | Non-Lead - Plastic | 2009 | 3/4 | Installation date after lead ban | Yes | Visual inspection at the meter pit | 05/26/2024 00:00:00 |  | Non-Lead | No | No |  | Single Family Residence |  | No | No |  |  | Non-Lead
1583 | 1609 BRADLEY CT, HOBBS NM |  | No | No | Unknown - Unlikely Lead | Don't Know |  |  |  | No | Other |  | Will Inspect meter box at a later date | Unknown - Unlikely Lead |  |  |  | No | Other |  | Will Inspect meter box at a later date | Unknown | Don't Know | Don't Know |  | Building | Unknown | Unknown | No |  |  | Unknown
1467 | 1623 N BRAZOS AVE, HOBBS NM |  | No | No | Unknown - Unlikely Lead | Don't Know |  |  |  | No | Other |  | Will Inspect meter box at a later date | Unknown - Unlikely Lead |  |  |  | No | Other |  | Will Inspect meter box at a later date | Unknown | Don't Know | Don't Know |  | Building | Unknown | Unknown | No |  |  | Unknown
4391 | 1900 N DAL PASO ST, HOBBS NM |  | No | No | Unknown - Unlikely Lead | Don't Know |  |  |  | No | Other |  | Will Inspect meter box at a later date | Unknown - Unlikely Lead |  |  |  | No | Other |  | Will Inspect meter box at a later date | Unknown | Don't Know | Don't Know |  | Building | Unknown | Unknown | No |  |  | Unknown
2448 | 405 W COAL AVE, HOBBS NM |  | No | No | Unknown - Unlikely Lead | Don't Know |  |  |  | No | Other |  | Will Inspect meter box at a later date | Unknown - Unlikely Lead |  |  |  | No | Other |  | Will Inspect meter box at a later date | Unknown | Don't Know | Don't Know |  | Building | Unknown | Unknown | No |  |  | Unknown
3403 | 1325 W CAPROCK ST, HOBBS NM |  | No | No | Unknown - Unlikely Lead | Don't Know |  |  |  | No | Other |  | Will Inspect meter box at a later date | Unknown - Unlikely Lead |  |  |  | No | Other |  | Will Inspect meter box at a later date | Unknown | Don't Know | Don't Know |  | Building | Unknown | Unknown | No |  |  | Unknown
2440 | 1112 W COAL AVE, HOBBS NM |  | No | No | Unknown - Unlikely Lead | Don't Know |  |  |  | No | Other |  | Will Inspect meter box at a later date | Unknown - Unlikely Lead |  |  |  | No | Other |  | Will Inspect meter box at a later date | Unknown | Don't Know | Don't Know |  | Building | Unknown | Unknown | No |  |  | Unknown
437 | 212 W ALTO DR, HOBBS NM |  | No | No | Unknown - Unlikely Lead | Don't Know |  |  |  | No | Other |  | Will Inspect meter box at a later date | Unknown - Unlikely Lead |  |  |  | No | Other |  | Will Inspect meter box at a later date | Unknown | Don't Know | Don't Know |  | Building | Unknown | Unknown | No |  |  | Unknown
13683 | 410 E TAYLOR ST, HOBBS NM |  | No | No | Unknown - Unlikely Lead | Don't Know |  |  |  | No | Other |  | Will Inspect meter box at a later date | Unknown - Unlikely Lead |  |  |  | No | Other |  | Will Inspect meter box at a later date | Unknown | Don't Know | Don't Know |  | Building | Unknown | Unknown | No |  |  | Unknown
2306 | 6001 N COCHRAN ST, HOBBS NM |  | No | No | Unknown - Unlikely Lead | Don't Know |  |  |  | No | Other |  | Will Inspect meter box at a later date | Unknown - Unlikely Lead |  |  |  | No | Other |  | Will Inspect meter box at a later date | Unknown | Don't Know | Don't Know |  | Building | Unknown | Unknown | No |  |  | Unknown
1525 | 1525 N BRAZOS AVE, HOBBS NM |  | No | No | Unknown - Unlikely Lead | Don't Know |  |  |  | No | Other |  | Will Inspect meter box at a later date | Unknown - Unlikely Lead |  |  |  | No | Other |  | Will Inspect meter box at a later date | Unknown | Don't Know | Don't Know |  | Building | Unknown | Unknown | No |  |  | Unknown
3644 | 817 S CARLTON ST, HOBBS NM |  | No | No | Unknown - Unlikely Lead | Don't Know |  |  |  | No | Other |  | Will Inspect meter box at a later date | Unknown - Unlikely Lead |  |  |  | No | Other |  | Will Inspect meter box at a later date | Unknown | Don't Know | Don't Know |  | Building | Unknown | Unknown | No |  |  | Unknown
3040 | 3901 N CENTRAL L 106, HOBBS NM |  | No | No | Non-Lead - Plastic | No | 2009 | 3/4 | Field inspection only with no records | Yes | Visual inspection at the meter pit | 05/26/2024 00:00:00 |  | Non-Lead - Plastic | 2009 | 3/4 | Installation date after lead ban | Yes | Visual inspection at the meter pit | 05/26/2024 00:00:00 |  | Non-Lead | No | No |  | Single Family Residence |  | No | No |  |  | Non-Lead
3865 | 1413 CAMINO REAL, HOBBS NM |  | No | No | Unknown - Unlikely Lead | Don't Know |  |  |  | No | Other |  | Will Inspect meter box at a later date | Unknown - Unlikely Lead |  |  |  | No | Other |  | Will Inspect meter box at a later date | Unknown | Don't Know | Don't Know |  | Building | Unknown | Unknown | No |  |  | Unknown
3137 | 3901 N CENTRAL F 201, HOBBS NM |  | No | No | Non-Lead - Plastic | No | 2009 | 3/4 | Field inspection only with no records | Yes | Visual inspection at the meter pit | 05/26/2024 00:00:00 |  | Non-Lead - Plastic | 2009 | 3/4 | Installation date after lead ban | Yes | Visual inspection at the meter pit | 05/26/2024 00:00:00 |  | Non-Lead | No | No |  | Single Family Residence |  | No | No |  |  | Non-Lead
4575 | 5205 W DARK HORSE RD, HOBBS NM |  | No | No | Non-Lead - Plastic | No | 2015 | 3/4 | Field inspection only with no records | Yes | Visual inspection at the meter pit | 05/26/2024 00:00:00 |  | Non-Lead - Plastic | 2015 | 3/4 | Installation date after lead ban | Yes | Visual inspection at the meter pit | 05/26/2024 00:00:00 |  | Non-Lead | No | No |  | Single Family Residence |  | No | No |  |  | Non-Lead
1705 | 1112 N BRECKON DR, HOBBS NM |  | No | No | Unknown - Unlikely Lead | Don't Know |  |  |  | No | Other |  | Will Inspect meter box at a later date | Unknown - Unlikely Lead |  |  |  | No | Other |  | Will Inspect meter box at a later date | Unknown | Don't Know | Don't Know |  | Building | Unknown | Unknown | No |  |  | Unknown
3350 | 1401 W CAPROCK ST, HOBBS NM |  | No | No | Unknown - Unlikely Lead | Don't Know |  |  |  | No | Other |  | Will Inspect meter box at a later date | Unknown - Unlikely Lead |  |  |  | No | Other |  | Will Inspect meter box at a later date | Unknown | Don't Know | Don't Know |  | Building | Unknown | Unknown | No |  |  | Unknown
2934 | 3901 N CENTRAL G 106, HOBBS NM |  | No | No | Non-Lead - Plastic | No | 2009 | 3/4 | Field inspection only with no records | Yes | Visual inspection at the meter pit | 05/26/2024 00:00:00 |  | Non-Lead - Plastic | 2009 | 3/4 | Installation date after lead ban | Yes | Visual inspection at the meter pit | 05/26/2024 00:00:00 |  | Non-Lead | No | No |  | Single Family Residence |  | No | No |  |  | Non-Lead
4397 | 2032 N DAL PASO ST, HOBBS NM |  | No | No | Unknown - Unlikely Lead | Don't Know |  |  |  | No | Other |  | Will Inspect meter box at a later date | Unknown - Unlikely Lead |  |  |  | No | Other |  | Will Inspect meter box at a later date | Unknown | Don't Know | Don't Know |  | Building | Unknown | Unknown | No |  |  | Unknown
3681 | 1720 N CHAMA DR, HOBBS NM |  | No | No | Unknown - Unlikely Lead | Don't Know |  |  |  | No | Other |  | Will Inspect meter box at a later date | Unknown - Unlikely Lead |  |  |  | No | Other |  | Will Inspect meter box at a later date | Unknown | Don't Know | Don't Know |  | Building | Unknown | Unknown | No |  |  | Unknown
3018 | 3901 N CENTRAL D 303, HOBBS NM |  | No | No | Non-Lead - Plastic | No | 2009 | 3/4 | Field inspection only with no records | Yes | Visual inspection at the meter pit | 05/26/2024 00:00:00 |  | Non-Lead - Plastic | 2009 | 3/4 | Installation date after lead ban | Yes | Visual inspection at the meter pit | 05/26/2024 00:00:00 |  | Non-Lead | No | No |  | Single Family Residence |  | No | No |  |  | Non-Lead
14159 | 3504 N WEST COUNTY RD, HOBBS NM |  | No | No | Unknown - Unlikely Lead | Don't Know |  |  |  | No | Other |  | Will Inspect meter box at a later date | Unknown - Unlikely Lead |  |  |  | No | Other |  | Will Inspect meter box at a later date | Unknown | Don't Know | Don't Know |  | Building | Unknown | Unknown | No |  |  | Unknown
14450 | 112 E YUCCA ST, HOBBS NM |  | No | No | Unknown - Unlikely Lead | Don't Know |  |  |  | No | Other |  | Will Inspect meter box at a later date | Unknown - Unlikely Lead |  |  |  | No | Other |  | Will Inspect meter box at a later date | Unknown | Don't Know | Don't Know |  | Building | Unknown | Unknown | No |  |  | Unknown
4235 | 2601 N DAL PASO ST, HOBBS NM |  | No | No | Unknown - Unlikely Lead | Don't Know |  |  |  | No | Other |  | Will Inspect meter box at a later date | Unknown - Unlikely Lead |  |  |  | No | Other |  | Will Inspect meter box at a later date | Unknown | Don't Know | Don't Know |  | Building | Unknown | Unknown | No |  |  | Unknown
13822 | 3313 N VISTA DR, HOBBS NM |  | No | No | Unknown - Unlikely Lead | Don't Know |  |  |  | No | Other |  | Will Inspect meter box at a later date | Unknown - Unlikely Lead |  |  |  | No | Other |  | Will Inspect meter box at a later date | Unknown | Don't Know | Don't Know |  | Building | Unknown | Unknown | No |  |  | Unknown
13890 | 212 E VEGA DR, HOBBS NM |  | No | No | Unknown - Unlikely Lead | Don't Know |  |  |  | No | Other |  | Will Inspect meter box at a later date | Unknown - Unlikely Lead |  |  |  | No | Other |  | Will Inspect meter box at a later date | Unknown | Don't Know | Don't Know |  | Building | Unknown | Unknown | No |  |  | Unknown
1756 | 48 BROADMOOR PARK, HOBBS NM |  | No | No | Non-Lead - Plastic | No | 2003 | 3/4 | Field inspection only with no records | Yes | Visual inspection at the meter pit | 05/26/2024 00:00:00 |  | Non-Lead - Plastic | 2003 | 3/4 | Installation date after lead ban | Yes | Visual inspection at the meter pit | 05/26/2024 00:00:00 |  | Non-Lead | No | No |  | Single Family Residence |  | No | No |  |  | Non-Lead
4236 | 2601 N DAL PASO ST, HOBBS NM |  | No | No | Unknown - Unlikely Lead | Don't Know |  |  |  | No | Other |  | Will Inspect meter box at a later date | Unknown - Unlikely Lead |  |  |  | No | Other |  | Will Inspect meter box at a later date | Unknown | Don't Know | Don't Know |  | Building | Unknown | Unknown | No |  |  | Unknown
13922 | 2000 E VERA ST, HOBBS NM |  | No | No | Unknown - Unlikely Lead | Don't Know |  |  |  | No | Other |  | Will Inspect meter box at a later date | Unknown - Unlikely Lead |  |  |  | No | Other |  | Will Inspect meter box at a later date | Unknown | Don't Know | Don't Know |  | Building | Unknown | Unknown | No |  |  | Unknown
3433 | 512 N CECIL ST, HOBBS NM |  | No | No | Unknown - Unlikely Lead | Don't Know |  |  |  | No | Other |  | Will Inspect meter box at a later date | Unknown - Unlikely Lead |  |  |  | No | Other |  | Will Inspect meter box at a later date | Unknown | Don't Know | Don't Know |  | Building | Unknown | Unknown | No |  |  | Unknown
1934 | 1725 E BOND ST, HOBBS NM |  | No | No | Unknown - Unlikely Lead | Don't Know |  |  |  | No | Other |  | Will Inspect meter box at a later date | Unknown - Unlikely Lead |  |  |  | No | Other |  | Will Inspect meter box at a later date | Unknown | Don't Know | Don't Know |  | Building | Unknown | Unknown | No |  |  | Unknown
4764 | 2907 N DEL SOL CIRCLE, HOBBS NM |  | No | No | Non-Lead - Plastic | Don't Know | 2019 | 1 | Field inspection only with no records | Yes | Visual inspection at the meter pit | 08/19/2024 00:00:00 |  | Non-Lead - Plastic | 2019 | 1 | Field inspection only with no records | Yes | Visual inspection at the meter pit | 08/19/2024 00:00:00 |  | Non-Lead | No | Don't Know |  | Single Family Residence |  | No | No |  |  | Non-Lead
1426 | 5012 N BREANNA, HOBBS NM |  | No | No | Non-Lead - Plastic |  | 2008 | 1 | Installation date after lead ban | No | Other |  | Newer Construction, verified by GIS Mapping | Non-Lead - Plastic | 2008 | 1 | Installation date after lead ban | No | Other |  | Newer Construction, verified by GIS Mapping | Non-Lead | No | No |  | Single Family Residence |  | Unknown | No |  |  | Non-Lead
3003 | 3901 N CENTRAL A 204, HOBBS NM |  | No | No | Non-Lead - Plastic | No | 2009 | 3/4 | Field inspection only with no records | Yes | Visual inspection at the meter pit | 05/26/2024 00:00:00 |  | Non-Lead - Plastic | 2009 | 3/4 | Installation date after lead ban | Yes | Visual inspection at the meter pit | 05/26/2024 00:00:00 |  | Non-Lead | No | No |  | Single Family Residence |  | No | No |  |  | Non-Lead
14244 | 206 E YESO DR, HOBBS NM |  | No | No | Unknown - Unlikely Lead | Don't Know |  |  |  | No | Other |  | Will Inspect meter box at a later date | Unknown - Unlikely Lead |  |  |  | No | Other |  | Will Inspect meter box at a later date | Unknown | Don't Know | Don't Know |  | Building | Unknown | Unknown | No |  |  | Unknown
1430 | 4904 N BREANNA, HOBBS NM |  | No | No | Non-Lead - Plastic |  | 2008 | 1 | Installation date after lead ban | No | Other |  | Newer Construction, verified by GIS Mapping | Non-Lead - Plastic | 2008 | 1 | Installation date after lead ban | No | Other |  | Newer Construction, verified by GIS Mapping | Non-Lead | No | No |  | Single Family Residence |  | Unknown | No |  |  | Non-Lead
3019 | 3901 N CENTRAL D 304, HOBBS NM |  | No | No | Non-Lead - Plastic | No | 2009 | 3/4 | Field inspection only with no records | Yes | Visual inspection at the meter pit | 05/26/2024 00:00:00 |  | Non-Lead - Plastic | 2009 | 3/4 | Installation date after lead ban | Yes | Visual inspection at the meter pit | 05/26/2024 00:00:00 |  | Non-Lead | No | No |  | Single Family Residence |  | No | No |  |  | Non-Lead
13727 | 403 W TAYLOR ST, HOBBS NM |  | No | No | Unknown - Unlikely Lead | Don't Know |  |  |  | No | Other |  | Will Inspect meter box at a later date | Unknown - Unlikely Lead |  |  |  | No | Other |  | Will Inspect meter box at a later date | Unknown | Don't Know | Don't Know |  | Building | Unknown | Unknown | No |  |  | Unknown
4610 | 905 1/2 N DALMONT ST, HOBBS NM |  | No | No | Unknown - Unlikely Lead | Don't Know |  |  |  | No | Other |  | Will Inspect meter box at a later date | Unknown - Unlikely Lead |  |  |  | No | Other |  | Will Inspect meter box at a later date | Unknown | Don't Know | Don't Know |  | Building | Unknown | Unknown | No |  |  | Unknown
4239 | 2719 N DAL PASO ST, HOBBS NM |  | No | No | Unknown - Unlikely Lead | Don't Know |  |  |  | No | Other |  | Will Inspect meter box at a later date | Unknown - Unlikely Lead |  |  |  | No | Other |  | Will Inspect meter box at a later date | Unknown | Don't Know | Don't Know |  | Building | Unknown | Unknown | No |  |  | Unknown
4455 | 1811 N DAL PASO ST, HOBBS NM |  | No | No | Unknown - Unlikely Lead | Don't Know |  |  |  | No | Other |  | Will Inspect meter box at a later date | Unknown - Unlikely Lead |  |  |  | No | Other |  | Will Inspect meter box at a later date | Unknown | Don't Know | Don't Know |  | Building | Unknown | Unknown | No |  |  | Unknown
14149 | 308 N WILLOW ST, HOBBS NM |  | No | No | Unknown - Unlikely Lead | Don't Know |  |  |  | No | Other |  | Will Inspect meter box at a later date | Unknown - Unlikely Lead |  |  |  | No | Other |  | Will Inspect meter box at a later date | Unknown | Don't Know | Don't Know |  | Building | Unknown | Unknown | No |  |  | Unknown
3148 | 3901 N CENTRAL B 201, HOBBS NM |  | No | No | Non-Lead - Plastic | No | 2009 | 3/4 | Field inspection only with no records | Yes | Visual inspection at the meter pit | 05/26/2024 00:00:00 |  | Non-Lead - Plastic | 2009 | 3/4 | Installation date after lead ban | Yes | Visual inspection at the meter pit | 05/26/2024 00:00:00 |  | Non-Lead | No | No |  | Single Family Residence |  | No | No |  |  | Non-Lead
3111 | 3901 N CENTRAL C 307, HOBBS NM |  | No | No | Non-Lead - Plastic | No | 2009 | 3/4 | Field inspection only with no records | Yes | Visual inspection at the meter pit | 05/26/2024 00:00:00 |  | Non-Lead - Plastic | 2009 | 3/4 | Installation date after lead ban | Yes | Visual inspection at the meter pit | 05/26/2024 00:00:00 |  | Non-Lead | No | No |  | Single Family Residence |  | No | No |  |  | Non-Lead
13703 | 1123 W TAYLOR ST, HOBBS NM |  | No | No | Unknown - Unlikely Lead | Don't Know |  |  |  | No | Other |  | Will Inspect meter box at a later date | Unknown - Unlikely Lead |  |  |  | No | Other |  | Will Inspect meter box at a later date | Unknown | Don't Know | Don't Know |  | Building | Unknown | Unknown | No |  |  | Unknown
2993 | 3901 N CENTRAL N 104, HOBBS NM |  | No | No | Non-Lead - Plastic | No | 2009 | 3/4 | Field inspection only with no records | Yes | Visual inspection at the meter pit | 05/26/2024 00:00:00 |  | Non-Lead - Plastic | 2009 | 3/4 | Installation date after lead ban | Yes | Visual inspection at the meter pit | 05/26/2024 00:00:00 |  | Non-Lead | No | No |  | Single Family Residence |  | No | No |  |  | Non-Lead
4628 | 316 N DALMONT ST, HOBBS NM |  | No | No | Unknown - Unlikely Lead | Don't Know |  |  |  | No | Other |  | Will Inspect meter box at a later date | Unknown - Unlikely Lead |  |  |  | No | Other |  | Will Inspect meter box at a later date | Unknown | Don't Know | Don't Know |  | Building | Unknown | Unknown | No |  |  | Unknown
3960 | 1404 W CALLE SUR ST, HOBBS NM |  | No | No | Unknown - Unlikely Lead | Don't Know |  |  |  | No | Other |  | Will Inspect meter box at a later date | Unknown - Unlikely Lead |  |  |  | No | Other |  | Will Inspect meter box at a later date | Unknown | Don't Know | Don't Know |  | Building | Unknown | Unknown | No |  |  | Unknown
1746 | 46 BROADMOOR PARK, HOBBS NM |  | No | No | Non-Lead - Plastic | No | 2003 | 3/4 | Field inspection only with no records | Yes | Visual inspection at the meter pit | 05/26/2024 00:00:00 |  | Non-Lead - Plastic | 2003 | 3/4 | Installation date after lead ban | Yes | Visual inspection at the meter pit | 05/26/2024 00:00:00 |  | Non-Lead | No | No |  | Single Family Residence |  | No | No |  |  | Non-Lead
3860 | 1513 CAMINO REAL, HOBBS NM |  | No | No | Unknown - Unlikely Lead | Don't Know |  |  |  | No | Other |  | Will Inspect meter box at a later date | Unknown - Unlikely Lead |  |  |  | No | Other |  | Will Inspect meter box at a later date | Unknown | Don't Know | Don't Know |  | Building | Unknown | Unknown | No |  |  | Unknown
3212 | 3415 N CENTRAL DR, HOBBS NM |  | No | No | Unknown - Unlikely Lead | Don't Know |  |  |  | No | Other |  | Will Inspect meter box at a later date | Unknown - Unlikely Lead |  |  |  | No | Other |  | Will Inspect meter box at a later date | Unknown | Don't Know | Don't Know |  | Building | Unknown | Unknown | No |  |  | Unknown
3301 | 420 W COCHITI AVE, HOBBS NM |  | No | No | Unknown - Unlikely Lead | Don't Know |  |  |  | No | Other |  | Will Inspect meter box at a later date | Unknown - Unlikely Lead |  |  |  | No | Other |  | Will Inspect meter box at a later date | Unknown | Don't Know | Don't Know |  | Building | Unknown | Unknown | No |  |  | Unknown
1415 | 507 W BYERS ST, HOBBS NM |  | No | No | Unknown - Unlikely Lead | Don't Know |  |  |  | No | Other |  | Will Inspect meter box at a later date | Unknown - Unlikely Lead |  |  |  | No | Other |  | Will Inspect meter box at a later date | Unknown | Don't Know | Don't Know |  | Building | Unknown | Unknown | No |  |  | Unknown
4670 | 1321 E DUNNAM ST, HOBBS NM |  | No | No | Unknown - Unlikely Lead | Don't Know |  |  |  | No | Other |  | Will Inspect meter box at a later date | Unknown - Unlikely Lead |  |  |  | No | Other |  | Will Inspect meter box at a later date | Unknown | Don't Know | Don't Know |  | Building | Unknown | Unknown | No |  |  | Unknown
36 | 809 S 6TH ST, HOBBS NM |  | No | No | Unknown - Unlikely Lead | Don't Know |  |  |  | No | Other |  | Will Inspect meter box at a later date | Unknown - Unlikely Lead |  |  |  | No | Other |  | Will Inspect meter box at a later date | Unknown | Don't Know | Don't Know |  | Building | Unknown | Unknown | No |  |  | Unknown
4647 | 1915 E DUNNAM ST, HOBBS NM |  | No | No | Unknown - Unlikely Lead | Don't Know |  |  |  | No | Other |  | Will Inspect meter box at a later date | Unknown - Unlikely Lead |  |  |  | No | Other |  | Will Inspect meter box at a later date | Unknown | Don't Know | Don't Know |  | Building | Unknown | Unknown | No |  |  | Unknown
3785 | 1412 W CAMINO DEL ARCO, HOBBS NM |  | No | No | Unknown - Unlikely Lead | Don't Know |  |  |  | No | Other |  | Will Inspect meter box at a later date | Unknown - Unlikely Lead |  |  |  | No | Other |  | Will Inspect meter box at a later date | Unknown | Don't Know | Don't Know |  | Building | Unknown | Unknown | No |  |  | Unknown
3699 | 3305 N CIBOLA AVE, HOBBS NM |  | No | No | Unknown - Unlikely Lead | Don't Know |  |  |  | No | Other |  | Will Inspect meter box at a later date | Unknown - Unlikely Lead |  |  |  | No | Other |  | Will Inspect meter box at a later date | Unknown | Don't Know | Don't Know |  | Building | Unknown | Unknown | No |  |  | Unknown
13778 | 2628 N THOMPSON DR, HOBBS NM |  | No | No | Unknown - Unlikely Lead | Don't Know |  |  |  | No | Other |  | Will Inspect meter box at a later date | Unknown - Unlikely Lead |  |  |  | No | Other |  | Will Inspect meter box at a later date | Unknown | Don't Know | Don't Know |  | Building | Unknown | Unknown | No |  |  | Unknown
3908 | 4030 N CALLE GRANDE, HOBBS NM |  | No | No | Unknown - Unlikely Lead | Don't Know |  |  |  | No | Other |  | Will Inspect meter box at a later date | Unknown - Unlikely Lead |  |  |  | No | Other |  | Will Inspect meter box at a later date | Unknown | Don't Know | Don't Know |  | Building | Unknown | Unknown | No |  |  | Unknown
1806 | 608 W BROADWAY ST, HOBBS NM |  | No | No | Unknown - Unlikely Lead | Don't Know |  |  |  | No | Other |  | Will Inspect meter box at a later date | Unknown - Unlikely Lead |  |  |  | No | Other |  | Will Inspect meter box at a later date | Unknown | Don't Know | Don't Know |  | Building | Unknown | Unknown | No |  |  | Unknown
1835 | 213 W BROADWAY ST, HOBBS NM |  | No | No | Unknown - Unlikely Lead | Don't Know |  |  |  | No | Other |  | Will Inspect meter box at a later date | Unknown - Unlikely Lead |  |  |  | No | Other |  | Will Inspect meter box at a later date | Unknown | Don't Know | Don't Know |  | Building | Unknown | Unknown | No |  |  | Unknown
1948 | 1708 E BOND ST, HOBBS NM |  | No | No | Unknown - Unlikely Lead | Don't Know |  |  |  | No | Other |  | Will Inspect meter box at a later date | Unknown - Unlikely Lead |  |  |  | No | Other |  | Will Inspect meter box at a later date | Unknown | Don't Know | Don't Know |  | Building | Unknown | Unknown | No |  |  | Unknown
2899 | 3901 N CENTRAL M 103, HOBBS NM |  | No | No | Non-Lead - Plastic | No | 2009 | 3/4 | Field inspection only with no records | Yes | Visual inspection at the meter pit | 05/26/2024 00:00:00 |  | Non-Lead - Plastic | 2009 | 3/4 | Installation date after lead ban | Yes | Visual inspection at the meter pit | 05/26/2024 00:00:00 |  | Non-Lead | No | No |  | Single Family Residence |  | No | No |  |  | Non-Lead
14377 | 1536 YESO CIR, HOBBS NM |  | No | No | Unknown - Unlikely Lead | Don't Know |  |  |  | No | Other |  | Will Inspect meter box at a later date | Unknown - Unlikely Lead |  |  |  | No | Other |  | Will Inspect meter box at a later date | Unknown | Don't Know | Don't Know |  | Building | Unknown | Unknown | No |  |  | Unknown
3633 | 211 S COLEMAN ST, HOBBS NM |  | No | No | Unknown - Unlikely Lead | Don't Know |  |  |  | No | Other |  | Will Inspect meter box at a later date | Unknown - Unlikely Lead |  |  |  | No | Other |  | Will Inspect meter box at a later date | Unknown | Don't Know | Don't Know |  | Building | Unknown | Unknown | No |  |  | Unknown
2491 | 724 W COAL AVE, HOBBS NM |  | No | No | Unknown - Unlikely Lead | Don't Know |  |  |  | No | Other |  | Will Inspect meter box at a later date | Unknown - Unlikely Lead |  |  |  | No | Other |  | Will Inspect meter box at a later date | Unknown | Don't Know | Don't Know |  | Building | Unknown | Unknown | No |  |  | Unknown
4196 | 5107 N CARRIAGE RD, HOBBS NM |  | No | No | Unknown - Unlikely Lead | Don't Know |  |  |  | No | Other |  | Will Inspect meter box at a later date | Unknown - Unlikely Lead |  |  |  | No | Other |  | Will Inspect meter box at a later date | Unknown | Don't Know | Don't Know |  | Building | Unknown | Unknown | No |  |  | Unknown
139 | 2208 N ACOMA DR, HOBBS NM |  | No | No | Unknown - Unlikely Lead | Don't Know |  |  |  | No | Other |  | Will Inspect meter box at a later date | Unknown - Unlikely Lead |  |  |  | No | Other |  | Will Inspect meter box at a later date | Unknown | Don't Know | Don't Know |  | Building | Unknown | Unknown | No |  |  | Unknown
3008 | 3901 N CENTRAL E 301, HOBBS NM |  | No | No | Non-Lead - Plastic | No | 2009 | 3/4 | Field inspection only with no records | Yes | Visual inspection at the meter pit | 05/26/2024 00:00:00 |  | Non-Lead - Plastic | 2009 | 3/4 | Installation date after lead ban | Yes | Visual inspection at the meter pit | 05/26/2024 00:00:00 |  | Non-Lead | No | No |  | Single Family Residence |  | No | No |  |  | Non-Lead
3859 | 3524 CAMINO REAL, HOBBS NM |  | No | No | Unknown - Unlikely Lead | Don't Know |  |  |  | No | Other |  | Will Inspect meter box at a later date | Unknown - Unlikely Lead |  |  |  | No | Other |  | Will Inspect meter box at a later date | Unknown | Don't Know | Don't Know |  | Building | Unknown | Unknown | No |  |  | Unknown
13746 | 911 S TEXACO RD, HOBBS NM |  | No | No | Unknown - Unlikely Lead | Don't Know |  |  |  | No | Other |  | Will Inspect meter box at a later date | Unknown - Unlikely Lead |  |  |  | No | Other |  | Will Inspect meter box at a later date | Unknown | Don't Know | Don't Know |  | Building | Unknown | Unknown | No |  |  | Unknown
13663 | 1706 S THORP ST, HOBBS NM |  | No | No | Unknown - Unlikely Lead | Don't Know |  |  |  | No | Other |  | Will Inspect meter box at a later date | Unknown - Unlikely Lead |  |  |  | No | Other |  | Will Inspect meter box at a later date | Unknown | Don't Know | Don't Know |  | Building | Unknown | Unknown | No |  |  | Unknown
3544 | 1539 N COLEMAN ST, HOBBS NM |  | No | No | Unknown - Unlikely Lead | Don't Know |  |  |  | No | Other |  | Will Inspect meter box at a later date | Unknown - Unlikely Lead |  |  |  | No | Other |  | Will Inspect meter box at a later date | Unknown | Don't Know | Don't Know |  | Building | Unknown | Unknown | No |  |  | Unknown
13821 | 3311 N VISTA DR, HOBBS NM |  | No | No | Unknown - Unlikely Lead | Don't Know |  |  |  | No | Other |  | Will Inspect meter box at a later date | Unknown - Unlikely Lead |  |  |  | No | Other |  | Will Inspect meter box at a later date | Unknown | Don't Know | Don't Know |  | Building | Unknown | Unknown | No |  |  | Unknown
1373 | 1322 E BYERS ST, HOBBS NM |  | No | No | Unknown - Unlikely Lead | Don't Know |  |  |  | No | Other |  | Will Inspect meter box at a later date | Unknown - Unlikely Lead |  |  |  | No | Other |  | Will Inspect meter box at a later date | Unknown | Don't Know | Don't Know |  | Building | Unknown | Unknown | No |  |  | Unknown
4137 | 4301 N CORTO CT, HOBBS NM |  | No | No | Unknown - Unlikely Lead | Don't Know |  |  |  | No | Other |  | Will Inspect meter box at a later date | Unknown - Unlikely Lead |  |  |  | No | Other |  | Will Inspect meter box at a later date | Unknown | Don't Know | Don't Know |  | Building | Unknown | Unknown | No |  |  | Unknown
4064 | 2600 CHARLCIA BLVD, HOBBS NM |  | No | No | Unknown - Unlikely Lead | Don't Know |  |  |  | No | Other |  | Will Inspect meter box at a later date | Unknown - Unlikely Lead |  |  |  | No | Other |  | Will Inspect meter box at a later date | Unknown | Don't Know | Don't Know |  | Building | Unknown | Unknown | No |  |  | Unknown
25 | 404 S 4TH ST, HOBBS NM |  | No | No | Unknown - Unlikely Lead | Don't Know |  |  |  | No | Other |  | Will Inspect meter box at a later date | Unknown - Unlikely Lead |  |  |  | No | Other |  | Will Inspect meter box at a later date | Unknown | Don't Know | Don't Know |  | Building | Unknown | Unknown | No |  |  | Unknown
4663 | 1625 E DUNNAM ST, HOBBS NM |  | No | No | Unknown - Unlikely Lead | Don't Know |  |  |  | No | Other |  | Will Inspect meter box at a later date | Unknown - Unlikely Lead |  |  |  | No | Other |  | Will Inspect meter box at a later date | Unknown | Don't Know | Don't Know |  | Building | Unknown | Unknown | No |  |  | Unknown
4318 | 3320 N DAL PASO ST #3, HOBBS NM |  | No | No | Non-Lead - Plastic | No | 1986 | 3/4 | Field inspection only with no records | Yes | Visual inspection at the meter pit | 05/26/2024 00:00:00 |  | Non-Lead - Plastic |  | 3/4 | Installation date after lead ban | Yes | Visual inspection at the meter pit | 05/26/2024 00:00:00 |  | Non-Lead | No | No |  | Single Family Residence |  | No | No |  |  | Non-Lead
3910 | 4112 N CALLE GRANDE, HOBBS NM |  | No | No | Unknown - Unlikely Lead | Don't Know |  |  |  | No | Other |  | Will Inspect meter box at a later date | Unknown - Unlikely Lead |  |  |  | No | Other |  | Will Inspect meter box at a later date | Unknown | Don't Know | Don't Know |  | Building | Unknown | Unknown | No |  |  | Unknown
1961 | 2107 E BOND ST, HOBBS NM |  | No | No | Unknown - Unlikely Lead | Don't Know |  |  |  | No | Other |  | Will Inspect meter box at a later date | Unknown - Unlikely Lead |  |  |  | No | Other |  | Will Inspect meter box at a later date | Unknown | Don't Know | Don't Know |  | Building | Unknown | Unknown | No |  |  | Unknown
2773 | 606 W COPPER AVE, HOBBS NM |  | No | No | Unknown - Unlikely Lead | Don't Know |  |  |  | No | Other |  | Will Inspect meter box at a later date | Unknown - Unlikely Lead |  |  |  | No | Other |  | Will Inspect meter box at a later date | Unknown | Don't Know | Don't Know |  | Building | Unknown | Unknown | No |  |  | Unknown
2160 | 202 E CASTLE AVE, HOBBS NM |  | No | No | Unknown - Unlikely Lead | Don't Know |  |  |  | No | Other |  | Will Inspect meter box at a later date | Unknown - Unlikely Lead |  |  |  | No | Other |  | Will Inspect meter box at a later date | Unknown | Don't Know | Don't Know |  | Building | Unknown | Unknown | No |  |  | Unknown
4738 | 823 W DUNNAM ST, HOBBS NM |  | No | No | Unknown - Unlikely Lead | Don't Know |  |  |  | No | Other |  | Will Inspect meter box at a later date | Unknown - Unlikely Lead |  |  |  | No | Other |  | Will Inspect meter box at a later date | Unknown | Don't Know | Don't Know |  | Building | Unknown | Unknown | No |  |  | Unknown
2737 | 526 W COPPER AVE, HOBBS NM |  | No | No | Unknown - Unlikely Lead | Don't Know |  |  |  | No | Other |  | Will Inspect meter box at a later date | Unknown - Unlikely Lead |  |  |  | No | Other |  | Will Inspect meter box at a later date | Unknown | Don't Know | Don't Know |  | Building | Unknown | Unknown | No |  |  | Unknown
13920 | 2024 E VERA ST, HOBBS NM |  | No | No | Unknown - Unlikely Lead | Don't Know |  |  |  | No | Other |  | Will Inspect meter box at a later date | Unknown - Unlikely Lead |  |  |  | No | Other |  | Will Inspect meter box at a later date | Unknown | Don't Know | Don't Know |  | Building | Unknown | Unknown | No |  |  | Unknown
3983 | 1405 N COBB DR, HOBBS NM |  | No | No | Unknown - Unlikely Lead | Don't Know |  |  |  | No | Other |  | Will Inspect meter box at a later date | Unknown - Unlikely Lead |  |  |  | No | Other |  | Will Inspect meter box at a later date | Unknown | Don't Know | Don't Know |  | Building | Unknown | Unknown | No |  |  | Unknown
14493 | 613 E ZIA DR, HOBBS NM |  | No | No | Unknown - Unlikely Lead | Don't Know |  |  |  | No | Other |  | Will Inspect meter box at a later date | Unknown - Unlikely Lead |  |  |  | No | Other |  | Will Inspect meter box at a later date | Unknown | Don't Know | Don't Know |  | Building | Unknown | Unknown | No |  |  | Unknown
13818 | 2800 N VISTA DR, HOBBS NM |  | No | No | Unknown - Unlikely Lead | Don't Know |  |  |  | No | Other |  | Will Inspect meter box at a later date | Unknown - Unlikely Lead |  |  |  | No | Other |  | Will Inspect meter box at a later date | Unknown | Don't Know | Don't Know |  | Building | Unknown | Unknown | No |  |  | Unknown
4298 | 819 N DAL PASO ST, HOBBS NM |  | No | No | Unknown - Unlikely Lead | Don't Know |  |  |  | No | Other |  | Will Inspect meter box at a later date | Unknown - Unlikely Lead |  |  |  | No | Other |  | Will Inspect meter box at a later date | Unknown | Don't Know | Don't Know |  | Building | Unknown | Unknown | No |  |  | Unknown
4245 | 1108 N DAL PASO ST, HOBBS NM |  | No | No | Unknown - Unlikely Lead | Don't Know |  |  |  | No | Other |  | Will Inspect meter box at a later date | Unknown - Unlikely Lead |  |  |  | No | Other |  | Will Inspect meter box at a later date | Unknown | Don't Know | Don't Know |  | Building | Unknown | Unknown | No |  |  | Unknown
4403 | 1924 N DAL PASO ST, HOBBS NM |  | No | No | Unknown - Unlikely Lead | Don't Know |  |  |  | No | Other |  | Will Inspect meter box at a later date | Unknown - Unlikely Lead |  |  |  | No | Other |  | Will Inspect meter box at a later date | Unknown | Don't Know | Don't Know |  | Building | Unknown | Unknown | No |  |  | Unknown
1440 | 5020 N BREANNA, HOBBS NM |  | No | No | Non-Lead - Plastic |  | 2008 | 1 | Installation date after lead ban | No | Other |  | Newer Construction, verified by GIS Mapping | Non-Lead - Plastic | 2008 | 1 | Installation date after lead ban | No | Other |  | Newer Construction, verified by GIS Mapping | Non-Lead | No | No |  | Single Family Residence |  | Unknown | No |  |  | Non-Lead
14294 | 900 E YESO DR #11, HOBBS NM |  | No | No | Unknown - Unlikely Lead | Don't Know |  |  |  | No | Other |  | Will Inspect meter box at a later date | Unknown - Unlikely Lead |  |  |  | No | Other |  | Will Inspect meter box at a later date | Unknown | Don't Know | Don't Know |  | Building | Unknown | Unknown | No |  |  | Unknown
2405 | 1724 E CHILDERS DR, HOBBS NM |  | No | No | Unknown - Unlikely Lead | Don't Know |  |  |  | No | Other |  | Will Inspect meter box at a later date | Unknown - Unlikely Lead |  |  |  | No | Other |  | Will Inspect meter box at a later date | Unknown | Don't Know | Don't Know |  | Building | Unknown | Unknown | No |  |  | Unknown
3774 | 1617-A W CAMINO DEL ARCO, HOBBS NM |  | No | No | Unknown - Unlikely Lead | Don't Know |  |  |  | No | Other |  | Will Inspect meter box at a later date | Unknown - Unlikely Lead |  |  |  | No | Other |  | Will Inspect meter box at a later date | Unknown | Don't Know | Don't Know |  | Building | Unknown | Unknown | No |  |  | Unknown
2463 | 920 W COAL AVE, HOBBS NM |  | No | No | Unknown - Unlikely Lead | Don't Know |  |  |  | No | Other |  | Will Inspect meter box at a later date | Unknown - Unlikely Lead |  |  |  | No | Other |  | Will Inspect meter box at a later date | Unknown | Don't Know | Don't Know |  | Building | Unknown | Unknown | No |  |  | Unknown
3036 | 3901 N CENTRAL G 305, HOBBS NM |  | No | No | Non-Lead - Plastic | No | 2009 | 3/4 | Field inspection only with no records | Yes | Visual inspection at the meter pit | 05/26/2024 00:00:00 |  | Non-Lead - Plastic | 2009 | 3/4 | Installation date after lead ban | Yes | Visual inspection at the meter pit | 05/26/2024 00:00:00 |  | Non-Lead | No | No |  | Single Family Residence |  | No | No |  |  | Non-Lead
14237 | 1208 E YESO DR, HOBBS NM |  | No | No | Unknown - Unlikely Lead | Don't Know |  |  |  | No | Other |  | Will Inspect meter box at a later date | Unknown - Unlikely Lead |  |  |  | No | Other |  | Will Inspect meter box at a later date | Unknown | Don't Know | Don't Know |  | Building | Unknown | Unknown | No |  |  | Unknown
1967 | 2008 E BOND ST, HOBBS NM |  | No | No | Unknown - Unlikely Lead | Don't Know |  |  |  | No | Other |  | Will Inspect meter box at a later date | Unknown - Unlikely Lead |  |  |  | No | Other |  | Will Inspect meter box at a later date | Unknown | Don't Know | Don't Know |  | Building | Unknown | Unknown | No |  |  | Unknown
14236 | 1021 E YESO DR 203A, HOBBS NM |  | No | No | Unknown - Unlikely Lead | Don't Know |  |  |  | No | Other |  | Will Inspect meter box at a later date | Unknown - Unlikely Lead |  |  |  | No | Other |  | Will Inspect meter box at a later date | Unknown | Don't Know | Don't Know |  | Building | Unknown | Unknown | No |  |  | Unknown
1759 | 215 W BROADWAY ST, HOBBS NM |  | No | No | Non-Lead - Plastic | No |  | 1 | Field inspection only with no records | Yes | Visual inspection at the meter pit | 05/14/2024 00:00:00 |  | Non-Lead - Copper |  | 3/4 | Installation date after lead ban | Yes | Visual inspection at the meter pit | 05/14/2024 00:00:00 |  | Non-Lead | No | No |  | Single Family Residence |  | No | No |  |  | Non-Lead
3360 | 1122 W CAPROCK ST, HOBBS NM |  | No | No | Unknown - Unlikely Lead | Don't Know |  |  |  | No | Other |  | Will Inspect meter box at a later date | Unknown - Unlikely Lead |  |  |  | No | Other |  | Will Inspect meter box at a later date | Unknown | Don't Know | Don't Know |  | Building | Unknown | Unknown | No |  |  | Unknown
1983 | 304 E CORBETT ST, HOBBS NM |  | No | No | Unknown - Unlikely Lead | Don't Know |  |  |  | No | Other |  | Will Inspect meter box at a later date | Unknown - Unlikely Lead |  |  |  | No | Other |  | Will Inspect meter box at a later date | Unknown | Don't Know | Don't Know |  | Building | Unknown | Unknown | No |  |  | Unknown
3439 | 415 N CECIL ST, HOBBS NM |  | No | No | Unknown - Unlikely Lead | Don't Know |  |  |  | No | Other |  | Will Inspect meter box at a later date | Unknown - Unlikely Lead |  |  |  | No | Other |  | Will Inspect meter box at a later date | Unknown | Don't Know | Don't Know |  | Building | Unknown | Unknown | No |  |  | Unknown
1767 | 205 W BROADWAY ST, HOBBS NM |  | No | No | Unknown - Unlikely Lead | Don't Know |  |  |  | No | Other |  | Will Inspect meter box at a later date | Unknown - Unlikely Lead |  |  |  | No | Other |  | Will Inspect meter box at a later date | Unknown | Don't Know | Don't Know |  | Building | Unknown | Unknown | No |  |  | Unknown
4716 | 1402 E DUNNAM ST, HOBBS NM |  | No | No | Unknown - Unlikely Lead | Don't Know |  |  |  | No | Other |  | Will Inspect meter box at a later date | Unknown - Unlikely Lead |  |  |  | No | Other |  | Will Inspect meter box at a later date | Unknown | Don't Know | Don't Know |  | Building | Unknown | Unknown | No |  |  | Unknown
3589 | 800-D N COLEMAN ST, HOBBS NM |  | No | No | Unknown - Unlikely Lead | Don't Know |  |  |  | No | Other |  | Will Inspect meter box at a later date | Unknown - Unlikely Lead |  |  |  | No | Other |  | Will Inspect meter box at a later date | Unknown | Don't Know | Don't Know |  | Building | Unknown | Unknown | No |  |  | Unknown
1817 | 109 W BROADWAY ST, HOBBS NM |  | No | No | Unknown - Unlikely Lead | Don't Know |  |  |  | No | Other |  | Will Inspect meter box at a later date | Unknown - Unlikely Lead |  |  |  | No | Other |  | Will Inspect meter box at a later date | Unknown | Don't Know | Don't Know |  | Building | Unknown | Unknown | No |  |  | Unknown
2115 | 1314 W CLINTON ST, HOBBS NM |  | No | No | Unknown - Unlikely Lead | Don't Know |  |  |  | No | Other |  | Will Inspect meter box at a later date | Unknown - Unlikely Lead |  |  |  | No | Other |  | Will Inspect meter box at a later date | Unknown | Don't Know | Don't Know |  | Building | Unknown | Unknown | No |  |  | Unknown
2009 | 204 E CORBETT ST, HOBBS NM |  | No | No | Unknown - Unlikely Lead | Don't Know |  |  |  | No | Other |  | Will Inspect meter box at a later date | Unknown - Unlikely Lead |  |  |  | No | Other |  | Will Inspect meter box at a later date | Unknown | Don't Know | Don't Know |  | Building | Unknown | Unknown | No |  |  | Unknown
13811 | 704 W VISTA CT, HOBBS NM |  | No | No | Unknown - Unlikely Lead | Don't Know |  |  |  | No | Other |  | Will Inspect meter box at a later date | Unknown - Unlikely Lead |  |  |  | No | Other |  | Will Inspect meter box at a later date | Unknown | Don't Know | Don't Know |  | Building | Unknown | Unknown | No |  |  | Unknown
3618 | 225 N COLEMAN ST, HOBBS NM |  | No | No | Unknown - Unlikely Lead | Don't Know |  |  |  | No | Other |  | Will Inspect meter box at a later date | Unknown - Unlikely Lead |  |  |  | No | Other |  | Will Inspect meter box at a later date | Unknown | Don't Know | Don't Know |  | Building | Unknown | Unknown | No |  |  | Unknown
3825 | 1600 CORDOBA LN, HOBBS NM |  | No | No | Unknown - Unlikely Lead | Don't Know |  |  |  | No | Other |  | Will Inspect meter box at a later date | Unknown - Unlikely Lead |  |  |  | No | Other |  | Will Inspect meter box at a later date | Unknown | Don't Know | Don't Know |  | Building | Unknown | Unknown | No |  |  | Unknown
14251 | 1021 E YESO DR 109B, HOBBS NM |  | No | No | Unknown - Unlikely Lead | Don't Know |  |  |  | No | Other |  | Will Inspect meter box at a later date | Unknown - Unlikely Lead |  |  |  | No | Other |  | Will Inspect meter box at a later date | Unknown | Don't Know | Don't Know |  | Building | Unknown | Unknown | No |  |  | Unknown
3478 | 514 N CECIL ST, HOBBS NM |  | No | No | Unknown - Unlikely Lead | Don't Know |  |  |  | No | Other |  | Will Inspect meter box at a later date | Unknown - Unlikely Lead |  |  |  | No | Other |  | Will Inspect meter box at a later date | Unknown | Don't Know | Don't Know |  | Building | Unknown | Unknown | No |  |  | Unknown
1795 | 808 W BROADWAY ST, HOBBS NM |  | No | No | Unknown - Unlikely Lead | Don't Know |  |  |  | No | Other |  | Will Inspect meter box at a later date | Unknown - Unlikely Lead |  |  |  | No | Other |  | Will Inspect meter box at a later date | Unknown | Don't Know | Don't Know |  | Building | Unknown | Unknown | No |  |  | Unknown
2443 | 720 W COAL AVE, HOBBS NM |  | No | No | Unknown - Unlikely Lead | Don't Know |  |  |  | No | Other |  | Will Inspect meter box at a later date | Unknown - Unlikely Lead |  |  |  | No | Other |  | Will Inspect meter box at a later date | Unknown | Don't Know | Don't Know |  | Building | Unknown | Unknown | No |  |  | Unknown
1850 | 104 E BROADWAY ST, HOBBS NM |  | No | No | Unknown - Unlikely Lead | Don't Know |  |  |  | No | Other |  | Will Inspect meter box at a later date | Unknown - Unlikely Lead |  |  |  | No | Other |  | Will Inspect meter box at a later date | Unknown | Don't Know | Don't Know |  | Building | Unknown | Unknown | No |  |  | Unknown
14027 | 3529 W WHITE OAK ST, HOBBS NM |  | No | No | Non-Lead - Plastic | Don't Know | 2019 | 1 | Field inspection only with no records | Yes | Visual inspection at the meter pit | 08/19/2024 00:00:00 |  | Non-Lead - Plastic | 2019 | 1 | Field inspection only with no records | Yes | Visual inspection at the meter pit | 08/19/2024 00:00:00 |  | Non-Lead | No | Don't Know |  | Single Family Residence |  | No | No |  |  | Non-Lead
14370 | 1525 YESO PL, HOBBS NM |  | No | No | Unknown - Unlikely Lead | Don't Know |  |  |  | No | Other |  | Will Inspect meter box at a later date | Unknown - Unlikely Lead |  |  |  | No | Other |  | Will Inspect meter box at a later date | Unknown | Don't Know | Don't Know |  | Building | Unknown | Unknown | No |  |  | Unknown
4638 | 518 E DUNNAM ST, HOBBS NM |  | No | No | Unknown - Unlikely Lead | Don't Know |  |  |  | No | Other |  | Will Inspect meter box at a later date | Unknown - Unlikely Lead |  |  |  | No | Other |  | Will Inspect meter box at a later date | Unknown | Don't Know | Don't Know |  | Building | Unknown | Unknown | No |  |  | Unknown
4754 | 1019 W DUNNAM ST, HOBBS NM |  | No | No | Non-Lead - Plastic | Don't Know | 1995 | 1 | Field inspection only with no records | Yes | Visual inspection at the meter pit | 09/04/2024 00:00:00 |  | Non-Lead - Plastic | 1995 | 3/4 | Field inspection only with no records | Yes | Visual inspection at the meter pit | 09/04/2024 00:00:00 |  | Non-Lead | No | Don't Know |  | Single Family Residence |  | No | No |  |  | Non-Lead
1848 | 604 E BROADWAY ST, HOBBS NM |  | No | No | Unknown - Unlikely Lead | Don't Know |  |  |  | No | Other |  | Will Inspect meter box at a later date | Unknown - Unlikely Lead |  |  |  | No | Other |  | Will Inspect meter box at a later date | Unknown | Don't Know | Don't Know |  | Building | Unknown | Unknown | No |  |  | Unknown
1665 | 1629 N BRECKON DR, HOBBS NM |  | No | No | Unknown - Unlikely Lead | Don't Know |  |  |  | No | Other |  | Will Inspect meter box at a later date | Unknown - Unlikely Lead |  |  |  | No | Other |  | Will Inspect meter box at a later date | Unknown | Don't Know | Don't Know |  | Building | Unknown | Unknown | No |  |  | Unknown
4436 | 3419 N DAL PASO BLD 12 A, HOBBS NM |  | No | No | Non-Lead - Plastic | No | 2020 | 3/4 | Field inspection only with no records | Yes | Visual inspection at the meter pit | 05/26/2024 00:00:00 |  | Non-Lead - Plastic |  | 3/4 | Installation date after lead ban | Yes | Visual inspection at the meter pit | 05/26/2024 00:00:00 |  | Non-Lead | No | No |  | Single Family Residence |  | No | No |  |  | Non-Lead
1836 | 315 W BROADWAY ST, HOBBS NM |  | No | No | Unknown - Unlikely Lead | Don't Know |  |  |  | No | Other |  | Will Inspect meter box at a later date | Unknown - Unlikely Lead |  |  |  | No | Other |  | Will Inspect meter box at a later date | Unknown | Don't Know | Don't Know |  | Building | Unknown | Unknown | No |  |  | Unknown
2724 | 116 W COPPER AVE, HOBBS NM |  | Yes - Daycare | No | Non-Lead - Plastic | No | Unknown | 1 | Field inspection only with no records | Yes | Visual inspection at the meter pit | 08/13/2024 00:00:00 |  | Non-Lead - Plastic | Unknown | 1 | Installation date after lead ban | Yes | Visual inspection at the meter pit | 08/13/2024 00:00:00 |  | Non-Lead | No | No |  | Building |  | No | No |  |  | Non-Lead
1377 | 600 E BYERS ST, HOBBS NM |  | No | No | Unknown - Unlikely Lead | Don't Know |  |  |  | No | Other |  | Will Inspect meter box at a later date | Unknown - Unlikely Lead |  |  |  | No | Other |  | Will Inspect meter box at a later date | Unknown | Don't Know | Don't Know |  | Building | Unknown | Unknown | No |  |  | Unknown
13688 | 701 E TAYLOR ST, HOBBS NM |  | No | No | Unknown - Unlikely Lead | Don't Know |  |  |  | No | Other |  | Will Inspect meter box at a later date | Unknown - Unlikely Lead |  |  |  | No | Other |  | Will Inspect meter box at a later date | Unknown | Don't Know | Don't Know |  | Building | Unknown | Unknown | No |  |  | Unknown
2033 | 505 E CLINTON ST, HOBBS NM |  | No | No | Unknown - Unlikely Lead | Don't Know |  |  |  | No | Other |  | Will Inspect meter box at a later date | Unknown - Unlikely Lead |  |  |  | No | Other |  | Will Inspect meter box at a later date | Unknown | Don't Know | Don't Know |  | Building | Unknown | Unknown | No |  |  | Unknown
1979 | 4511 W BUSINESS PARK BLVD, HOBBS NM |  | No | No | Unknown - Unlikely Lead | Don't Know |  |  |  | No | Other |  | Will Inspect meter box at a later date | Unknown - Unlikely Lead |  |  |  | No | Other |  | Will Inspect meter box at a later date | Unknown | Don't Know | Don't Know |  | Building | Unknown | Unknown | No |  |  | Unknown
2680 | 625 W CIELO DR, HOBBS NM |  | No | No | Unknown - Unlikely Lead | Don't Know |  |  |  | No | Other |  | Will Inspect meter box at a later date | Unknown - Unlikely Lead |  |  |  | No | Other |  | Will Inspect meter box at a later date | Unknown | Don't Know | Don't Know |  | Building | Unknown | Unknown | No |  |  | Unknown
2719 | 1029 W COPPER AVE, HOBBS NM |  | No | No | Unknown - Unlikely Lead | Don't Know |  |  |  | No | Other |  | Will Inspect meter box at a later date | Unknown - Unlikely Lead |  |  |  | No | Other |  | Will Inspect meter box at a later date | Unknown | Don't Know | Don't Know |  | Building | Unknown | Unknown | No |  |  | Unknown
13894 | 310 E VEGA DR, HOBBS NM |  | No | No | Unknown - Unlikely Lead | Don't Know |  |  |  | No | Other |  | Will Inspect meter box at a later date | Unknown - Unlikely Lead |  |  |  | No | Other |  | Will Inspect meter box at a later date | Unknown | Don't Know | Don't Know |  | Building | Unknown | Unknown | No |  |  | Unknown
2546 | 1005 W CAIN ST, HOBBS NM |  | No | No | Unknown - Unlikely Lead | Don't Know |  |  |  | No | Other |  | Will Inspect meter box at a later date | Unknown - Unlikely Lead |  |  |  | No | Other |  | Will Inspect meter box at a later date | Unknown | Don't Know | Don't Know |  | Building | Unknown | Unknown | No |  |  | Unknown
4511 | 224-A S DAL PASO ST, HOBBS NM |  | No | No | Unknown - Unlikely Lead | Don't Know |  |  |  | No | Other |  | Will Inspect meter box at a later date | Unknown - Unlikely Lead |  |  |  | No | Other |  | Will Inspect meter box at a later date | Unknown | Don't Know | Don't Know |  | Building | Unknown | Unknown | No |  |  | Unknown
2992 | 3901 N CENTRAL A 301, HOBBS NM |  | No | No | Non-Lead - Plastic | No | 2009 | 3/4 | Field inspection only with no records | Yes | Visual inspection at the meter pit | 05/26/2024 00:00:00 |  | Non-Lead - Plastic | 2009 | 3/4 | Installation date after lead ban | Yes | Visual inspection at the meter pit | 05/26/2024 00:00:00 |  | Non-Lead | No | No |  | Single Family Residence |  | No | No |  |  | Non-Lead
4143 | 4231 CORTO CT, HOBBS NM |  | No | No | Unknown - Unlikely Lead | Don't Know |  |  |  | No | Other |  | Will Inspect meter box at a later date | Unknown - Unlikely Lead |  |  |  | No | Other |  | Will Inspect meter box at a later date | Unknown | Don't Know | Don't Know |  | Building | Unknown | Unknown | No |  |  | Unknown
1586 | 1612 BRADLEY CT, HOBBS NM |  | No | No | Unknown - Unlikely Lead | Don't Know |  |  |  | No | Other |  | Will Inspect meter box at a later date | Unknown - Unlikely Lead |  |  |  | No | Other |  | Will Inspect meter box at a later date | Unknown | Don't Know | Don't Know |  | Building | Unknown | Unknown | No |  |  | Unknown
14108 | 433 S WILLOW ST, HOBBS NM |  | No | No | Unknown - Unlikely Lead | Don't Know |  |  |  | No | Other |  | Will Inspect meter box at a later date | Unknown - Unlikely Lead |  |  |  | No | Other |  | Will Inspect meter box at a later date | Unknown | Don't Know | Don't Know |  | Building | Unknown | Unknown | No |  |  | Unknown
14314 | 1021 E YESO DR 405A, HOBBS NM |  | No | No | Unknown - Unlikely Lead | Don't Know |  |  |  | No | Other |  | Will Inspect meter box at a later date | Unknown - Unlikely Lead |  |  |  | No | Other |  | Will Inspect meter box at a later date | Unknown | Don't Know | Don't Know |  | Building | Unknown | Unknown | No |  |  | Unknown
3497 | 228 N CECIL ST, HOBBS NM |  | No | No | Unknown - Unlikely Lead | Don't Know |  |  |  | No | Other |  | Will Inspect meter box at a later date | Unknown - Unlikely Lead |  |  |  | No | Other |  | Will Inspect meter box at a later date | Unknown | Don't Know | Don't Know |  | Building | Unknown | Unknown | No |  |  | Unknown
4645 | 519 E DUNNAM ST, HOBBS NM |  | No | No | Unknown - Unlikely Lead | Don't Know |  |  |  | No | Other |  | Will Inspect meter box at a later date | Unknown - Unlikely Lead |  |  |  | No | Other |  | Will Inspect meter box at a later date | Unknown | Don't Know | Don't Know |  | Building | Unknown | Unknown | No |  |  | Unknown
1558 | 413 W BLANCO DR, HOBBS NM |  | No | No | Unknown - Unlikely Lead | Don't Know |  |  |  | No | Other |  | Will Inspect meter box at a later date | Unknown - Unlikely Lead |  |  |  | No | Other |  | Will Inspect meter box at a later date | Unknown | Don't Know | Don't Know |  | Building | Unknown | Unknown | No |  |  | Unknown
3333 | 1510 W CAPROCK ST, HOBBS NM |  | No | No | Unknown - Unlikely Lead | Don't Know |  |  |  | No | Other |  | Will Inspect meter box at a later date | Unknown - Unlikely Lead |  |  |  | No | Other |  | Will Inspect meter box at a later date | Unknown | Don't Know | Don't Know |  | Building | Unknown | Unknown | No |  |  | Unknown
2814 | 534 E COPPER AVE, HOBBS NM |  | No | No | Unknown - Unlikely Lead | Don't Know |  |  |  | No | Other |  | Will Inspect meter box at a later date | Unknown - Unlikely Lead |  |  |  | No | Other |  | Will Inspect meter box at a later date | Unknown | Don't Know | Don't Know |  | Building | Unknown | Unknown | No |  |  | Unknown
2925 | 3901 N CENTRAL I 106, HOBBS NM |  | No | No | Non-Lead - Plastic | No | 2009 | 3/4 | Field inspection only with no records | Yes | Visual inspection at the meter pit | 05/26/2024 00:00:00 |  | Non-Lead - Plastic | 2009 | 3/4 | Installation date after lead ban | Yes | Visual inspection at the meter pit | 05/26/2024 00:00:00 |  | Non-Lead | No | No |  | Single Family Residence |  | No | No |  |  | Non-Lead
4309 | 3320 N DAL PASO ST #10, HOBBS NM |  | No | No | Non-Lead - Plastic | No | 1986 | 3/4 | Field inspection only with no records | Yes | Visual inspection at the meter pit | 05/26/2024 00:00:00 |  | Non-Lead - Plastic |  | 3/4 | Installation date after lead ban | Yes | Visual inspection at the meter pit | 05/26/2024 00:00:00 |  | Non-Lead | No | No |  | Single Family Residence |  | No | No |  |  | Non-Lead
3025 | 3901 N CENTRAL F 304, HOBBS NM |  | No | No | Non-Lead - Plastic | No | 2009 | 3/4 | Field inspection only with no records | Yes | Visual inspection at the meter pit | 05/26/2024 00:00:00 |  | Non-Lead - Plastic | 2009 | 3/4 | Installation date after lead ban | Yes | Visual inspection at the meter pit | 05/26/2024 00:00:00 |  | Non-Lead | No | No |  | Single Family Residence |  | No | No |  |  | Non-Lead
4487 | 111 S DAL PASO ST, HOBBS NM |  | No | No | Unknown - Unlikely Lead | Don't Know |  |  |  | No | Other |  | Will Inspect meter box at a later date | Unknown - Unlikely Lead |  |  |  | No | Other |  | Will Inspect meter box at a later date | Unknown | Don't Know | Don't Know |  | Building | Unknown | Unknown | No |  |  | Unknown
1723 | 1633 N BRECKON DR, HOBBS NM |  | No | No | Unknown - Unlikely Lead | Don't Know |  |  |  | No | Other |  | Will Inspect meter box at a later date | Unknown - Unlikely Lead |  |  |  | No | Other |  | Will Inspect meter box at a later date | Unknown | Don't Know | Don't Know |  | Building | Unknown | Unknown | No |  |  | Unknown
4399 | 2715 N DAL PASO ST, HOBBS NM |  | No | No | Unknown - Unlikely Lead | Don't Know |  |  |  | No | Other |  | Will Inspect meter box at a later date | Unknown - Unlikely Lead |  |  |  | No | Other |  | Will Inspect meter box at a later date | Unknown | Don't Know | Don't Know |  | Building | Unknown | Unknown | No |  |  | Unknown
2828 | 521 E COPPER AVE, HOBBS NM |  | No | No | Unknown - Unlikely Lead | Don't Know |  |  |  | No | Other |  | Will Inspect meter box at a later date | Unknown - Unlikely Lead |  |  |  | No | Other |  | Will Inspect meter box at a later date | Unknown | Don't Know | Don't Know |  | Building | Unknown | Unknown | No |  |  | Unknown
2547 | 418 W CAIN ST, HOBBS NM |  | No | No | Unknown - Unlikely Lead | Don't Know |  |  |  | No | Other |  | Will Inspect meter box at a later date | Unknown - Unlikely Lead |  |  |  | No | Other |  | Will Inspect meter box at a later date | Unknown | Don't Know | Don't Know |  | Building | Unknown | Unknown | No |  |  | Unknown
2958 | 3901 N CENTRAL B 306, HOBBS NM |  | No | No | Non-Lead - Plastic | No | 2009 | 3/4 | Field inspection only with no records | Yes | Visual inspection at the meter pit | 05/26/2024 00:00:00 |  | Non-Lead - Plastic | 2009 | 3/4 | Installation date after lead ban | Yes | Visual inspection at the meter pit | 05/26/2024 00:00:00 |  | Non-Lead | No | No |  | Single Family Residence |  | No | No |  |  | Non-Lead
4486 | 228 S DAL PASO ST, HOBBS NM |  | No | No | Unknown - Unlikely Lead | Don't Know |  |  |  | No | Other |  | Will Inspect meter box at a later date | Unknown - Unlikely Lead |  |  |  | No | Other |  | Will Inspect meter box at a later date | Unknown | Don't Know | Don't Know |  | Building | Unknown | Unknown | No |  |  | Unknown
3382 | 1203 W CAPROCK ST, HOBBS NM |  | No | No | Unknown - Unlikely Lead | Don't Know |  |  |  | No | Other |  | Will Inspect meter box at a later date | Unknown - Unlikely Lead |  |  |  | No | Other |  | Will Inspect meter box at a later date | Unknown | Don't Know | Don't Know |  | Building | Unknown | Unknown | No |  |  | Unknown
2339 | 1505 S COCHRAN ST, HOBBS NM |  | No | No | Unknown - Unlikely Lead | Don't Know |  |  |  | No | Other |  | Will Inspect meter box at a later date | Unknown - Unlikely Lead |  |  |  | No | Other |  | Will Inspect meter box at a later date | Unknown | Don't Know | Don't Know |  | Building | Unknown | Unknown | No |  |  | Unknown
1760 | 1302 W BROADWAY ST, HOBBS NM |  | No | No | Unknown - Unlikely Lead | Don't Know |  |  |  | No | Other |  | Will Inspect meter box at a later date | Unknown - Unlikely Lead |  |  |  | No | Other |  | Will Inspect meter box at a later date | Unknown | Don't Know | Don't Know |  | Building | Unknown | Unknown | No |  |  | Unknown
4447 | 2829 N DAL PASO ST, HOBBS NM |  | No | No | Unknown - Unlikely Lead | Don't Know |  |  |  | No | Other |  | Will Inspect meter box at a later date | Unknown - Unlikely Lead |  |  |  | No | Other |  | Will Inspect meter box at a later date | Unknown | Don't Know | Don't Know |  | Building | Unknown | Unknown | No |  |  | Unknown
3383 | 917 W CAPROCK ST, HOBBS NM |  | No | No | Unknown - Unlikely Lead | Don't Know |  |  |  | No | Other |  | Will Inspect meter box at a later date | Unknown - Unlikely Lead |  |  |  | No | Other |  | Will Inspect meter box at a later date | Unknown | Don't Know | Don't Know |  | Building | Unknown | Unknown | No |  |  | Unknown
2282 | 1507 N COCHRAN ST, HOBBS NM |  | No | No | Unknown - Unlikely Lead | Don't Know |  |  |  | No | Other |  | Will Inspect meter box at a later date | Unknown - Unlikely Lead |  |  |  | No | Other |  | Will Inspect meter box at a later date | Unknown | Don't Know | Don't Know |  | Building | Unknown | Unknown | No |  |  | Unknown
14163 | 2709 N WEST COUNTY RD, HOBBS NM |  | No | No | Unknown - Unlikely Lead | Don't Know |  |  |  | No | Other |  | Will Inspect meter box at a later date | Unknown - Unlikely Lead |  |  |  | No | Other |  | Will Inspect meter box at a later date | Unknown | Don't Know | Don't Know |  | Building | Unknown | Unknown | No |  |  | Unknown
4660 | 2009 E DUNNAM ST, HOBBS NM |  | No | No | Unknown - Unlikely Lead | Don't Know |  |  |  | No | Other |  | Will Inspect meter box at a later date | Unknown - Unlikely Lead |  |  |  | No | Other |  | Will Inspect meter box at a later date | Unknown | Don't Know | Don't Know |  | Building | Unknown | Unknown | No |  |  | Unknown
3717 | 1400 E CIMARRON RD, HOBBS NM |  | No | No | Unknown - Unlikely Lead | Don't Know |  |  |  | No | Other |  | Will Inspect meter box at a later date | Unknown - Unlikely Lead |  |  |  | No | Other |  | Will Inspect meter box at a later date | Unknown | Don't Know | Don't Know |  | Building | Unknown | Unknown | No |  |  | Unknown
1814 | 916 W BROADWAY ST, HOBBS NM |  | No | No | Unknown - Unlikely Lead | Don't Know |  |  |  | No | Other |  | Will Inspect meter box at a later date | Unknown - Unlikely Lead |  |  |  | No | Other |  | Will Inspect meter box at a later date | Unknown | Don't Know | Don't Know |  | Building | Unknown | Unknown | No |  |  | Unknown
2114 | 304 W CLINTON ST, HOBBS NM |  | No | No | Unknown - Unlikely Lead | Don't Know |  |  |  | No | Other |  | Will Inspect meter box at a later date | Unknown - Unlikely Lead |  |  |  | No | Other |  | Will Inspect meter box at a later date | Unknown | Don't Know | Don't Know |  | Building | Unknown | Unknown | No |  |  | Unknown
3973 | 1506-B W CALLE SUR ST, HOBBS NM |  | No | No | Unknown - Unlikely Lead | Don't Know |  |  |  | No | Other |  | Will Inspect meter box at a later date | Unknown - Unlikely Lead |  |  |  | No | Other |  | Will Inspect meter box at a later date | Unknown | Don't Know | Don't Know |  | Building | Unknown | Unknown | No |  |  | Unknown
241 | 214 E ALBERTSON DR, HOBBS NM |  | No | No | Unknown - Unlikely Lead | Don't Know |  |  |  | No | Other |  | Will Inspect meter box at a later date | Unknown - Unlikely Lead |  |  |  | No | Other |  | Will Inspect meter box at a later date | Unknown | Don't Know | Don't Know |  | Building | Unknown | Unknown | No |  |  | Unknown
14047 | 1113 E WALKER DR, HOBBS NM |  | No | No | Unknown - Unlikely Lead | Don't Know |  |  |  | No | Other |  | Will Inspect meter box at a later date | Unknown - Unlikely Lead |  |  |  | No | Other |  | Will Inspect meter box at a later date | Unknown | Don't Know | Don't Know |  | Building | Unknown | Unknown | No |  |  | Unknown
3573 | 903 N COLEMAN ST, HOBBS NM |  | No | No | Unknown - Unlikely Lead | Don't Know |  |  |  | No | Other |  | Will Inspect meter box at a later date | Unknown - Unlikely Lead |  |  |  | No | Other |  | Will Inspect meter box at a later date | Unknown | Don't Know | Don't Know |  | Building | Unknown | Unknown | No |  |  | Unknown
1619 | 2117 N BRECKON DR, HOBBS NM |  | No | No | Unknown - Unlikely Lead | Don't Know |  |  |  | No | Other |  | Will Inspect meter box at a later date | Unknown - Unlikely Lead |  |  |  | No | Other |  | Will Inspect meter box at a later date | Unknown | Don't Know | Don't Know |  | Building | Unknown | Unknown | No |  |  | Unknown
14135 | 102 N WILLOW ST, HOBBS NM |  | No | No | Galvanized | Don't Know |  | 3/4 | Field inspection only with no records | Yes | Visual inspection at the meter pit | 08/13/2024 00:00:00 |  | Galvanized |  | 3/4 | Field inspection only with no records | Yes | Visual inspection at the meter pit | 08/13/2024 00:00:00 |  | Non-Lead | No | Don't Know |  | Single Family Residence |  | No | No |  |  | Non-Lead
14212 | 715 E YESO DR, HOBBS NM |  | No | No | Unknown - Unlikely Lead | Don't Know |  |  |  | No | Other |  | Will Inspect meter box at a later date | Unknown - Unlikely Lead |  |  |  | No | Other |  | Will Inspect meter box at a later date | Unknown | Don't Know | Don't Know |  | Building | Unknown | Unknown | No |  |  | Unknown
4109 | 1301 W CANTERBURY ST, HOBBS NM |  | No | No | Unknown - Unlikely Lead | Don't Know |  |  |  | No | Other |  | Will Inspect meter box at a later date | Unknown - Unlikely Lead |  |  |  | No | Other |  | Will Inspect meter box at a later date | Unknown | Don't Know | Don't Know |  | Building | Unknown | Unknown | No |  |  | Unknown
1606 | 2517 N BRECKON DR, HOBBS NM |  | No | No | Unknown - Unlikely Lead | Don't Know |  |  |  | No | Other |  | Will Inspect meter box at a later date | Unknown - Unlikely Lead |  |  |  | No | Other |  | Will Inspect meter box at a later date | Unknown | Don't Know | Don't Know |  | Building | Unknown | Unknown | No |  |  | Unknown
2747 | 1206 W COPPER AVE, HOBBS NM |  | No | No | Unknown - Unlikely Lead | Don't Know |  |  |  | No | Other |  | Will Inspect meter box at a later date | Unknown - Unlikely Lead |  |  |  | No | Other |  | Will Inspect meter box at a later date | Unknown | Don't Know | Don't Know |  | Building | Unknown | Unknown | No |  |  | Unknown
2180 | 118 W CASTLE AVE, HOBBS NM |  | No | No | Unknown - Unlikely Lead | Don't Know |  |  |  | No | Other |  | Will Inspect meter box at a later date | Unknown - Unlikely Lead |  |  |  | No | Other |  | Will Inspect meter box at a later date | Unknown | Don't Know | Don't Know |  | Building | Unknown | Unknown | No |  |  | Unknown
178 | 100 W ALBERTSON DR, HOBBS NM |  | No | No | Unknown - Unlikely Lead | Don't Know |  |  |  | No | Other |  | Will Inspect meter box at a later date | Unknown - Unlikely Lead |  |  |  | No | Other |  | Will Inspect meter box at a later date | Unknown | Don't Know | Don't Know |  | Building | Unknown | Unknown | No |  |  | Unknown
4684 | 1912 E DUNNAM ST, HOBBS NM |  | No | No | Unknown - Unlikely Lead | Don't Know |  |  |  | No | Other |  | Will Inspect meter box at a later date | Unknown - Unlikely Lead |  |  |  | No | Other |  | Will Inspect meter box at a later date | Unknown | Don't Know | Don't Know |  | Building | Unknown | Unknown | No |  |  | Unknown
14501 | 406 E ZIA DR, HOBBS NM |  | No | No | Unknown - Unlikely Lead | Don't Know |  |  |  | No | Other |  | Will Inspect meter box at a later date | Unknown - Unlikely Lead |  |  |  | No | Other |  | Will Inspect meter box at a later date | Unknown | Don't Know | Don't Know |  | Building | Unknown | Unknown | No |  |  | Unknown
2113 | 501 W CLINTON ST, HOBBS NM |  | No | No | Unknown - Unlikely Lead | Don't Know |  |  |  | No | Other |  | Will Inspect meter box at a later date | Unknown - Unlikely Lead |  |  |  | No | Other |  | Will Inspect meter box at a later date | Unknown | Don't Know | Don't Know |  | Building | Unknown | Unknown | No |  |  | Unknown
2507 | 101 W COAL AVE, HOBBS NM |  | No | No | Unknown - Unlikely Lead | Don't Know |  |  |  | No | Other |  | Will Inspect meter box at a later date | Unknown - Unlikely Lead |  |  |  | No | Other |  | Will Inspect meter box at a later date | Unknown | Don't Know | Don't Know |  | Building | Unknown | Unknown | No |  |  | Unknown
3562 | 809 N COLEMAN ST, HOBBS NM |  | No | No | Unknown - Unlikely Lead | Don't Know |  |  |  | No | Other |  | Will Inspect meter box at a later date | Unknown - Unlikely Lead |  |  |  | No | Other |  | Will Inspect meter box at a later date | Unknown | Don't Know | Don't Know |  | Building | Unknown | Unknown | No |  |  | Unknown
4176 | 4120 N CORTEZ ST, HOBBS NM |  | No | No | Unknown - Unlikely Lead | Don't Know |  |  |  | No | Other |  | Will Inspect meter box at a later date | Unknown - Unlikely Lead |  |  |  | No | Other |  | Will Inspect meter box at a later date | Unknown | Don't Know | Don't Know |  | Building | Unknown | Unknown | No |  |  | Unknown
1574 | 1513 BRADLEY CT, HOBBS NM |  | No | No | Unknown - Unlikely Lead | Don't Know |  |  |  | No | Other |  | Will Inspect meter box at a later date | Unknown - Unlikely Lead |  |  |  | No | Other |  | Will Inspect meter box at a later date | Unknown | Don't Know | Don't Know |  | Building | Unknown | Unknown | No |  |  | Unknown
3625 | 1126 N COLEMAN ST, HOBBS NM |  | No | No | Unknown - Unlikely Lead | Don't Know |  |  |  | No | Other |  | Will Inspect meter box at a later date | Unknown - Unlikely Lead |  |  |  | No | Other |  | Will Inspect meter box at a later date | Unknown | Don't Know | Don't Know |  | Building | Unknown | Unknown | No |  |  | Unknown
2291 | 1210 N COCHRAN ST, HOBBS NM |  | No | No | Unknown - Unlikely Lead | Don't Know |  |  |  | No | Other |  | Will Inspect meter box at a later date | Unknown - Unlikely Lead |  |  |  | No | Other |  | Will Inspect meter box at a later date | Unknown | Don't Know | Don't Know |  | Building | Unknown | Unknown | No |  |  | Unknown
2268 | 1413 N COCHRAN ST, HOBBS NM |  | No | No | Unknown - Unlikely Lead | Don't Know |  |  |  | No | Other |  | Will Inspect meter box at a later date | Unknown - Unlikely Lead |  |  |  | No | Other |  | Will Inspect meter box at a later date | Unknown | Don't Know | Don't Know |  | Building | Unknown | Unknown | No |  |  | Unknown
2315 | 910 N COCHRAN ST, HOBBS NM |  | No | No | Unknown - Unlikely Lead | Don't Know |  |  |  | No | Other |  | Will Inspect meter box at a later date | Unknown - Unlikely Lead |  |  |  | No | Other |  | Will Inspect meter box at a later date | Unknown | Don't Know | Don't Know |  | Building | Unknown | Unknown | No |  |  | Unknown
2360 | 1201 S COCHRAN ST, HOBBS NM |  | No | No | Unknown - Unlikely Lead | Don't Know |  |  |  | No | Other |  | Will Inspect meter box at a later date | Unknown - Unlikely Lead |  |  |  | No | Other |  | Will Inspect meter box at a later date | Unknown | Don't Know | Don't Know |  | Building | Unknown | Unknown | No |  |  | Unknown
44 | 709 S 8TH ST, HOBBS NM |  | No | No | Unknown - Unlikely Lead | Don't Know |  |  |  | No | Other |  | Will Inspect meter box at a later date | Unknown - Unlikely Lead |  |  |  | No | Other |  | Will Inspect meter box at a later date | Unknown | Don't Know | Don't Know |  | Building | Unknown | Unknown | No |  |  | Unknown
365 | 611 E ALSTON ST, HOBBS NM |  | No | No | Unknown - Unlikely Lead | Don't Know |  |  |  | No | Other |  | Will Inspect meter box at a later date | Unknown - Unlikely Lead |  |  |  | No | Other |  | Will Inspect meter box at a later date | Unknown | Don't Know | Don't Know |  | Building | Unknown | Unknown | No |  |  | Unknown
4388 | 1923 N DAL PASO ST, HOBBS NM |  | No | No | Unknown - Unlikely Lead | Don't Know |  |  |  | No | Other |  | Will Inspect meter box at a later date | Unknown - Unlikely Lead |  |  |  | No | Other |  | Will Inspect meter box at a later date | Unknown | Don't Know | Don't Know |  | Building | Unknown | Unknown | No |  |  | Unknown
4004 | 1614 N COBB DR, HOBBS NM |  | No | No | Unknown - Unlikely Lead | Don't Know |  |  |  | No | Other |  | Will Inspect meter box at a later date | Unknown - Unlikely Lead |  |  |  | No | Other |  | Will Inspect meter box at a later date | Unknown | Don't Know | Don't Know |  | Building | Unknown | Unknown | No |  |  | Unknown
3041 | 3901 N CENTRAL L 304, HOBBS NM |  | No | No | Non-Lead - Plastic | No | 2009 | 3/4 | Field inspection only with no records | Yes | Visual inspection at the meter pit | 05/26/2024 00:00:00 |  | Non-Lead - Plastic | 2009 | 3/4 | Installation date after lead ban | Yes | Visual inspection at the meter pit | 05/26/2024 00:00:00 |  | Non-Lead | No | No |  | Single Family Residence |  | No | No |  |  | Non-Lead
2128 | 1108 W CLINTON ST, HOBBS NM |  | No | No | Unknown - Unlikely Lead | Don't Know |  |  |  | No | Other |  | Will Inspect meter box at a later date | Unknown - Unlikely Lead |  |  |  | No | Other |  | Will Inspect meter box at a later date | Unknown | Don't Know | Don't Know |  | Building | Unknown | Unknown | No |  |  | Unknown
4304 | 3320 N DAL PASO ST #18, HOBBS NM |  | No | No | Non-Lead - Plastic | No | 1986 | 3/4 | Field inspection only with no records | Yes | Visual inspection at the meter pit | 05/26/2024 00:00:00 |  | Non-Lead - Plastic |  | 3/4 | Installation date after lead ban | Yes | Visual inspection at the meter pit | 05/26/2024 00:00:00 |  | Non-Lead | No | No |  | Single Family Residence |  | No | No |  |  | Non-Lead
14098 | 414 E WOLFCAMP DR, HOBBS NM |  | No | No | Unknown - Unlikely Lead | Don't Know |  |  |  | No | Other |  | Will Inspect meter box at a later date | Unknown - Unlikely Lead |  |  |  | No | Other |  | Will Inspect meter box at a later date | Unknown | Don't Know | Don't Know |  | Building | Unknown | Unknown | No |  |  | Unknown
14300 | 308 E YESO DR, HOBBS NM |  | No | No | Unknown - Unlikely Lead | Don't Know |  |  |  | No | Other |  | Will Inspect meter box at a later date | Unknown - Unlikely Lead |  |  |  | No | Other |  | Will Inspect meter box at a later date | Unknown | Don't Know | Don't Know |  | Building | Unknown | Unknown | No |  |  | Unknown
4151 | 1616 N CATHERINE DR, HOBBS NM |  | No | No | Unknown - Unlikely Lead | Don't Know |  |  |  | No | Other |  | Will Inspect meter box at a later date | Unknown - Unlikely Lead |  |  |  | No | Other |  | Will Inspect meter box at a later date | Unknown | Don't Know | Don't Know |  | Building | Unknown | Unknown | No |  |  | Unknown
4378 | 1508 N DAL PASO ST, HOBBS NM |  | No | No | Unknown - Unlikely Lead | Don't Know |  |  |  | No | Other |  | Will Inspect meter box at a later date | Unknown - Unlikely Lead |  |  |  | No | Other |  | Will Inspect meter box at a later date | Unknown | Don't Know | Don't Know |  | Building | Unknown | Unknown | No |  |  | Unknown
2823 | 538 E COPPER AVE, HOBBS NM |  | No | No | Unknown - Unlikely Lead | Don't Know |  |  |  | No | Other |  | Will Inspect meter box at a later date | Unknown - Unlikely Lead |  |  |  | No | Other |  | Will Inspect meter box at a later date | Unknown | Don't Know | Don't Know |  | Building | Unknown | Unknown | No |  |  | Unknown
185 | 602 E ALBERTSON CIR, HOBBS NM |  | No | No | Unknown - Unlikely Lead | Don't Know |  |  |  | No | Other |  | Will Inspect meter box at a later date | Unknown - Unlikely Lead |  |  |  | No | Other |  | Will Inspect meter box at a later date | Unknown | Don't Know | Don't Know |  | Building | Unknown | Unknown | No |  |  | Unknown
4589 | 5310 W DARK HORSE RD, HOBBS NM |  | No | No | Non-Lead - Plastic | No | 2015 | 3/4 | Field inspection only with no records | Yes | Visual inspection at the meter pit | 05/26/2024 00:00:00 |  | Non-Lead - Plastic | 2015 | 3/4 | Installation date after lead ban | Yes | Visual inspection at the meter pit | 05/26/2024 00:00:00 |  | Non-Lead | No | No |  | Single Family Residence |  | No | No |  |  | Non-Lead
3899 | 4120 N CALLE GRANDE, HOBBS NM |  | No | No | Unknown - Unlikely Lead | Don't Know |  |  |  | No | Other |  | Will Inspect meter box at a later date | Unknown - Unlikely Lead |  |  |  | No | Other |  | Will Inspect meter box at a later date | Unknown | Don't Know | Don't Know |  | Building | Unknown | Unknown | No |  |  | Unknown
4515 | 509 S DAL PASO ST, HOBBS NM |  | No | No | Unknown - Unlikely Lead | Don't Know |  |  |  | No | Other |  | Will Inspect meter box at a later date | Unknown - Unlikely Lead |  |  |  | No | Other |  | Will Inspect meter box at a later date | Unknown | Don't Know | Don't Know |  | Building | Unknown | Unknown | No |  |  | Unknown
2623 | 2328 N CIELO DR, HOBBS NM |  | No | No | Unknown - Unlikely Lead | Don't Know |  |  |  | No | Other |  | Will Inspect meter box at a later date | Unknown - Unlikely Lead |  |  |  | No | Other |  | Will Inspect meter box at a later date | Unknown | Don't Know | Don't Know |  | Building | Unknown | Unknown | No |  |  | Unknown
268 | 408 E ALBERTSON DR, HOBBS NM |  | No | No | Unknown - Unlikely Lead | Don't Know |  |  |  | No | Other |  | Will Inspect meter box at a later date | Unknown - Unlikely Lead |  |  |  | No | Other |  | Will Inspect meter box at a later date | Unknown | Don't Know | Don't Know |  | Building | Unknown | Unknown | No |  |  | Unknown
1869 | 616 E BROADWAY ST, HOBBS NM |  | No | No | Unknown - Unlikely Lead | Don't Know |  |  |  | No | Other |  | Will Inspect meter box at a later date | Unknown - Unlikely Lead |  |  |  | No | Other |  | Will Inspect meter box at a later date | Unknown | Don't Know | Don't Know |  | Building | Unknown | Unknown | No |  |  | Unknown
3295 | 1116 W COCHITI AVE, HOBBS NM |  | No | No | Unknown - Unlikely Lead | Don't Know |  |  |  | No | Other |  | Will Inspect meter box at a later date | Unknown - Unlikely Lead |  |  |  | No | Other |  | Will Inspect meter box at a later date | Unknown | Don't Know | Don't Know |  | Building | Unknown | Unknown | No |  |  | Unknown
2832 | 606 E COPPER AVE, HOBBS NM |  | No | No | Unknown - Unlikely Lead | Don't Know |  |  |  | No | Other |  | Will Inspect meter box at a later date | Unknown - Unlikely Lead |  |  |  | No | Other |  | Will Inspect meter box at a later date | Unknown | Don't Know | Don't Know |  | Building | Unknown | Unknown | No |  |  | Unknown
200 | 200 E ALBERTSON DR, HOBBS NM |  | No | No | Unknown - Unlikely Lead | Don't Know |  |  |  | No | Other |  | Will Inspect meter box at a later date | Unknown - Unlikely Lead |  |  |  | No | Other |  | Will Inspect meter box at a later date | Unknown | Don't Know | Don't Know |  | Building | Unknown | Unknown | No |  |  | Unknown
14001 | 300 E WHITE ST BLDG A, HOBBS NM |  | No | No | Unknown - Unlikely Lead | Don't Know |  |  |  | No | Other |  | Will Inspect meter box at a later date | Unknown - Unlikely Lead |  |  |  | No | Other |  | Will Inspect meter box at a later date | Unknown | Don't Know | Don't Know |  | Building | Unknown | Unknown | No |  |  | Unknown
3163 | 3901 N CENTRAL L 204, HOBBS NM |  | No | No | Non-Lead - Plastic | No | 2009 | 3/4 | Field inspection only with no records | Yes | Visual inspection at the meter pit | 05/26/2024 00:00:00 |  | Non-Lead - Plastic | 2009 | 3/4 | Installation date after lead ban | Yes | Visual inspection at the meter pit | 05/26/2024 00:00:00 |  | Non-Lead | No | No |  | Single Family Residence |  | No | No |  |  | Non-Lead
1552 | 400 W BLANCO DR, HOBBS NM |  | No | No | Unknown - Unlikely Lead | Don't Know |  |  |  | No | Other |  | Will Inspect meter box at a later date | Unknown - Unlikely Lead |  |  |  | No | Other |  | Will Inspect meter box at a later date | Unknown | Don't Know | Don't Know |  | Building | Unknown | Unknown | No |  |  | Unknown
2728 | 1009 W COPPER AVE, HOBBS NM |  | No | No | Unknown - Unlikely Lead | Don't Know |  |  |  | No | Other |  | Will Inspect meter box at a later date | Unknown - Unlikely Lead |  |  |  | No | Other |  | Will Inspect meter box at a later date | Unknown | Don't Know | Don't Know |  | Building | Unknown | Unknown | No |  |  | Unknown
4518 | 1114 S DAL PASO ST, HOBBS NM |  | No | No | Unknown - Unlikely Lead | Don't Know |  |  |  | No | Other |  | Will Inspect meter box at a later date | Unknown - Unlikely Lead |  |  |  | No | Other |  | Will Inspect meter box at a later date | Unknown | Don't Know | Don't Know |  | Building | Unknown | Unknown | No |  |  | Unknown
3129 | 3901 N CENTRAL M 202, HOBBS NM |  | No | No | Non-Lead - Plastic | No | 2009 | 3/4 | Field inspection only with no records | Yes | Visual inspection at the meter pit | 05/26/2024 00:00:00 |  | Non-Lead - Plastic | 2009 | 3/4 | Installation date after lead ban | Yes | Visual inspection at the meter pit | 05/26/2024 00:00:00 |  | Non-Lead | No | No |  | Single Family Residence |  | No | No |  |  | Non-Lead
4189 | 2915 N CARINO DR, HOBBS NM |  | No | No | Non-Lead - Plastic | Don't Know | 2019 | 1 | Field inspection only with no records | Yes | Visual inspection at the meter pit | 08/19/2024 00:00:00 |  | Non-Lead - Plastic | 2019 | 1 | Field inspection only with no records | Yes | Visual inspection at the meter pit | 08/19/2024 00:00:00 |  | Non-Lead | No | Don't Know |  | Single Family Residence |  | No | No |  |  | Non-Lead
2607 | 215 S AVENUE C, HOBBS NM |  | No | No | Unknown - Unlikely Lead | Don't Know |  |  |  | No | Other |  | Will Inspect meter box at a later date | Unknown - Unlikely Lead |  |  |  | No | Other |  | Will Inspect meter box at a later date | Unknown | Don't Know | Don't Know |  | Building | Unknown | Unknown | No |  |  | Unknown
3094 | 3901 N CENTRAL K 308, HOBBS NM |  | No | No | Non-Lead - Plastic | No | 2009 | 3/4 | Field inspection only with no records | Yes | Visual inspection at the meter pit | 05/26/2024 00:00:00 |  | Non-Lead - Plastic | 2009 | 3/4 | Installation date after lead ban | Yes | Visual inspection at the meter pit | 05/26/2024 00:00:00 |  | Non-Lead | No | No |  | Single Family Residence |  | No | No |  |  | Non-Lead
2442 | 1300 W COAL AVE, HOBBS NM |  | No | No | Unknown - Unlikely Lead | Don't Know |  |  |  | No | Other |  | Will Inspect meter box at a later date | Unknown - Unlikely Lead |  |  |  | No | Other |  | Will Inspect meter box at a later date | Unknown | Don't Know | Don't Know |  | Building | Unknown | Unknown | No |  |  | Unknown
198 | 102 E ALBERTSON DR, HOBBS NM |  | No | No | Unknown - Unlikely Lead | Don't Know |  |  |  | No | Other |  | Will Inspect meter box at a later date | Unknown - Unlikely Lead |  |  |  | No | Other |  | Will Inspect meter box at a later date | Unknown | Don't Know | Don't Know |  | Building | Unknown | Unknown | No |  |  | Unknown
4761 | 2913 N DEL SOL CIRCLE, HOBBS NM |  | No | No | Non-Lead - Plastic | Don't Know | 2019 | 1 | Field inspection only with no records | Yes | Visual inspection at the meter pit | 08/19/2024 00:00:00 |  | Non-Lead - Plastic | 2019 | 1 | Field inspection only with no records | Yes | Visual inspection at the meter pit | 08/19/2024 00:00:00 |  | Non-Lead | No | Don't Know |  | Single Family Residence |  | No | No |  |  | Non-Lead
4548 | 5103 W DARK HORSE RD, HOBBS NM |  | No | No | Non-Lead - Plastic | No | 2015 | 3/4 | Field inspection only with no records | Yes | Visual inspection at the meter pit | 05/26/2024 00:00:00 |  | Non-Lead - Plastic | 2015 | 3/4 | Installation date after lead ban | Yes | Visual inspection at the meter pit | 05/26/2024 00:00:00 |  | Non-Lead | No | No |  | Single Family Residence |  | No | No |  |  | Non-Lead
4103 | 1319 W CANTERBURY ST, HOBBS NM |  | No | No | Unknown - Unlikely Lead | Don't Know |  |  |  | No | Other |  | Will Inspect meter box at a later date | Unknown - Unlikely Lead |  |  |  | No | Other |  | Will Inspect meter box at a later date | Unknown | Don't Know | Don't Know |  | Building | Unknown | Unknown | No |  |  | Unknown
14293 | 1021 E YESO DR 407A, HOBBS NM |  | No | No | Unknown - Unlikely Lead | Don't Know |  |  |  | No | Other |  | Will Inspect meter box at a later date | Unknown - Unlikely Lead |  |  |  | No | Other |  | Will Inspect meter box at a later date | Unknown | Don't Know | Don't Know |  | Building | Unknown | Unknown | No |  |  | Unknown
4187 | 2814 N CARINO DR, HOBBS NM |  | No | No | Non-Lead - Plastic | Don't Know | 2019 | 1 | Field inspection only with no records | Yes | Visual inspection at the meter pit | 08/19/2024 00:00:00 |  | Non-Lead - Plastic | 2019 | 1 | Field inspection only with no records | Yes | Visual inspection at the meter pit | 08/19/2024 00:00:00 |  | Non-Lead | No | Don't Know |  | Single Family Residence |  | No | No |  |  | Non-Lead
21 | 514 S 1ST ST, HOBBS NM |  | No | No | Unknown - Unlikely Lead | Don't Know |  |  |  | No | Other |  | Will Inspect meter box at a later date | Unknown - Unlikely Lead |  |  |  | No | Other |  | Will Inspect meter box at a later date | Unknown | Don't Know | Don't Know |  | Building | Unknown | Unknown | No |  |  | Unknown
13764 | 2505 N TRES AMIGO DR, HOBBS NM |  | No | No | Unknown - Unlikely Lead | Don't Know |  |  |  | No | Other |  | Will Inspect meter box at a later date | Unknown - Unlikely Lead |  |  |  | No | Other |  | Will Inspect meter box at a later date | Unknown | Don't Know | Don't Know |  | Building | Unknown | Unknown | No |  |  | Unknown
150 | 2228 N ACOMA DR, HOBBS NM |  | No | No | Unknown - Unlikely Lead | Don't Know |  |  |  | No | Other |  | Will Inspect meter box at a later date | Unknown - Unlikely Lead |  |  |  | No | Other |  | Will Inspect meter box at a later date | Unknown | Don't Know | Don't Know |  | Building | Unknown | Unknown | No |  |  | Unknown
1928 | 1125 West Brittany Drive, Hobbs, NM 88242 |  | No | No | Non-Lead - Plastic | No | 2008 | 1 | Installation date after lead ban | Yes | Other | 03/01/2024 00:00:00 | Newer Construction, verified by GIS Mapping | Non-Lead - Plastic | 2008 | 1 | Installation date after lead ban | No | Other |  | Newer Construction, verified by GIS Mapping |  | No | No |  | Single Family Residence | Unknown | No | No |  |  | Non-Lead | Tier 5 | 32.757313 | -103.150088
1841 | 200 W BROADWAY ST, HOBBS NM |  | No | No | Unknown - Unlikely Lead | Don't Know |  |  |  | No | Other |  | Will Inspect meter box at a later date | Unknown - Unlikely Lead |  |  |  | No | Other |  | Will Inspect meter box at a later date | Unknown | Don't Know | Don't Know |  | Building | Unknown | Unknown | No |  |  | Unknown
1549 | 1809 N BLANCO DR, HOBBS NM |  | No | No | Unknown - Unlikely Lead | Don't Know |  |  |  | No | Other |  | Will Inspect meter box at a later date | Unknown - Unlikely Lead |  |  |  | No | Other |  | Will Inspect meter box at a later date | Unknown | Don't Know | Don't Know |  | Building | Unknown | Unknown | No |  |  | Unknown
4048 | 2407 CHARLCIA BLVD, HOBBS NM |  | No | No | Unknown - Unlikely Lead | Don't Know |  |  |  | No | Other |  | Will Inspect meter box at a later date | Unknown - Unlikely Lead |  |  |  | No | Other |  | Will Inspect meter box at a later date | Unknown | Don't Know | Don't Know |  | Building | Unknown | Unknown | No |  |  | Unknown
3570 | 1100 N COLEMAN ST, HOBBS NM |  | No | No | Unknown - Unlikely Lead | Don't Know |  |  |  | No | Other |  | Will Inspect meter box at a later date | Unknown - Unlikely Lead |  |  |  | No | Other |  | Will Inspect meter box at a later date | Unknown | Don't Know | Don't Know |  | Building | Unknown | Unknown | No |  |  | Unknown
3896 | 3910 N CALLE GRANDE, HOBBS NM |  | No | No | Unknown - Unlikely Lead | Don't Know |  |  |  | No | Other |  | Will Inspect meter box at a later date | Unknown - Unlikely Lead |  |  |  | No | Other |  | Will Inspect meter box at a later date | Unknown | Don't Know | Don't Know |  | Building | Unknown | Unknown | No |  |  | Unknown
4710 | 1316 E DUNNAM ST, HOBBS NM |  | No | No | Unknown - Unlikely Lead | Don't Know |  |  |  | No | Other |  | Will Inspect meter box at a later date | Unknown - Unlikely Lead |  |  |  | No | Other |  | Will Inspect meter box at a later date | Unknown | Don't Know | Don't Know |  | Building | Unknown | Unknown | No |  |  | Unknown
13786 | 2621 N TRUMAN ST, HOBBS NM |  | No | No | Unknown - Unlikely Lead | Don't Know |  |  |  | No | Other |  | Will Inspect meter box at a later date | Unknown - Unlikely Lead |  |  |  | No | Other |  | Will Inspect meter box at a later date | Unknown | Don't Know | Don't Know |  | Building | Unknown | Unknown | No |  |  | Unknown
2519 | 433 W COAL AVE, HOBBS NM |  | No | No | Unknown - Unlikely Lead | Don't Know |  |  |  | No | Other |  | Will Inspect meter box at a later date | Unknown - Unlikely Lead |  |  |  | No | Other |  | Will Inspect meter box at a later date | Unknown | Don't Know | Don't Know |  | Building | Unknown | Unknown | No |  |  | Unknown
1591 | 1525 BRADLEY CT, HOBBS NM |  | No | No | Unknown - Unlikely Lead | Don't Know |  |  |  | No | Other |  | Will Inspect meter box at a later date | Unknown - Unlikely Lead |  |  |  | No | Other |  | Will Inspect meter box at a later date | Unknown | Don't Know | Don't Know |  | Building | Unknown | Unknown | No |  |  | Unknown
385 | 501 E ALSTON ST, HOBBS NM |  | No | No | Unknown - Unlikely Lead | Don't Know |  |  |  | No | Other |  | Will Inspect meter box at a later date | Unknown - Unlikely Lead |  |  |  | No | Other |  | Will Inspect meter box at a later date | Unknown | Don't Know | Don't Know |  | Building | Unknown | Unknown | No |  |  | Unknown
3276 | 1202 W COCHITI AVE, HOBBS NM |  | No | No | Unknown - Unlikely Lead | Don't Know |  |  |  | No | Other |  | Will Inspect meter box at a later date | Unknown - Unlikely Lead |  |  |  | No | Other |  | Will Inspect meter box at a later date | Unknown | Don't Know | Don't Know |  | Building | Unknown | Unknown | No |  |  | Unknown
14186 | 301 S WEST COUNTY RD, HOBBS NM |  | No | No | Non-Lead - Plastic | Don't Know |  | 1 | Field inspection only with no records | Yes | Visual inspection at the meter pit | 07/23/2024 00:00:00 |  | Non-Lead - Plastic |  | 1 | Field inspection only with no records | Yes | Visual inspection at the meter pit | 07/23/2024 00:00:00 |  | Non-Lead | No | Don't Know |  | Single Family Residence |  | No | No |  |  | Non-Lead
2493 | 1200 W COAL AVE, HOBBS NM |  | No | No | Unknown - Unlikely Lead | Don't Know |  |  |  | No | Other |  | Will Inspect meter box at a later date | Unknown - Unlikely Lead |  |  |  | No | Other |  | Will Inspect meter box at a later date | Unknown | Don't Know | Don't Know |  | Building | Unknown | Unknown | No |  |  | Unknown
2771 | 820 W COPPER AVE, HOBBS NM |  | No | No | Unknown - Unlikely Lead | Don't Know |  |  |  | No | Other |  | Will Inspect meter box at a later date | Unknown - Unlikely Lead |  |  |  | No | Other |  | Will Inspect meter box at a later date | Unknown | Don't Know | Don't Know |  | Building | Unknown | Unknown | No |  |  | Unknown
3104 | 3901 N CENTRAL I 107, HOBBS NM |  | No | No | Non-Lead - Plastic | No | 2009 | 3/4 | Field inspection only with no records | Yes | Visual inspection at the meter pit | 05/26/2024 00:00:00 |  | Non-Lead - Plastic | 2009 | 3/4 | Installation date after lead ban | Yes | Visual inspection at the meter pit | 05/26/2024 00:00:00 |  | Non-Lead | No | No |  | Single Family Residence |  | No | No |  |  | Non-Lead
2577 | 310 N AVENUE C, HOBBS NM |  | No | No | Unknown - Unlikely Lead | Don't Know |  |  |  | No | Other |  | Will Inspect meter box at a later date | Unknown - Unlikely Lead |  |  |  | No | Other |  | Will Inspect meter box at a later date | Unknown | Don't Know | Don't Know |  | Building | Unknown | Unknown | No |  |  | Unknown
13904 | 200 W VEGA DR, HOBBS NM |  | No | No | Unknown - Unlikely Lead | Don't Know |  |  |  | No | Other |  | Will Inspect meter box at a later date | Unknown - Unlikely Lead |  |  |  | No | Other |  | Will Inspect meter box at a later date | Unknown | Don't Know | Don't Know |  | Building | Unknown | Unknown | No |  |  | Unknown
4477 | 219 S DAL PASO ST, HOBBS NM |  | No | No | Unknown - Unlikely Lead | Don't Know |  |  |  | No | Other |  | Will Inspect meter box at a later date | Unknown - Unlikely Lead |  |  |  | No | Other |  | Will Inspect meter box at a later date | Unknown | Don't Know | Don't Know |  | Building | Unknown | Unknown | No |  |  | Unknown
3965 | 1514-C W CALLE SUR ST, HOBBS NM |  | No | No | Unknown - Unlikely Lead | Don't Know |  |  |  | No | Other |  | Will Inspect meter box at a later date | Unknown - Unlikely Lead |  |  |  | No | Other |  | Will Inspect meter box at a later date | Unknown | Don't Know | Don't Know |  | Building | Unknown | Unknown | No |  |  | Unknown
4520 | 4906 W DARK HORSE RD, HOBBS NM |  | No | No | Non-Lead - Plastic | No | 2015 | 3/4 | Field inspection only with no records | Yes | Visual inspection at the meter pit | 05/26/2024 00:00:00 |  | Non-Lead - Plastic | 2015 | 3/4 | Installation date after lead ban | Yes | Visual inspection at the meter pit | 05/26/2024 00:00:00 |  | Non-Lead | No | No |  | Single Family Residence |  | No | No |  |  | Non-Lead
14292 | 1021 E YESO DR 302A, HOBBS NM |  | No | No | Unknown - Unlikely Lead | Don't Know |  |  |  | No | Other |  | Will Inspect meter box at a later date | Unknown - Unlikely Lead |  |  |  | No | Other |  | Will Inspect meter box at a later date | Unknown | Don't Know | Don't Know |  | Building | Unknown | Unknown | No |  |  | Unknown
3421 | 1608 W CHICO DR, HOBBS NM |  | No | No | Unknown - Unlikely Lead | Don't Know |  |  |  | No | Other |  | Will Inspect meter box at a later date | Unknown - Unlikely Lead |  |  |  | No | Other |  | Will Inspect meter box at a later date | Unknown | Don't Know | Don't Know |  | Building | Unknown | Unknown | No |  |  | Unknown
4698 | 1320 E DUNNAM ST, HOBBS NM |  | No | No | Unknown - Unlikely Lead | Don't Know |  |  |  | No | Other |  | Will Inspect meter box at a later date | Unknown - Unlikely Lead |  |  |  | No | Other |  | Will Inspect meter box at a later date | Unknown | Don't Know | Don't Know |  | Building | Unknown | Unknown | No |  |  | Unknown
14257 | 900 E YESO DR #3, HOBBS NM |  | No | No | Unknown - Unlikely Lead | Don't Know |  |  |  | No | Other |  | Will Inspect meter box at a later date | Unknown - Unlikely Lead |  |  |  | No | Other |  | Will Inspect meter box at a later date | Unknown | Don't Know | Don't Know |  | Building | Unknown | Unknown | No |  |  | Unknown
2379 | 1815 S COCHRAN ST, HOBBS NM |  | No | No | Unknown - Unlikely Lead | Don't Know |  |  |  | No | Other |  | Will Inspect meter box at a later date | Unknown - Unlikely Lead |  |  |  | No | Other |  | Will Inspect meter box at a later date | Unknown | Don't Know | Don't Know |  | Building | Unknown | Unknown | No |  |  | Unknown
2744 | 1001 W COPPER AVE, HOBBS NM |  | No | No | Unknown - Unlikely Lead | Don't Know |  |  |  | No | Other |  | Will Inspect meter box at a later date | Unknown - Unlikely Lead |  |  |  | No | Other |  | Will Inspect meter box at a later date | Unknown | Don't Know | Don't Know |  | Building | Unknown | Unknown | No |  |  | Unknown
2885 | 421 W CLEARFORK CIR, HOBBS NM |  | No | No | Unknown - Unlikely Lead | Don't Know |  |  |  | No | Other |  | Will Inspect meter box at a later date | Unknown - Unlikely Lead |  |  |  | No | Other |  | Will Inspect meter box at a later date | Unknown | Don't Know | Don't Know |  | Building | Unknown | Unknown | No |  |  | Unknown
2879 | 418 W CLEARFORK CIR, HOBBS NM |  | No | No | Unknown - Unlikely Lead | Don't Know |  |  |  | No | Other |  | Will Inspect meter box at a later date | Unknown - Unlikely Lead |  |  |  | No | Other |  | Will Inspect meter box at a later date | Unknown | Don't Know | Don't Know |  | Building | Unknown | Unknown | No |  |  | Unknown
3048 | 3901 N CENTRAL N 308, HOBBS NM |  | No | No | Non-Lead - Plastic | No | 2009 | 3/4 | Field inspection only with no records | Yes | Visual inspection at the meter pit | 05/26/2024 00:00:00 |  | Non-Lead - Plastic | 2009 | 3/4 | Installation date after lead ban | Yes | Visual inspection at the meter pit | 05/26/2024 00:00:00 |  | Non-Lead | No | No |  | Single Family Residence |  | No | No |  |  | Non-Lead
2647 | 1927 N CIELO DR, HOBBS NM |  | No | No | Unknown - Unlikely Lead | Don't Know |  |  |  | No | Other |  | Will Inspect meter box at a later date | Unknown - Unlikely Lead |  |  |  | No | Other |  | Will Inspect meter box at a later date | Unknown | Don't Know | Don't Know |  | Building | Unknown | Unknown | No |  |  | Unknown
14434 | 1101 E YUCCA ST, HOBBS NM |  | No | No | Unknown - Unlikely Lead | Don't Know |  |  |  | No | Other |  | Will Inspect meter box at a later date | Unknown - Unlikely Lead |  |  |  | No | Other |  | Will Inspect meter box at a later date | Unknown | Don't Know | Don't Know |  | Building | Unknown | Unknown | No |  |  | Unknown
4616 | 1009 N DALMONT ST, HOBBS NM |  | No | No | Unknown - Unlikely Lead | Don't Know |  |  |  | No | Other |  | Will Inspect meter box at a later date | Unknown - Unlikely Lead |  |  |  | No | Other |  | Will Inspect meter box at a later date | Unknown | Don't Know | Don't Know |  | Building | Unknown | Unknown | No |  |  | Unknown
13662 | 121 S THORP ST, HOBBS NM |  | No | No | Unknown - Unlikely Lead | Don't Know |  |  |  | No | Other |  | Will Inspect meter box at a later date | Unknown - Unlikely Lead |  |  |  | No | Other |  | Will Inspect meter box at a later date | Unknown | Don't Know | Don't Know |  | Building | Unknown | Unknown | No |  |  | Unknown
2088 | 408 E CLINTON ST, HOBBS NM |  | No | No | Unknown - Unlikely Lead | Don't Know |  |  |  | No | Other |  | Will Inspect meter box at a later date | Unknown - Unlikely Lead |  |  |  | No | Other |  | Will Inspect meter box at a later date | Unknown | Don't Know | Don't Know |  | Building | Unknown | Unknown | No |  |  | Unknown
4534 | 4910 W DARK HORSE RD, HOBBS NM |  | No | No | Non-Lead - Plastic | No | 2015 | 3/4 | Field inspection only with no records | Yes | Visual inspection at the meter pit | 05/26/2024 00:00:00 |  | Non-Lead - Plastic | 2015 | 3/4 | Installation date after lead ban | Yes | Visual inspection at the meter pit | 05/26/2024 00:00:00 |  | Non-Lead | No | No |  | Single Family Residence |  | No | No |  |  | Non-Lead
4009 | 2429 CATTLE CALL DR, HOBBS NM |  | No | No | Unknown - Unlikely Lead | Don't Know |  |  |  | No | Other |  | Will Inspect meter box at a later date | Unknown - Unlikely Lead |  |  |  | No | Other |  | Will Inspect meter box at a later date | Unknown | Don't Know | Don't Know |  | Building | Unknown | Unknown | No |  |  | Unknown
1653 | 1209 N BRECKON DR, HOBBS NM |  | No | No | Unknown - Unlikely Lead | Don't Know |  |  |  | No | Other |  | Will Inspect meter box at a later date | Unknown - Unlikely Lead |  |  |  | No | Other |  | Will Inspect meter box at a later date | Unknown | Don't Know | Don't Know |  | Building | Unknown | Unknown | No |  |  | Unknown
2184 | 312 W CASTLE AVE, HOBBS NM |  | No | No | Unknown - Unlikely Lead | Don't Know |  |  |  | No | Other |  | Will Inspect meter box at a later date | Unknown - Unlikely Lead |  |  |  | No | Other |  | Will Inspect meter box at a later date | Unknown | Don't Know | Don't Know |  | Building | Unknown | Unknown | No |  |  | Unknown
3131 | 3901 N CENTRAL G 107, HOBBS NM |  | No | No | Non-Lead - Plastic | No | 2009 | 3/4 | Field inspection only with no records | Yes | Visual inspection at the meter pit | 05/26/2024 00:00:00 |  | Non-Lead - Plastic | 2009 | 3/4 | Installation date after lead ban | Yes | Visual inspection at the meter pit | 05/26/2024 00:00:00 |  | Non-Lead | No | No |  | Single Family Residence |  | No | No |  |  | Non-Lead
1778 | 1400 W BROADWAY ST, HOBBS NM |  | No | No | Unknown - Unlikely Lead | Don't Know |  |  |  | No | Other |  | Will Inspect meter box at a later date | Unknown - Unlikely Lead |  |  |  | No | Other |  | Will Inspect meter box at a later date | Unknown | Don't Know | Don't Know |  | Building | Unknown | Unknown | No |  |  | Unknown
4243 | 1401 N DAL PASO ST, HOBBS NM |  | No | No | Unknown - Unlikely Lead | Don't Know |  |  |  | No | Other |  | Will Inspect meter box at a later date | Unknown - Unlikely Lead |  |  |  | No | Other |  | Will Inspect meter box at a later date | Unknown | Don't Know | Don't Know |  | Building | Unknown | Unknown | No |  |  | Unknown
13812 | 715 W VISTA CT, HOBBS NM |  | No | No | Unknown - Unlikely Lead | Don't Know |  |  |  | No | Other |  | Will Inspect meter box at a later date | Unknown - Unlikely Lead |  |  |  | No | Other |  | Will Inspect meter box at a later date | Unknown | Don't Know | Don't Know |  | Building | Unknown | Unknown | No |  |  | Unknown
3897 | 4008 N CALLE GRANDE, HOBBS NM |  | No | No | Unknown - Unlikely Lead | Don't Know |  |  |  | No | Other |  | Will Inspect meter box at a later date | Unknown - Unlikely Lead |  |  |  | No | Other |  | Will Inspect meter box at a later date | Unknown | Don't Know | Don't Know |  | Building | Unknown | Unknown | No |  |  | Unknown
4408 | 1200 N DAL PASO ST, HOBBS NM |  | No | No | Unknown - Unlikely Lead | Don't Know |  |  |  | No | Other |  | Will Inspect meter box at a later date | Unknown - Unlikely Lead |  |  |  | No | Other |  | Will Inspect meter box at a later date | Unknown | Don't Know | Don't Know |  | Building | Unknown | Unknown | No |  |  | Unknown
14311 | 1021 E YESO DR 303A, HOBBS NM |  | No | No | Unknown - Unlikely Lead | Don't Know |  |  |  | No | Other |  | Will Inspect meter box at a later date | Unknown - Unlikely Lead |  |  |  | No | Other |  | Will Inspect meter box at a later date | Unknown | Don't Know | Don't Know |  | Building | Unknown | Unknown | No |  |  | Unknown
3002 | 3901 N CENTRAL D 307, HOBBS NM |  | No | No | Non-Lead - Plastic | No | 2009 | 3/4 | Field inspection only with no records | Yes | Visual inspection at the meter pit | 05/26/2024 00:00:00 |  | Non-Lead - Plastic | 2009 | 3/4 | Installation date after lead ban | Yes | Visual inspection at the meter pit | 05/26/2024 00:00:00 |  | Non-Lead | No | No |  | Single Family Residence |  | No | No |  |  | Non-Lead
3690 | 1820 N CHAMA DR, HOBBS NM |  | No | No | Unknown - Unlikely Lead | Don't Know |  |  |  | No | Other |  | Will Inspect meter box at a later date | Unknown - Unlikely Lead |  |  |  | No | Other |  | Will Inspect meter box at a later date | Unknown | Don't Know | Don't Know |  | Building | Unknown | Unknown | No |  |  | Unknown
13728 | 911 W TAYLOR ST, HOBBS NM |  | No | No | Unknown - Unlikely Lead | Don't Know |  |  |  | No | Other |  | Will Inspect meter box at a later date | Unknown - Unlikely Lead |  |  |  | No | Other |  | Will Inspect meter box at a later date | Unknown | Don't Know | Don't Know |  | Building | Unknown | Unknown | No |  |  | Unknown
13945 | 2916 N WEDGEWOOD DR, HOBBS NM |  | No | No | Non-Lead - Plastic | Don't Know | 2019 | 1 | Field inspection only with no records | Yes | Visual inspection at the meter pit | 08/19/2024 00:00:00 |  | Non-Lead - Plastic | 2019 | 1 | Field inspection only with no records | Yes | Visual inspection at the meter pit | 08/19/2024 00:00:00 |  | Non-Lead | No | Don't Know |  | Single Family Residence |  | No | No |  |  | Non-Lead
4695 | 901 E DUNNAM ST, HOBBS NM |  | No | No | Unknown - Unlikely Lead | Don't Know |  |  |  | No | Other |  | Will Inspect meter box at a later date | Unknown - Unlikely Lead |  |  |  | No | Other |  | Will Inspect meter box at a later date | Unknown | Don't Know | Don't Know |  | Building | Unknown | Unknown | No |  |  | Unknown
2290 | 509 N COCHRAN ST, HOBBS NM |  | No | No | Unknown - Unlikely Lead | Don't Know |  |  |  | No | Other |  | Will Inspect meter box at a later date | Unknown - Unlikely Lead |  |  |  | No | Other |  | Will Inspect meter box at a later date | Unknown | Don't Know | Don't Know |  | Building | Unknown | Unknown | No |  |  | Unknown
276 | 1700 E ALBERTSON DR, HOBBS NM |  | No | No | Unknown - Unlikely Lead | Don't Know |  |  |  | No | Other |  | Will Inspect meter box at a later date | Unknown - Unlikely Lead |  |  |  | No | Other |  | Will Inspect meter box at a later date | Unknown | Don't Know | Don't Know |  | Building | Unknown | Unknown | No |  |  | Unknown
1479 | 2421 N BRAZOS AVE, HOBBS NM |  | No | No | Unknown - Unlikely Lead | Don't Know |  |  |  | No | Other |  | Will Inspect meter box at a later date | Unknown - Unlikely Lead |  |  |  | No | Other |  | Will Inspect meter box at a later date | Unknown | Don't Know | Don't Know |  | Building | Unknown | Unknown | No |  |  | Unknown
2994 | 3901 N CENTRAL M 107, HOBBS NM |  | No | No | Non-Lead - Plastic | No | 2009 | 3/4 | Field inspection only with no records | Yes | Visual inspection at the meter pit | 05/26/2024 00:00:00 |  | Non-Lead - Plastic | 2009 | 3/4 | Installation date after lead ban | Yes | Visual inspection at the meter pit | 05/26/2024 00:00:00 |  | Non-Lead | No | No |  | Single Family Residence |  | No | No |  |  | Non-Lead
2017 | 505 E CORBETT ST, HOBBS NM |  | No | No | Unknown - Unlikely Lead | Don't Know |  |  |  | No | Other |  | Will Inspect meter box at a later date | Unknown - Unlikely Lead |  |  |  | No | Other |  | Will Inspect meter box at a later date | Unknown | Don't Know | Don't Know |  | Building | Unknown | Unknown | No |  |  | Unknown
316 | 409 W ALSTON ST, HOBBS NM |  | No | No | Unknown - Unlikely Lead | Don't Know |  |  |  | No | Other |  | Will Inspect meter box at a later date | Unknown - Unlikely Lead |  |  |  | No | Other |  | Will Inspect meter box at a later date | Unknown | Don't Know | Don't Know |  | Building | Unknown | Unknown | No |  |  | Unknown
3651 | 1802 N CHAMA DR, HOBBS NM |  | No | No | Unknown - Unlikely Lead | Don't Know |  |  |  | No | Other |  | Will Inspect meter box at a later date | Unknown - Unlikely Lead |  |  |  | No | Other |  | Will Inspect meter box at a later date | Unknown | Don't Know | Don't Know |  | Building | Unknown | Unknown | No |  |  | Unknown
4481 | 1013 S DAL PASO ST, HOBBS NM |  | No | No | Non-Lead - Plastic | No | 1930 | 3/4 | Field inspection only with no records | Yes | Visual inspection at the meter pit | 05/26/2024 00:00:00 |  | Non-Lead - Plastic |  | 3/4 | Installation date after lead ban | Yes | Visual inspection at the meter pit | 05/26/2024 00:00:00 |  | Non-Lead | Don't Know | Don't Know |  | Single Family Residence |  | Unknown | No |  |  | Non-Lead
2553 | 419 West Cain Street, Hobbs, NM 88240 |  | No | No | Non-Lead - Copper | Don't Know |  | 2 | Field inspection only with no records | Yes | Visual inspection at the meter pit | 07/23/2024 00:00:00 |  | Non-Lead - Plastic |  | 1-1/4 | Field inspection only with no records | Yes | Visual inspection at the meter pit | 07/23/2024 00:00:00 |  | Non-Lead | No | Don't Know |  |  |  | No | No |  |  | Non-Lead | No Tier | 32.702571 | -103.140714
1800 | 123 W BROADWAY ST, HOBBS NM |  | No | No | Unknown - Unlikely Lead | Don't Know |  |  |  | No | Other |  | Will Inspect meter box at a later date | Unknown - Unlikely Lead |  |  |  | No | Other |  | Will Inspect meter box at a later date | Unknown | Don't Know | Don't Know |  | Building | Unknown | Unknown | No |  |  | Unknown
13951 | 618 E WHITE ST, HOBBS NM |  | No | No | Unknown - Unlikely Lead | Don't Know |  |  |  | No | Other |  | Will Inspect meter box at a later date | Unknown - Unlikely Lead |  |  |  | No | Other |  | Will Inspect meter box at a later date | Unknown | Don't Know | Don't Know |  | Building | Unknown | Unknown | No |  |  | Unknown
1717 | 1309 N BRECKON DR, HOBBS NM |  | No | No | Unknown - Unlikely Lead | Don't Know |  |  |  | No | Other |  | Will Inspect meter box at a later date | Unknown - Unlikely Lead |  |  |  | No | Other |  | Will Inspect meter box at a later date | Unknown | Don't Know | Don't Know |  | Building | Unknown | Unknown | No |  |  | Unknown
1633 | 1918 N BRECKON DR, HOBBS NM |  | No | No | Unknown - Unlikely Lead | Don't Know |  |  |  | No | Other |  | Will Inspect meter box at a later date | Unknown - Unlikely Lead |  |  |  | No | Other |  | Will Inspect meter box at a later date | Unknown | Don't Know | Don't Know |  | Building | Unknown | Unknown | No |  |  | Unknown
2839 | 213 E CLEARFORK DR, HOBBS NM |  | No | No | Unknown - Unlikely Lead | Don't Know |  |  |  | No | Other |  | Will Inspect meter box at a later date | Unknown - Unlikely Lead |  |  |  | No | Other |  | Will Inspect meter box at a later date | Unknown | Don't Know | Don't Know |  | Building | Unknown | Unknown | No |  |  | Unknown
13931 | 2904 N WEDGEWOOD DR, HOBBS NM |  | No | No | Non-Lead - Plastic | Don't Know | 2019 | 1 | Field inspection only with no records | Yes | Visual inspection at the meter pit | 08/19/2024 00:00:00 |  | Non-Lead - Plastic | 2019 | 1 | Field inspection only with no records | Yes | Visual inspection at the meter pit | 08/19/2024 00:00:00 |  | Non-Lead | No | Don't Know |  | Single Family Residence |  | No | No |  |  | Non-Lead
13862 | 1834 N VEGA DR, HOBBS NM |  | No | No | Unknown - Unlikely Lead | Don't Know |  |  |  | No | Other |  | Will Inspect meter box at a later date | Unknown - Unlikely Lead |  |  |  | No | Other |  | Will Inspect meter box at a later date | Unknown | Don't Know | Don't Know |  | Building | Unknown | Unknown | No |  |  | Unknown
2262 | 309 W CASTLE AVE, HOBBS NM |  | No | No | Unknown - Unlikely Lead | Don't Know |  |  |  | No | Other |  | Will Inspect meter box at a later date | Unknown - Unlikely Lead |  |  |  | No | Other |  | Will Inspect meter box at a later date | Unknown | Don't Know | Don't Know |  | Building | Unknown | Unknown | No |  |  | Unknown
2090 | 204 W CLINTON ST, HOBBS NM |  | No | No | Unknown - Unlikely Lead | Don't Know |  |  |  | No | Other |  | Will Inspect meter box at a later date | Unknown - Unlikely Lead |  |  |  | No | Other |  | Will Inspect meter box at a later date | Unknown | Don't Know | Don't Know |  | Building | Unknown | Unknown | No |  |  | Unknown
3297 | 1324 W COCHITI AVE, HOBBS NM |  | No | No | Unknown - Unlikely Lead | Don't Know |  |  |  | No | Other |  | Will Inspect meter box at a later date | Unknown - Unlikely Lead |  |  |  | No | Other |  | Will Inspect meter box at a later date | Unknown | Don't Know | Don't Know |  | Building | Unknown | Unknown | No |  |  | Unknown
4254 | 2910 N DAL PASO ST, HOBBS NM |  | No | No | Unknown - Unlikely Lead | Don't Know |  |  |  | No | Other |  | Will Inspect meter box at a later date | Unknown - Unlikely Lead |  |  |  | No | Other |  | Will Inspect meter box at a later date | Unknown | Don't Know | Don't Know |  | Building | Unknown | Unknown | No |  |  | Unknown
1776 | 1212 W BROADWAY ST, HOBBS NM |  | No | No | Unknown - Unlikely Lead | Don't Know |  |  |  | No | Other |  | Will Inspect meter box at a later date | Unknown - Unlikely Lead |  |  |  | No | Other |  | Will Inspect meter box at a later date | Unknown | Don't Know | Don't Know |  | Building | Unknown | Unknown | No |  |  | Unknown
13837 | 2615 N VISTA DR, HOBBS NM |  | No | No | Unknown - Unlikely Lead | Don't Know |  |  |  | No | Other |  | Will Inspect meter box at a later date | Unknown - Unlikely Lead |  |  |  | No | Other |  | Will Inspect meter box at a later date | Unknown | Don't Know | Don't Know |  | Building | Unknown | Unknown | No |  |  | Unknown
371 | 403 E ALSTON ST, HOBBS NM |  | No | No | Unknown - Unlikely Lead | Don't Know |  |  |  | No | Other |  | Will Inspect meter box at a later date | Unknown - Unlikely Lead |  |  |  | No | Other |  | Will Inspect meter box at a later date | Unknown | Don't Know | Don't Know |  | Building | Unknown | Unknown | No |  |  | Unknown
2923 | 3901 N CENTRAL H 107, HOBBS NM |  | No | No | Non-Lead - Plastic | No | 2009 | 3/4 | Field inspection only with no records | Yes | Visual inspection at the meter pit | 05/26/2024 00:00:00 |  | Non-Lead - Plastic | 2009 | 3/4 | Installation date after lead ban | Yes | Visual inspection at the meter pit | 05/26/2024 00:00:00 |  | Non-Lead | No | No |  | Single Family Residence |  | No | No |  |  | Non-Lead
13836 | 3302-B N VISTA DR, HOBBS NM |  | No | No | Unknown - Unlikely Lead | Don't Know |  |  |  | No | Other |  | Will Inspect meter box at a later date | Unknown - Unlikely Lead |  |  |  | No | Other |  | Will Inspect meter box at a later date | Unknown | Don't Know | Don't Know |  | Building | Unknown | Unknown | No |  |  | Unknown
4001 | 1513 N COBB DR, HOBBS NM |  | No | No | Unknown - Unlikely Lead | Don't Know |  |  |  | No | Other |  | Will Inspect meter box at a later date | Unknown - Unlikely Lead |  |  |  | No | Other |  | Will Inspect meter box at a later date | Unknown | Don't Know | Don't Know |  | Building | Unknown | Unknown | No |  |  | Unknown
4300 | 2008 N DAL PASO ST, HOBBS NM |  | No | No | Unknown - Unlikely Lead | Don't Know |  |  |  | No | Other |  | Will Inspect meter box at a later date | Unknown - Unlikely Lead |  |  |  | No | Other |  | Will Inspect meter box at a later date | Unknown | Don't Know | Don't Know |  | Building | Unknown | Unknown | No |  |  | Unknown
13889 | 300 E VEGA DR, HOBBS NM |  | No | No | Unknown - Unlikely Lead | Don't Know |  |  |  | No | Other |  | Will Inspect meter box at a later date | Unknown - Unlikely Lead |  |  |  | No | Other |  | Will Inspect meter box at a later date | Unknown | Don't Know | Don't Know |  | Building | Unknown | Unknown | No |  |  | Unknown
4265 | 3419 N DAL PASO BLD 11 B, HOBBS NM |  | No | No | Non-Lead - Plastic | No | 2020 | 3/4 | Field inspection only with no records | Yes | Visual inspection at the meter pit | 05/26/2024 00:00:00 |  | Non-Lead - Plastic |  | 3/4 | Installation date after lead ban | Yes | Visual inspection at the meter pit | 05/26/2024 00:00:00 |  | Non-Lead | No | No |  | Single Family Residence |  | No | No |  |  | Non-Lead
394 | 2221 N ALTO DR, HOBBS NM |  | No | No | Unknown - Unlikely Lead | Don't Know |  |  |  | No | Other |  | Will Inspect meter box at a later date | Unknown - Unlikely Lead |  |  |  | No | Other |  | Will Inspect meter box at a later date | Unknown | Don't Know | Don't Know |  | Building | Unknown | Unknown | No |  |  | Unknown
1707 | 1706 N BRECKON DR, HOBBS NM |  | No | No | Unknown - Unlikely Lead | Don't Know |  |  |  | No | Other |  | Will Inspect meter box at a later date | Unknown - Unlikely Lead |  |  |  | No | Other |  | Will Inspect meter box at a later date | Unknown | Don't Know | Don't Know |  | Building | Unknown | Unknown | No |  |  | Unknown
1761 | 1229 W BROADWAY ST, HOBBS NM |  | No | No | Unknown - Unlikely Lead | Don't Know |  |  |  | No | Other |  | Will Inspect meter box at a later date | Unknown - Unlikely Lead |  |  |  | No | Other |  | Will Inspect meter box at a later date | Unknown | Don't Know | Don't Know |  | Building | Unknown | Unknown | No |  |  | Unknown
14223 | 900 E YESO DR #6, HOBBS NM |  | No | No | Unknown - Unlikely Lead | Don't Know |  |  |  | No | Other |  | Will Inspect meter box at a later date | Unknown - Unlikely Lead |  |  |  | No | Other |  | Will Inspect meter box at a later date | Unknown | Don't Know | Don't Know |  | Building | Unknown | Unknown | No |  |  | Unknown
327 | 400 E ALSTON ST, HOBBS NM |  | No | No | Unknown - Unlikely Lead | Don't Know |  |  |  | No | Other |  | Will Inspect meter box at a later date | Unknown - Unlikely Lead |  |  |  | No | Other |  | Will Inspect meter box at a later date | Unknown | Don't Know | Don't Know |  | Building | Unknown | Unknown | No |  |  | Unknown
2093 | 506 W CLINTON ST, HOBBS NM |  | No | No | Unknown - Unlikely Lead | Don't Know |  |  |  | No | Other |  | Will Inspect meter box at a later date | Unknown - Unlikely Lead |  |  |  | No | Other |  | Will Inspect meter box at a later date | Unknown | Don't Know | Don't Know |  | Building | Unknown | Unknown | No |  |  | Unknown
2089 | 1205 E CLINTON ST, HOBBS NM |  | No | No | Unknown - Unlikely Lead | Don't Know |  |  |  | No | Other |  | Will Inspect meter box at a later date | Unknown - Unlikely Lead |  |  |  | No | Other |  | Will Inspect meter box at a later date | Unknown | Don't Know | Don't Know |  | Building | Unknown | Unknown | No |  |  | Unknown
3569 | 1416 N COLEMAN ST, HOBBS NM |  | No | No | Unknown - Unlikely Lead | Don't Know |  |  |  | No | Other |  | Will Inspect meter box at a later date | Unknown - Unlikely Lead |  |  |  | No | Other |  | Will Inspect meter box at a later date | Unknown | Don't Know | Don't Know |  | Building | Unknown | Unknown | No |  |  | Unknown
2331 | 308 N COCHRAN ST, HOBBS NM |  | No | No | Unknown - Unlikely Lead | Don't Know |  |  |  | No | Other |  | Will Inspect meter box at a later date | Unknown - Unlikely Lead |  |  |  | No | Other |  | Will Inspect meter box at a later date | Unknown | Don't Know | Don't Know |  | Building | Unknown | Unknown | No |  |  | Unknown
2156 | 411 E CASTLE AVE, HOBBS NM |  | No | No | Unknown - Unlikely Lead | Don't Know |  |  |  | No | Other |  | Will Inspect meter box at a later date | Unknown - Unlikely Lead |  |  |  | No | Other |  | Will Inspect meter box at a later date | Unknown | Don't Know | Don't Know |  | Building | Unknown | Unknown | No |  |  | Unknown
2246 | 115 S COCHRAN ST, HOBBS NM |  | No | No | Unknown - Unlikely Lead | Don't Know |  |  |  | No | Other |  | Will Inspect meter box at a later date | Unknown - Unlikely Lead |  |  |  | No | Other |  | Will Inspect meter box at a later date | Unknown | Don't Know | Don't Know |  | Building | Unknown | Unknown | No |  |  | Unknown
179 | 200 E ALBERTSON DR, HOBBS NM |  | No | No | Unknown - Unlikely Lead | Don't Know |  |  |  | No | Other |  | Will Inspect meter box at a later date | Unknown - Unlikely Lead |  |  |  | No | Other |  | Will Inspect meter box at a later date | Unknown | Don't Know | Don't Know |  | Building | Unknown | Unknown | No |  |  | Unknown
13796 | 1212 N UTE PL, HOBBS NM |  | No | No | Unknown - Unlikely Lead | Don't Know |  |  |  | No | Other |  | Will Inspect meter box at a later date | Unknown - Unlikely Lead |  |  |  | No | Other |  | Will Inspect meter box at a later date | Unknown | Don't Know | Don't Know |  | Building | Unknown | Unknown | No |  |  | Unknown
1684 | 1323 N BRECKON DR, HOBBS NM |  | No | No | Unknown - Unlikely Lead | Don't Know |  |  |  | No | Other |  | Will Inspect meter box at a later date | Unknown - Unlikely Lead |  |  |  | No | Other |  | Will Inspect meter box at a later date | Unknown | Don't Know | Don't Know |  | Building | Unknown | Unknown | No |  |  | Unknown
14263 | 900 E YESO DR #20, HOBBS NM |  | No | No | Unknown - Unlikely Lead | Don't Know |  |  |  | No | Other |  | Will Inspect meter box at a later date | Unknown - Unlikely Lead |  |  |  | No | Other |  | Will Inspect meter box at a later date | Unknown | Don't Know | Don't Know |  | Building | Unknown | Unknown | No |  |  | Unknown
4685 | 1312 E DUNNAM ST, HOBBS NM |  | No | No | Unknown - Unlikely Lead | Don't Know |  |  |  | No | Other |  | Will Inspect meter box at a later date | Unknown - Unlikely Lead |  |  |  | No | Other |  | Will Inspect meter box at a later date | Unknown | Don't Know | Don't Know |  | Building | Unknown | Unknown | No |  |  | Unknown
3720 | 1300 E CIMARRON RD, HOBBS NM |  | No | No | Unknown - Unlikely Lead | Don't Know |  |  |  | No | Other |  | Will Inspect meter box at a later date | Unknown - Unlikely Lead |  |  |  | No | Other |  | Will Inspect meter box at a later date | Unknown | Don't Know | Don't Know |  | Building | Unknown | Unknown | No |  |  | Unknown
2386 | 1233 S COCHRAN ST, HOBBS NM |  | No | No | Unknown - Unlikely Lead | Don't Know |  |  |  | No | Other |  | Will Inspect meter box at a later date | Unknown - Unlikely Lead |  |  |  | No | Other |  | Will Inspect meter box at a later date | Unknown | Don't Know | Don't Know |  | Building | Unknown | Unknown | No |  |  | Unknown
4479 | 701 S DAL PASO ST, HOBBS NM |  | No | No | Unknown - Unlikely Lead | Don't Know |  |  |  | No | Other |  | Will Inspect meter box at a later date | Unknown - Unlikely Lead |  |  |  | No | Other |  | Will Inspect meter box at a later date | Unknown | Don't Know | Don't Know |  | Building | Unknown | Unknown | No |  |  | Unknown
13701 | 1201 W TAYLOR ST, HOBBS NM |  | No | No | Unknown - Unlikely Lead | Don't Know |  |  |  | No | Other |  | Will Inspect meter box at a later date | Unknown - Unlikely Lead |  |  |  | No | Other |  | Will Inspect meter box at a later date | Unknown | Don't Know | Don't Know |  | Building | Unknown | Unknown | No |  |  | Unknown
3807 | 1612 CORDOBA LN, HOBBS NM |  | No | No | Unknown - Unlikely Lead | Don't Know |  |  |  | No | Other |  | Will Inspect meter box at a later date | Unknown - Unlikely Lead |  |  |  | No | Other |  | Will Inspect meter box at a later date | Unknown | Don't Know | Don't Know |  | Building | Unknown | Unknown | No |  |  | Unknown
361 | 302 E ALSTON ST, HOBBS NM |  | No | No | Unknown - Unlikely Lead | Don't Know |  |  |  | No | Other |  | Will Inspect meter box at a later date | Unknown - Unlikely Lead |  |  |  | No | Other |  | Will Inspect meter box at a later date | Unknown | Don't Know | Don't Know |  | Building | Unknown | Unknown | No |  |  | Unknown
1713 | 1806 N BRECKON DR, HOBBS NM |  | No | No | Unknown - Unlikely Lead | Don't Know |  |  |  | No | Other |  | Will Inspect meter box at a later date | Unknown - Unlikely Lead |  |  |  | No | Other |  | Will Inspect meter box at a later date | Unknown | Don't Know | Don't Know |  | Building | Unknown | Unknown | No |  |  | Unknown
1718 | 1617 N BRECKON DR, HOBBS NM |  | No | No | Unknown - Unlikely Lead | Don't Know |  |  |  | No | Other |  | Will Inspect meter box at a later date | Unknown - Unlikely Lead |  |  |  | No | Other |  | Will Inspect meter box at a later date | Unknown | Don't Know | Don't Know |  | Building | Unknown | Unknown | No |  |  | Unknown
13858 | 1524 N VEGA DR, HOBBS NM |  | No | No | Unknown - Unlikely Lead | Don't Know |  |  |  | No | Other |  | Will Inspect meter box at a later date | Unknown - Unlikely Lead |  |  |  | No | Other |  | Will Inspect meter box at a later date | Unknown | Don't Know | Don't Know |  | Building | Unknown | Unknown | No |  |  | Unknown
3741 | 1029 E CIMARRON CT, HOBBS NM |  | No | No | Unknown - Unlikely Lead | Don't Know |  |  |  | No | Other |  | Will Inspect meter box at a later date | Unknown - Unlikely Lead |  |  |  | No | Other |  | Will Inspect meter box at a later date | Unknown | Don't Know | Don't Know |  | Building | Unknown | Unknown | No |  |  | Unknown
3640 | 119 S COLEMAN ST, HOBBS NM |  | No | No | Unknown - Unlikely Lead | Don't Know |  |  |  | No | Other |  | Will Inspect meter box at a later date | Unknown - Unlikely Lead |  |  |  | No | Other |  | Will Inspect meter box at a later date | Unknown | Don't Know | Don't Know |  | Building | Unknown | Unknown | No |  |  | Unknown
14398 | 1114 E YUCCA ST, HOBBS NM |  | No | No | Unknown - Unlikely Lead | Don't Know |  |  |  | No | Other |  | Will Inspect meter box at a later date | Unknown - Unlikely Lead |  |  |  | No | Other |  | Will Inspect meter box at a later date | Unknown | Don't Know | Don't Know |  | Building | Unknown | Unknown | No |  |  | Unknown
2908 | 3901 N CENTRAL L 104, HOBBS NM |  | No | No | Non-Lead - Plastic | No | 2009 | 3/4 | Field inspection only with no records | Yes | Visual inspection at the meter pit | 05/26/2024 00:00:00 |  | Non-Lead - Plastic | 2009 | 3/4 | Installation date after lead ban | Yes | Visual inspection at the meter pit | 05/26/2024 00:00:00 |  | Non-Lead | No | No |  | Single Family Residence |  | No | No |  |  | Non-Lead
14484 | 1206 ZUNI ST, HOBBS NM |  | No | No | Unknown - Unlikely Lead | Don't Know |  |  |  | No | Other |  | Will Inspect meter box at a later date | Unknown - Unlikely Lead |  |  |  | No | Other |  | Will Inspect meter box at a later date | Unknown | Don't Know | Don't Know |  | Building | Unknown | Unknown | No |  |  | Unknown
14364 | 202 W YESO DR, HOBBS NM |  | No | No | Unknown - Unlikely Lead | Don't Know |  |  |  | No | Other |  | Will Inspect meter box at a later date | Unknown - Unlikely Lead |  |  |  | No | Other |  | Will Inspect meter box at a later date | Unknown | Don't Know | Don't Know |  | Building | Unknown | Unknown | No |  |  | Unknown
14004 | 300 E WHITE ST BLDG D, HOBBS NM |  | No | No | Unknown - Unlikely Lead | Don't Know |  |  |  | No | Other |  | Will Inspect meter box at a later date | Unknown - Unlikely Lead |  |  |  | No | Other |  | Will Inspect meter box at a later date | Unknown | Don't Know | Don't Know |  | Building | Unknown | Unknown | No |  |  | Unknown
1490 | 1807 N BRAZOS AVE, HOBBS NM |  | No | No | Unknown - Unlikely Lead | Don't Know |  |  |  | No | Other |  | Will Inspect meter box at a later date | Unknown - Unlikely Lead |  |  |  | No | Other |  | Will Inspect meter box at a later date | Unknown | Don't Know | Don't Know |  | Building | Unknown | Unknown | No |  |  | Unknown
1520 | 1729 N BRAZOS AVE, HOBBS NM |  | No | No | Unknown - Unlikely Lead | Don't Know |  |  |  | No | Other |  | Will Inspect meter box at a later date | Unknown - Unlikely Lead |  |  |  | No | Other |  | Will Inspect meter box at a later date | Unknown | Don't Know | Don't Know |  | Building | Unknown | Unknown | No |  |  | Unknown
4579 | 5224 W DARK HORSE RD, HOBBS NM |  | No | No | Non-Lead - Plastic | No | 2015 | 3/4 | Field inspection only with no records | Yes | Visual inspection at the meter pit | 05/26/2024 00:00:00 |  | Non-Lead - Plastic | 2015 | 3/4 | Installation date after lead ban | Yes | Visual inspection at the meter pit | 05/26/2024 00:00:00 |  | Non-Lead | No | No |  | Single Family Residence |  | No | No |  |  | Non-Lead
2688 | 420 W CIELO DR, HOBBS NM |  | No | No | Unknown - Unlikely Lead | Don't Know |  |  |  | No | Other |  | Will Inspect meter box at a later date | Unknown - Unlikely Lead |  |  |  | No | Other |  | Will Inspect meter box at a later date | Unknown | Don't Know | Don't Know |  | Building | Unknown | Unknown | No |  |  | Unknown
2893 | 3901 N CENTRAL A 105, HOBBS NM |  | No | No | Non-Lead - Plastic | No | 2009 | 3/4 | Field inspection only with no records | Yes | Visual inspection at the meter pit | 05/26/2024 00:00:00 |  | Non-Lead - Plastic | 2009 | 3/4 | Installation date after lead ban | Yes | Visual inspection at the meter pit | 05/26/2024 00:00:00 |  | Non-Lead | No | No |  | Single Family Residence |  | No | No |  |  | Non-Lead
407 | 208 E ALTO DR, HOBBS NM |  | No | No | Unknown - Unlikely Lead | Don't Know |  |  |  | No | Other |  | Will Inspect meter box at a later date | Unknown - Unlikely Lead |  |  |  | No | Other |  | Will Inspect meter box at a later date | Unknown | Don't Know | Don't Know |  | Building | Unknown | Unknown | No |  |  | Unknown
4172 | 4121 N CORTEZ ST, HOBBS NM |  | No | No | Unknown - Unlikely Lead | Don't Know |  |  |  | No | Other |  | Will Inspect meter box at a later date | Unknown - Unlikely Lead |  |  |  | No | Other |  | Will Inspect meter box at a later date | Unknown | Don't Know | Don't Know |  | Building | Unknown | Unknown | No |  |  | Unknown
3630 | 524 N COLEMAN ST, HOBBS NM |  | No | No | Non-Lead - Plastic | Don't Know |  | 3/4 | Field inspection only with no records | Yes | Visual inspection at the meter pit | 09/04/2024 00:00:00 |  | Non-Lead - Plastic |  | 3/4 | Field inspection only with no records | Yes | Visual inspection at the meter pit | 09/04/2024 00:00:00 |  | Non-Lead | No | Don't Know |  | Single Family Residence |  | No | No |  |  | Non-Lead
1623 | 1928 N BRECKON DR, HOBBS NM |  | No | No | Unknown - Unlikely Lead | Don't Know |  |  |  | No | Other |  | Will Inspect meter box at a later date | Unknown - Unlikely Lead |  |  |  | No | Other |  | Will Inspect meter box at a later date | Unknown | Don't Know | Don't Know |  | Building | Unknown | Unknown | No |  |  | Unknown
2873 | 117 W CLEARFORK DR, HOBBS NM |  | No | No | Unknown - Unlikely Lead | Don't Know |  |  |  | No | Other |  | Will Inspect meter box at a later date | Unknown - Unlikely Lead |  |  |  | No | Other |  | Will Inspect meter box at a later date | Unknown | Don't Know | Don't Know |  | Building | Unknown | Unknown | No |  |  | Unknown
3501 | 117 N CECIL ST, HOBBS NM |  | No | No | Unknown - Unlikely Lead | Don't Know |  |  |  | No | Other |  | Will Inspect meter box at a later date | Unknown - Unlikely Lead |  |  |  | No | Other |  | Will Inspect meter box at a later date | Unknown | Don't Know | Don't Know |  | Building | Unknown | Unknown | No |  |  | Unknown
3939 | 1518-B W CALLE SUR ST, HOBBS NM |  | No | No | Unknown - Unlikely Lead | Don't Know |  |  |  | No | Other |  | Will Inspect meter box at a later date | Unknown - Unlikely Lead |  |  |  | No | Other |  | Will Inspect meter box at a later date | Unknown | Don't Know | Don't Know |  | Building | Unknown | Unknown | No |  |  | Unknown
16 | 1420 S 14TH ST, HOBBS NM |  | No | No | Unknown - Unlikely Lead | Don't Know |  |  |  | No | Other |  | Will Inspect meter box at a later date | Unknown - Unlikely Lead |  |  |  | No | Other |  | Will Inspect meter box at a later date | Unknown | Don't Know | Don't Know |  | Building | Unknown | Unknown | No |  |  | Unknown
13807 | 406 W UTE ST, HOBBS NM |  | No | No | Unknown - Unlikely Lead | Don't Know |  |  |  | No | Other |  | Will Inspect meter box at a later date | Unknown - Unlikely Lead |  |  |  | No | Other |  | Will Inspect meter box at a later date | Unknown | Don't Know | Don't Know |  | Building | Unknown | Unknown | No |  |  | Unknown
14310 | 1021 E YESO DR 108B, HOBBS NM |  | No | No | Unknown - Unlikely Lead | Don't Know |  |  |  | No | Other |  | Will Inspect meter box at a later date | Unknown - Unlikely Lead |  |  |  | No | Other |  | Will Inspect meter box at a later date | Unknown | Don't Know | Don't Know |  | Building | Unknown | Unknown | No |  |  | Unknown
2058 | 609 E CLINTON ST, HOBBS NM |  | No | No | Unknown - Unlikely Lead | Don't Know |  |  |  | No | Other |  | Will Inspect meter box at a later date | Unknown - Unlikely Lead |  |  |  | No | Other |  | Will Inspect meter box at a later date | Unknown | Don't Know | Don't Know |  | Building | Unknown | Unknown | No |  |  | Unknown
4295 | 2220 N DAL PASO ST, HOBBS NM |  | No | No | Unknown - Unlikely Lead | Don't Know |  |  |  | No | Other |  | Will Inspect meter box at a later date | Unknown - Unlikely Lead |  |  |  | No | Other |  | Will Inspect meter box at a later date | Unknown | Don't Know | Don't Know |  | Building | Unknown | Unknown | No |  |  | Unknown
14433 | 514 E YUCCA ST, HOBBS NM |  | No | No | Unknown - Unlikely Lead | Don't Know |  |  |  | No | Other |  | Will Inspect meter box at a later date | Unknown - Unlikely Lead |  |  |  | No | Other |  | Will Inspect meter box at a later date | Unknown | Don't Know | Don't Know |  | Building | Unknown | Unknown | No |  |  | Unknown
14064 | 333 W WOLFCAMP DR, HOBBS NM |  | No | No | Unknown - Unlikely Lead | Don't Know |  |  |  | No | Other |  | Will Inspect meter box at a later date | Unknown - Unlikely Lead |  |  |  | No | Other |  | Will Inspect meter box at a later date | Unknown | Don't Know | Don't Know |  | Building | Unknown | Unknown | No |  |  | Unknown
1470 | 1723 N BRAZOS AVE, HOBBS NM |  | No | No | Non-Lead - Copper | No | 1959 | 3/4 | Field inspection only with no records | Yes | Visual inspection at the meter pit | 04/23/2024 00:00:00 |  | Non-Lead - Plastic | 2018 | 3/4 | Installation date after lead ban | Yes | Visual inspection at the meter pit | 04/23/2024 00:00:00 |  | Non-Lead | No | No |  | Single Family Residence |  | Unknown | No |  |  | Non-Lead
3841 | 3516 CAMINO REAL, HOBBS NM |  | No | No | Unknown - Unlikely Lead | Don't Know |  |  |  | No | Other |  | Will Inspect meter box at a later date | Unknown - Unlikely Lead |  |  |  | No | Other |  | Will Inspect meter box at a later date | Unknown | Don't Know | Don't Know |  | Building | Unknown | Unknown | No |  |  | Unknown
4095 | 2112 E CLIFFWOOD CIRCLE, HOBBS NM |  | No | No | Non-Lead - Plastic | Don't Know | 2019 | 1 | Field inspection only with no records | Yes | Visual inspection at the meter pit | 08/19/2024 00:00:00 |  | Non-Lead - Plastic | 2019 | 1 | Field inspection only with no records | Yes | Visual inspection at the meter pit | 08/19/2024 00:00:00 |  | Non-Lead | No | Don't Know |  | Single Family Residence |  | No | No |  |  | Non-Lead
14211 | 627 E YESO DR, HOBBS NM |  | No | No | Unknown - Unlikely Lead | Don't Know |  |  |  | No | Other |  | Will Inspect meter box at a later date | Unknown - Unlikely Lead |  |  |  | No | Other |  | Will Inspect meter box at a later date | Unknown | Don't Know | Don't Know |  | Building | Unknown | Unknown | No |  |  | Unknown
4425 | 3419 N DAL PASO BLD 18 A, HOBBS NM |  | No | No | Non-Lead - Plastic | No | 2020 | 3/4 | Field inspection only with no records | Yes | Visual inspection at the meter pit | 05/26/2024 00:00:00 |  | Non-Lead - Plastic |  | 3/4 | Installation date after lead ban | Yes | Visual inspection at the meter pit | 05/26/2024 00:00:00 |  | Non-Lead | No | No |  | Single Family Residence |  | No | No |  |  | Non-Lead
461 | 204 W ALTO DR, HOBBS NM |  | No | No | Unknown - Unlikely Lead | Don't Know |  |  |  | No | Other |  | Will Inspect meter box at a later date | Unknown - Unlikely Lead |  |  |  | No | Other |  | Will Inspect meter box at a later date | Unknown | Don't Know | Don't Know |  | Building | Unknown | Unknown | No |  |  | Unknown
13969 | 1504 E WHITE ST, HOBBS NM |  | No | No | Unknown - Unlikely Lead | Don't Know |  |  |  | No | Other |  | Will Inspect meter box at a later date | Unknown - Unlikely Lead |  |  |  | No | Other |  | Will Inspect meter box at a later date | Unknown | Don't Know | Don't Know |  | Building | Unknown | Unknown | No |  |  | Unknown
275 | 511 E ALBERTSON CIR, HOBBS NM |  | No | No | Unknown - Unlikely Lead | Don't Know |  |  |  | No | Other |  | Will Inspect meter box at a later date | Unknown - Unlikely Lead |  |  |  | No | Other |  | Will Inspect meter box at a later date | Unknown | Don't Know | Don't Know |  | Building | Unknown | Unknown | No |  |  | Unknown
13988 | 114 E WHITE ST, HOBBS NM |  | No | No | Unknown - Unlikely Lead | Don't Know |  |  |  | No | Other |  | Will Inspect meter box at a later date | Unknown - Unlikely Lead |  |  |  | No | Other |  | Will Inspect meter box at a later date | Unknown | Don't Know | Don't Know |  | Building | Unknown | Unknown | No |  |  | Unknown
13725 | 120 W TAYLOR ST, HOBBS NM |  | No | No | Unknown - Unlikely Lead | Don't Know |  |  |  | No | Other |  | Will Inspect meter box at a later date | Unknown - Unlikely Lead |  |  |  | No | Other |  | Will Inspect meter box at a later date | Unknown | Don't Know | Don't Know |  | Building | Unknown | Unknown | No |  |  | Unknown
3238 | 3405 N CENTRAL DR, HOBBS NM |  | No | No | Unknown - Unlikely Lead | Don't Know |  |  |  | No | Other |  | Will Inspect meter box at a later date | Unknown - Unlikely Lead |  |  |  | No | Other |  | Will Inspect meter box at a later date | Unknown | Don't Know | Don't Know |  | Building | Unknown | Unknown | No |  |  | Unknown
3282 | 909 W COCHITI AVE, HOBBS NM |  | No | No | Unknown - Unlikely Lead | Don't Know |  |  |  | No | Other |  | Will Inspect meter box at a later date | Unknown - Unlikely Lead |  |  |  | No | Other |  | Will Inspect meter box at a later date | Unknown | Don't Know | Don't Know |  | Building | Unknown | Unknown | No |  |  | Unknown
4230 | 2521 N DAL PASO ST, HOBBS NM |  | No | No | Unknown - Unlikely Lead | Don't Know |  |  |  | No | Other |  | Will Inspect meter box at a later date | Unknown - Unlikely Lead |  |  |  | No | Other |  | Will Inspect meter box at a later date | Unknown | Don't Know | Don't Know |  | Building | Unknown | Unknown | No |  |  | Unknown
465 | 513 E ABO DR, HOBBS NM |  | No | No | Unknown - Unlikely Lead | Don't Know |  |  |  | No | Other |  | Will Inspect meter box at a later date | Unknown - Unlikely Lead |  |  |  | No | Other |  | Will Inspect meter box at a later date | Unknown | Don't Know | Don't Know |  | Building | Unknown | Unknown | No |  |  | Unknown
4263 | 110-A N DAL PASO ST, HOBBS NM |  | No | No | Unknown - Unlikely Lead | Don't Know |  |  |  | No | Other |  | Will Inspect meter box at a later date | Unknown - Unlikely Lead |  |  |  | No | Other |  | Will Inspect meter box at a later date | Unknown | Don't Know | Don't Know |  | Building | Unknown | Unknown | No |  |  | Unknown
3302 | 806 W COCHITI AVE, HOBBS NM |  | No | No | Unknown - Unlikely Lead | Don't Know |  |  |  | No | Other |  | Will Inspect meter box at a later date | Unknown - Unlikely Lead |  |  |  | No | Other |  | Will Inspect meter box at a later date | Unknown | Don't Know | Don't Know |  | Building | Unknown | Unknown | No |  |  | Unknown
4216 | 707 W CHURCH ST, HOBBS NM |  | No | No | Unknown - Unlikely Lead | Don't Know |  |  |  | No | Other |  | Will Inspect meter box at a later date | Unknown - Unlikely Lead |  |  |  | No | Other |  | Will Inspect meter box at a later date | Unknown | Don't Know | Don't Know |  | Building | Unknown | Unknown | No |  |  | Unknown
2772 | 915 W COPPER AVE, HOBBS NM |  | No | No | Unknown - Unlikely Lead | Don't Know |  |  |  | No | Other |  | Will Inspect meter box at a later date | Unknown - Unlikely Lead |  |  |  | No | Other |  | Will Inspect meter box at a later date | Unknown | Don't Know | Don't Know |  | Building | Unknown | Unknown | No |  |  | Unknown
14297 | 1021 E YESO DR 409A, HOBBS NM |  | No | No | Unknown - Unlikely Lead | Don't Know |  |  |  | No | Other |  | Will Inspect meter box at a later date | Unknown - Unlikely Lead |  |  |  | No | Other |  | Will Inspect meter box at a later date | Unknown | Don't Know | Don't Know |  | Building | Unknown | Unknown | No |  |  | Unknown
2166 | 407 E CASTLE AVE, HOBBS NM |  | No | No | Unknown - Unlikely Lead | Don't Know |  |  |  | No | Other |  | Will Inspect meter box at a later date | Unknown - Unlikely Lead |  |  |  | No | Other |  | Will Inspect meter box at a later date | Unknown | Don't Know | Don't Know |  | Building | Unknown | Unknown | No |  |  | Unknown
2522 | 1300 E CAIN ST, HOBBS NM |  | No | No | Unknown - Unlikely Lead | Don't Know |  |  |  | No | Other |  | Will Inspect meter box at a later date | Unknown - Unlikely Lead |  |  |  | No | Other |  | Will Inspect meter box at a later date | Unknown | Don't Know | Don't Know |  | Building | Unknown | Unknown | No |  |  | Unknown
14239 | 1218 E YESO DR, HOBBS NM |  | No | No | Unknown - Unlikely Lead | Don't Know |  |  |  | No | Other |  | Will Inspect meter box at a later date | Unknown - Unlikely Lead |  |  |  | No | Other |  | Will Inspect meter box at a later date | Unknown | Don't Know | Don't Know |  | Building | Unknown | Unknown | No |  |  | Unknown
1441 | 1910 N BRAZOS AVE, HOBBS NM |  | No | No | Unknown - Unlikely Lead | Don't Know |  |  |  | No | Other |  | Will Inspect meter box at a later date | Unknown - Unlikely Lead |  |  |  | No | Other |  | Will Inspect meter box at a later date | Unknown | Don't Know | Don't Know |  | Building | Unknown | Unknown | No |  |  | Unknown
463 | 501 W ALTO DR, HOBBS NM |  | No | No | Unknown - Unlikely Lead | Don't Know |  |  |  | No | Other |  | Will Inspect meter box at a later date | Unknown - Unlikely Lead |  |  |  | No | Other |  | Will Inspect meter box at a later date | Unknown | Don't Know | Don't Know |  | Building | Unknown | Unknown | No |  |  | Unknown
2332 | 1003 1/2 N COCHRAN ST, HOBBS NM |  | No | No | Unknown - Unlikely Lead | Don't Know |  |  |  | No | Other |  | Will Inspect meter box at a later date | Unknown - Unlikely Lead |  |  |  | No | Other |  | Will Inspect meter box at a later date | Unknown | Don't Know | Don't Know |  | Building | Unknown | Unknown | No |  |  | Unknown
2198 | 307 W CASTLE AVE, HOBBS NM |  | No | No | Unknown - Unlikely Lead | Don't Know |  |  |  | No | Other |  | Will Inspect meter box at a later date | Unknown - Unlikely Lead |  |  |  | No | Other |  | Will Inspect meter box at a later date | Unknown | Don't Know | Don't Know |  | Building | Unknown | Unknown | No |  |  | Unknown
1936 | 1611 E BOND ST, HOBBS NM |  | No | No | Unknown - Unlikely Lead | Don't Know |  |  |  | No | Other |  | Will Inspect meter box at a later date | Unknown - Unlikely Lead |  |  |  | No | Other |  | Will Inspect meter box at a later date | Unknown | Don't Know | Don't Know |  | Building | Unknown | Unknown | No |  |  | Unknown
1765 | 115 W BROADWAY ST, HOBBS NM |  | No | No | Unknown - Unlikely Lead | Don't Know |  |  |  | No | Other |  | Will Inspect meter box at a later date | Unknown - Unlikely Lead |  |  |  | No | Other |  | Will Inspect meter box at a later date | Unknown | Don't Know | Don't Know |  | Building | Unknown | Unknown | No |  |  | Unknown
3082 | 3901 N CENTRAL K 201, HOBBS NM |  | No | No | Non-Lead - Plastic | No | 2009 | 3/4 | Field inspection only with no records | Yes | Visual inspection at the meter pit | 05/26/2024 00:00:00 |  | Non-Lead - Plastic | 2009 | 3/4 | Installation date after lead ban | Yes | Visual inspection at the meter pit | 05/26/2024 00:00:00 |  | Non-Lead | No | No |  | Single Family Residence |  | No | No |  |  | Non-Lead
1421 | 521 W BYERS ST, HOBBS NM |  | No | No | Unknown - Unlikely Lead | Don't Know |  |  |  | No | Other |  | Will Inspect meter box at a later date | Unknown - Unlikely Lead |  |  |  | No | Other |  | Will Inspect meter box at a later date | Unknown | Don't Know | Don't Know |  | Building | Unknown | Unknown | No |  |  | Unknown
4159 | 1517 N CATHERINE DR, HOBBS NM |  | No | No | Unknown - Unlikely Lead | Don't Know |  |  |  | No | Other |  | Will Inspect meter box at a later date | Unknown - Unlikely Lead |  |  |  | No | Other |  | Will Inspect meter box at a later date | Unknown | Don't Know | Don't Know |  | Building | Unknown | Unknown | No |  |  | Unknown
1408 | 411 W BYERS ST, HOBBS NM |  | No | No | Unknown - Unlikely Lead | Don't Know |  |  |  | No | Other |  | Will Inspect meter box at a later date | Unknown - Unlikely Lead |  |  |  | No | Other |  | Will Inspect meter box at a later date | Unknown | Don't Know | Don't Know |  | Building | Unknown | Unknown | No |  |  | Unknown
2918 | 3901 N CENTRAL B 208, HOBBS NM |  | No | No | Non-Lead - Plastic | No | 2009 | 3/4 | Field inspection only with no records | Yes | Visual inspection at the meter pit | 05/26/2024 00:00:00 |  | Non-Lead - Plastic | 2009 | 3/4 | Installation date after lead ban | Yes | Visual inspection at the meter pit | 05/26/2024 00:00:00 |  | Non-Lead | No | No |  | Single Family Residence |  | No | No |  |  | Non-Lead
2638 | 3101 N CIELO DR, HOBBS NM |  | No | No | Unknown - Unlikely Lead | Don't Know |  |  |  | No | Other |  | Will Inspect meter box at a later date | Unknown - Unlikely Lead |  |  |  | No | Other |  | Will Inspect meter box at a later date | Unknown | Don't Know | Don't Know |  | Building | Unknown | Unknown | No |  |  | Unknown
14425 | 609 E YUCCA ST, HOBBS NM |  | No | No | Unknown - Unlikely Lead | Don't Know |  |  |  | No | Other |  | Will Inspect meter box at a later date | Unknown - Unlikely Lead |  |  |  | No | Other |  | Will Inspect meter box at a later date | Unknown | Don't Know | Don't Know |  | Building | Unknown | Unknown | No |  |  | Unknown
4225 | 1101 W CHRISTOPHER LANE, HOBBS NM |  | No | No | Unknown - Unlikely Lead | Don't Know |  |  |  | No | Other |  | Will Inspect meter box at a later date | Unknown - Unlikely Lead |  |  |  | No | Other |  | Will Inspect meter box at a later date | Unknown | Don't Know | Don't Know |  | Building | Unknown | Unknown | No |  |  | Unknown
3470 | 400 N CECIL ST, HOBBS NM |  | No | No | Unknown - Unlikely Lead | Don't Know |  |  |  | No | Other |  | Will Inspect meter box at a later date | Unknown - Unlikely Lead |  |  |  | No | Other |  | Will Inspect meter box at a later date | Unknown | Don't Know | Don't Know |  | Building | Unknown | Unknown | No |  |  | Unknown
1771 | 903 W BROADWAY ST, HOBBS NM |  | No | No | Unknown - Unlikely Lead | Don't Know |  |  |  | No | Other |  | Will Inspect meter box at a later date | Unknown - Unlikely Lead |  |  |  | No | Other |  | Will Inspect meter box at a later date | Unknown | Don't Know | Don't Know |  | Building | Unknown | Unknown | No |  |  | Unknown
1927 | 1302 West Brittany Drive, Hobbs, NM 88242 |  | No | No | Non-Lead - Plastic | No | 2008 | 1 | Installation date after lead ban | Yes | Other | 03/01/2024 00:00:00 | Newer Construction, verified by GIS Mapping | Non-Lead - Plastic | 2008 | 1 | Installation date after lead ban | No | Other |  | Newer Construction, verified by GIS Mapping |  | No | No |  | Single Family Residence | Unknown | No | No |  |  | Non-Lead | Tier 5 | 32.758025 | -103.152017
2498 | 709 W COAL AVE, HOBBS NM |  | No | No | Unknown - Unlikely Lead | Don't Know |  |  |  | No | Other |  | Will Inspect meter box at a later date | Unknown - Unlikely Lead |  |  |  | No | Other |  | Will Inspect meter box at a later date | Unknown | Don't Know | Don't Know |  | Building | Unknown | Unknown | No |  |  | Unknown
1617 | 2201 N BRECKON DR, HOBBS NM |  | No | No | Unknown - Unlikely Lead | Don't Know |  |  |  | No | Other |  | Will Inspect meter box at a later date | Unknown - Unlikely Lead |  |  |  | No | Other |  | Will Inspect meter box at a later date | Unknown | Don't Know | Don't Know |  | Building | Unknown | Unknown | No |  |  | Unknown
4032 | 2401 CATTLE CALL DR, HOBBS NM |  | No | No | Unknown - Unlikely Lead | Don't Know |  |  |  | No | Other |  | Will Inspect meter box at a later date | Unknown - Unlikely Lead |  |  |  | No | Other |  | Will Inspect meter box at a later date | Unknown | Don't Know | Don't Know |  | Building | Unknown | Unknown | No |  |  | Unknown
1686 | 1109 N BRECKON DR, HOBBS NM |  | No | No | Unknown - Unlikely Lead | Don't Know |  |  |  | No | Other |  | Will Inspect meter box at a later date | Unknown - Unlikely Lead |  |  |  | No | Other |  | Will Inspect meter box at a later date | Unknown | Don't Know | Don't Know |  | Building | Unknown | Unknown | No |  |  | Unknown
1691 | 1537 N BRECKON DR, HOBBS NM |  | No | No | Unknown - Unlikely Lead | Don't Know |  |  |  | No | Other |  | Will Inspect meter box at a later date | Unknown - Unlikely Lead |  |  |  | No | Other |  | Will Inspect meter box at a later date | Unknown | Don't Know | Don't Know |  | Building | Unknown | Unknown | No |  |  | Unknown
1960 | 2113 E BOND ST, HOBBS NM |  | No | No | Unknown - Unlikely Lead | Don't Know |  |  |  | No | Other |  | Will Inspect meter box at a later date | Unknown - Unlikely Lead |  |  |  | No | Other |  | Will Inspect meter box at a later date | Unknown | Don't Know | Don't Know |  | Building | Unknown | Unknown | No |  |  | Unknown
3772 | 1617-B W CAMINO DEL ARCO, HOBBS NM |  | No | No | Unknown - Unlikely Lead | Don't Know |  |  |  | No | Other |  | Will Inspect meter box at a later date | Unknown - Unlikely Lead |  |  |  | No | Other |  | Will Inspect meter box at a later date | Unknown | Don't Know | Don't Know |  | Building | Unknown | Unknown | No |  |  | Unknown
13686 | 106 E TAYLOR ST, HOBBS NM |  | No | No | Unknown - Unlikely Lead | Don't Know |  |  |  | No | Other |  | Will Inspect meter box at a later date | Unknown - Unlikely Lead |  |  |  | No | Other |  | Will Inspect meter box at a later date | Unknown | Don't Know | Don't Know |  | Building | Unknown | Unknown | No |  |  | Unknown
1929 | 1314 West Brittany Drive, Hobbs, NM 88242 |  | No | No | Non-Lead - Plastic | No | 2008 | 1 | Installation date after lead ban | Yes | Other | 03/01/2024 00:00:00 | Newer Construction, verified by GIS Mapping | Non-Lead - Plastic | 2008 | 1 | Installation date after lead ban | No | Other |  | Newer Construction, verified by GIS Mapping |  | No | No |  | Single Family Residence | Unknown | No | No |  |  | Non-Lead | Tier 5 | 32.758028 | -103.152561
2393 | 1205 S COCHRAN ST, HOBBS NM |  | No | No | Unknown - Unlikely Lead | Don't Know |  |  |  | No | Other |  | Will Inspect meter box at a later date | Unknown - Unlikely Lead |  |  |  | No | Other |  | Will Inspect meter box at a later date | Unknown | Don't Know | Don't Know |  | Building | Unknown | Unknown | No |  |  | Unknown
14388 | 324 E YUCCA ST, HOBBS NM |  | No | No | Unknown - Unlikely Lead | Don't Know |  |  |  | No | Other |  | Will Inspect meter box at a later date | Unknown - Unlikely Lead |  |  |  | No | Other |  | Will Inspect meter box at a later date | Unknown | Don't Know | Don't Know |  | Building | Unknown | Unknown | No |  |  | Unknown
13759 | 2518 N TRAVIS DR, HOBBS NM |  | No | No | Unknown - Unlikely Lead | Don't Know |  |  |  | No | Other |  | Will Inspect meter box at a later date | Unknown - Unlikely Lead |  |  |  | No | Other |  | Will Inspect meter box at a later date | Unknown | Don't Know | Don't Know |  | Building | Unknown | Unknown | No |  |  | Unknown
1976 | 4210 BUSINESS PARK, HOBBS NM |  | No | No | Unknown - Unlikely Lead | Don't Know |  |  |  | No | Other |  | Will Inspect meter box at a later date | Unknown - Unlikely Lead |  |  |  | No | Other |  | Will Inspect meter box at a later date | Unknown | Don't Know | Don't Know |  | Building | Unknown | Unknown | No |  |  | Unknown
2108 | 211 W CLINTON ST, HOBBS NM |  | No | No | Unknown - Unlikely Lead | Don't Know |  |  |  | No | Other |  | Will Inspect meter box at a later date | Unknown - Unlikely Lead |  |  |  | No | Other |  | Will Inspect meter box at a later date | Unknown | Don't Know | Don't Know |  | Building | Unknown | Unknown | No |  |  | Unknown
3794 | 1613-A W CAMINO DEL ARCO, HOBBS NM |  | No | No | Unknown - Unlikely Lead | Don't Know |  |  |  | No | Other |  | Will Inspect meter box at a later date | Unknown - Unlikely Lead |  |  |  | No | Other |  | Will Inspect meter box at a later date | Unknown | Don't Know | Don't Know |  | Building | Unknown | Unknown | No |  |  | Unknown
2567 | 116 N AVENUE C, HOBBS NM |  | No | No | Unknown - Unlikely Lead | Don't Know |  |  |  | No | Other |  | Will Inspect meter box at a later date | Unknown - Unlikely Lead |  |  |  | No | Other |  | Will Inspect meter box at a later date | Unknown | Don't Know | Don't Know |  | Building | Unknown | Unknown | No |  |  | Unknown
2891 | 3901 N CENTRAL L 107, HOBBS NM |  | No | No | Non-Lead - Plastic | No | 2009 | 3/4 | Field inspection only with no records | Yes | Visual inspection at the meter pit | 05/26/2024 00:00:00 |  | Non-Lead - Plastic | 2009 | 3/4 | Installation date after lead ban | Yes | Visual inspection at the meter pit | 05/26/2024 00:00:00 |  | Non-Lead | No | No |  | Single Family Residence |  | No | No |  |  | Non-Lead
1755 | 6 BROADMOOR PARK, HOBBS NM |  | No | No | Non-Lead - Plastic | No | 2003 | 3/4 | Field inspection only with no records | Yes | Visual inspection at the meter pit | 05/26/2024 00:00:00 |  | Non-Lead - Plastic | 2003 | 3/4 | Installation date after lead ban | Yes | Visual inspection at the meter pit | 05/26/2024 00:00:00 |  | Non-Lead | No | No |  | Single Family Residence |  | No | No |  |  | Non-Lead
2977 | 3901 N CENTRAL D 101, HOBBS NM |  | No | No | Non-Lead - Plastic | No | 2009 | 3/4 | Field inspection only with no records | Yes | Visual inspection at the meter pit | 05/26/2024 00:00:00 |  | Non-Lead - Plastic | 2009 | 3/4 | Installation date after lead ban | Yes | Visual inspection at the meter pit | 05/26/2024 00:00:00 |  | Non-Lead | No | No |  | Single Family Residence |  | No | No |  |  | Non-Lead
14037 | 1235 E WALKER DR, HOBBS NM |  | No | No | Unknown - Unlikely Lead | Don't Know |  |  |  | No | Other |  | Will Inspect meter box at a later date | Unknown - Unlikely Lead |  |  |  | No | Other |  | Will Inspect meter box at a later date | Unknown | Don't Know | Don't Know |  | Building | Unknown | Unknown | No |  |  | Unknown
4314 | 3320 N DAL PASO ST #8, HOBBS NM |  | No | No | Non-Lead - Plastic | No | 1986 | 3/4 | Field inspection only with no records | Yes | Visual inspection at the meter pit | 05/26/2024 00:00:00 |  | Non-Lead - Plastic |  | 3/4 | Installation date after lead ban | Yes | Visual inspection at the meter pit | 05/26/2024 00:00:00 |  | Non-Lead | No | No |  | Single Family Residence |  | No | No |  |  | Non-Lead
4129 | 5922 N CASA VERDE, HOBBS NM |  | No | No | Unknown - Unlikely Lead | Don't Know |  |  |  | No | Other |  | Will Inspect meter box at a later date | Unknown - Unlikely Lead |  |  |  | No | Other |  | Will Inspect meter box at a later date | Unknown | Don't Know | Don't Know |  | Building | Unknown | Unknown | No |  |  | Unknown
3452 | 404 N CECIL ST, HOBBS NM |  | No | No | Unknown - Unlikely Lead | Don't Know |  |  |  | No | Other |  | Will Inspect meter box at a later date | Unknown - Unlikely Lead |  |  |  | No | Other |  | Will Inspect meter box at a later date | Unknown | Don't Know | Don't Know |  | Building | Unknown | Unknown | No |  |  | Unknown
14475 | 1237 ZUNI ST, HOBBS NM |  | No | No | Unknown - Unlikely Lead | Don't Know |  |  |  | No | Other |  | Will Inspect meter box at a later date | Unknown - Unlikely Lead |  |  |  | No | Other |  | Will Inspect meter box at a later date | Unknown | Don't Know | Don't Know |  | Building | Unknown | Unknown | No |  |  | Unknown
3658 | 1614 N CHAMA DR, HOBBS NM |  | No | No | Unknown - Unlikely Lead | Don't Know |  |  |  | No | Other |  | Will Inspect meter box at a later date | Unknown - Unlikely Lead |  |  |  | No | Other |  | Will Inspect meter box at a later date | Unknown | Don't Know | Don't Know |  | Building | Unknown | Unknown | No |  |  | Unknown
14093 | 105 E WOLFCAMP DR, HOBBS NM |  | No | No | Unknown - Unlikely Lead | Don't Know |  |  |  | No | Other |  | Will Inspect meter box at a later date | Unknown - Unlikely Lead |  |  |  | No | Other |  | Will Inspect meter box at a later date | Unknown | Don't Know | Don't Know |  | Building | Unknown | Unknown | No |  |  | Unknown
1631 | 1915 N BRECKON DR, HOBBS NM |  | No | No | Unknown - Unlikely Lead | Don't Know |  |  |  | No | Other |  | Will Inspect meter box at a later date | Unknown - Unlikely Lead |  |  |  | No | Other |  | Will Inspect meter box at a later date | Unknown | Don't Know | Don't Know |  | Building | Unknown | Unknown | No |  |  | Unknown
13723 | 110 W TAYLOR ST, HOBBS NM |  | No | No | Unknown - Unlikely Lead | Don't Know |  |  |  | No | Other |  | Will Inspect meter box at a later date | Unknown - Unlikely Lead |  |  |  | No | Other |  | Will Inspect meter box at a later date | Unknown | Don't Know | Don't Know |  | Building | Unknown | Unknown | No |  |  | Unknown
14413 | 601 E YUCCA ST, HOBBS NM |  | No | No | Unknown - Unlikely Lead | Don't Know |  |  |  | No | Other |  | Will Inspect meter box at a later date | Unknown - Unlikely Lead |  |  |  | No | Other |  | Will Inspect meter box at a later date | Unknown | Don't Know | Don't Know |  | Building | Unknown | Unknown | No |  |  | Unknown
2005 | 208 E CORBETT ST, HOBBS NM |  | No | No | Unknown - Unlikely Lead | Don't Know |  |  |  | No | Other |  | Will Inspect meter box at a later date | Unknown - Unlikely Lead |  |  |  | No | Other |  | Will Inspect meter box at a later date | Unknown | Don't Know | Don't Know |  | Building | Unknown | Unknown | No |  |  | Unknown
2629 | 2313 N CIELO DR, HOBBS NM |  | No | No | Unknown - Unlikely Lead | Don't Know |  |  |  | No | Other |  | Will Inspect meter box at a later date | Unknown - Unlikely Lead |  |  |  | No | Other |  | Will Inspect meter box at a later date | Unknown | Don't Know | Don't Know |  | Building | Unknown | Unknown | No |  |  | Unknown
2232 | 1509 S COCHRAN ST, HOBBS NM |  | No | No | Unknown - Unlikely Lead | Don't Know |  |  |  | No | Other |  | Will Inspect meter box at a later date | Unknown - Unlikely Lead |  |  |  | No | Other |  | Will Inspect meter box at a later date | Unknown | Don't Know | Don't Know |  | Building | Unknown | Unknown | No |  |  | Unknown
1859 | 406 E BROADWAY ST, HOBBS NM |  | No | No | Unknown - Unlikely Lead | Don't Know |  |  |  | No | Other |  | Will Inspect meter box at a later date | Unknown - Unlikely Lead |  |  |  | No | Other |  | Will Inspect meter box at a later date | Unknown | Don't Know | Don't Know |  | Building | Unknown | Unknown | No |  |  | Unknown
3591 | 1601 N COLEMAN ST, HOBBS NM |  | No | No | Unknown - Unlikely Lead | Don't Know |  |  |  | No | Other |  | Will Inspect meter box at a later date | Unknown - Unlikely Lead |  |  |  | No | Other |  | Will Inspect meter box at a later date | Unknown | Don't Know | Don't Know |  | Building | Unknown | Unknown | No |  |  | Unknown
3880 | 4114 N CALLE GRANDE, HOBBS NM |  | No | No | Unknown - Unlikely Lead | Don't Know |  |  |  | No | Other |  | Will Inspect meter box at a later date | Unknown - Unlikely Lead |  |  |  | No | Other |  | Will Inspect meter box at a later date | Unknown | Don't Know | Don't Know |  | Building | Unknown | Unknown | No |  |  | Unknown
14366 | 102 W YESO DR, HOBBS NM |  | No | No | Unknown - Unlikely Lead | Don't Know |  |  |  | No | Other |  | Will Inspect meter box at a later date | Unknown - Unlikely Lead |  |  |  | No | Other |  | Will Inspect meter box at a later date | Unknown | Don't Know | Don't Know |  | Building | Unknown | Unknown | No |  |  | Unknown
13797 | 1216 N UTE PL, HOBBS NM |  | No | No | Unknown - Unlikely Lead | Don't Know |  |  |  | No | Other |  | Will Inspect meter box at a later date | Unknown - Unlikely Lead |  |  |  | No | Other |  | Will Inspect meter box at a later date | Unknown | Don't Know | Don't Know |  | Building | Unknown | Unknown | No |  |  | Unknown
1678 | 1228 N BRECKON DR, HOBBS NM |  | No | No | Unknown - Unlikely Lead | Don't Know |  |  |  | No | Other |  | Will Inspect meter box at a later date | Unknown - Unlikely Lead |  |  |  | No | Other |  | Will Inspect meter box at a later date | Unknown | Don't Know | Don't Know |  | Building | Unknown | Unknown | No |  |  | Unknown
3042 | 3901 N CENTRAL L 307, HOBBS NM |  | No | No | Non-Lead - Plastic | No | 2009 | 3/4 | Field inspection only with no records | Yes | Visual inspection at the meter pit | 05/26/2024 00:00:00 |  | Non-Lead - Plastic | 2009 | 3/4 | Installation date after lead ban | Yes | Visual inspection at the meter pit | 05/26/2024 00:00:00 |  | Non-Lead | No | No |  | Single Family Residence |  | No | No |  |  | Non-Lead
3843 | 1524 CAMINO REAL, HOBBS NM |  | No | No | Unknown - Unlikely Lead | Don't Know |  |  |  | No | Other |  | Will Inspect meter box at a later date | Unknown - Unlikely Lead |  |  |  | No | Other |  | Will Inspect meter box at a later date | Unknown | Don't Know | Don't Know |  | Building | Unknown | Unknown | No |  |  | Unknown
376 | 307 E ALSTON ST, HOBBS NM |  | No | No | Unknown - Unlikely Lead | Don't Know |  |  |  | No | Other |  | Will Inspect meter box at a later date | Unknown - Unlikely Lead |  |  |  | No | Other |  | Will Inspect meter box at a later date | Unknown | Don't Know | Don't Know |  | Building | Unknown | Unknown | No |  |  | Unknown
3851 | 1414 CAMINO REAL, HOBBS NM |  | No | No | Unknown - Unlikely Lead | Don't Know |  |  |  | No | Other |  | Will Inspect meter box at a later date | Unknown - Unlikely Lead |  |  |  | No | Other |  | Will Inspect meter box at a later date | Unknown | Don't Know | Don't Know |  | Building | Unknown | Unknown | No |  |  | Unknown
3732 | 1036 E CIMARRON CT, HOBBS NM |  | No | No | Unknown - Unlikely Lead | Don't Know |  |  |  | No | Other |  | Will Inspect meter box at a later date | Unknown - Unlikely Lead |  |  |  | No | Other |  | Will Inspect meter box at a later date | Unknown | Don't Know | Don't Know |  | Building | Unknown | Unknown | No |  |  | Unknown
2962 | 3901 N CENTRAL C 106, HOBBS NM |  | No | No | Non-Lead - Plastic | No | 2009 | 3/4 | Field inspection only with no records | Yes | Visual inspection at the meter pit | 05/26/2024 00:00:00 |  | Non-Lead - Plastic | 2009 | 3/4 | Installation date after lead ban | Yes | Visual inspection at the meter pit | 05/26/2024 00:00:00 |  | Non-Lead | No | No |  | Single Family Residence |  | No | No |  |  | Non-Lead
2336 | 1211 S COCHRAN ST, HOBBS NM |  | No | No | Unknown - Unlikely Lead | Don't Know |  |  |  | No | Other |  | Will Inspect meter box at a later date | Unknown - Unlikely Lead |  |  |  | No | Other |  | Will Inspect meter box at a later date | Unknown | Don't Know | Don't Know |  | Building | Unknown | Unknown | No |  |  | Unknown
1922 | 1315 West Brittany Drive, Hobbs, NM 88242 |  | No | No | Non-Lead - Plastic | No | 2008 | 1 | Installation date after lead ban | Yes | Other | 03/01/2024 00:00:00 | Newer Construction, verified by GIS Mapping | Non-Lead - Plastic | 2008 | 1 | Installation date after lead ban | No | Other |  | Newer Construction, verified by GIS Mapping |  | No | No |  | Single Family Residence | Unknown | No | No |  |  | Non-Lead | Tier 5 | 32.757521 | -103.152341
3050 | 3901 N CENTRAL A 203, HOBBS NM |  | No | No | Non-Lead - Plastic | No | 2009 | 3/4 | Field inspection only with no records | Yes | Visual inspection at the meter pit | 05/26/2024 00:00:00 |  | Non-Lead - Plastic | 2009 | 3/4 | Installation date after lead ban | Yes | Visual inspection at the meter pit | 05/26/2024 00:00:00 |  | Non-Lead | No | No |  | Single Family Residence |  | No | No |  |  | Non-Lead
4285 | 412 N DAL PASO ST, HOBBS NM |  | No | No | Unknown - Unlikely Lead | Don't Know |  |  |  | No | Other |  | Will Inspect meter box at a later date | Unknown - Unlikely Lead |  |  |  | No | Other |  | Will Inspect meter box at a later date | Unknown | Don't Know | Don't Know |  | Building | Unknown | Unknown | No |  |  | Unknown
1663 | 1707 N BRECKON DR, HOBBS NM |  | No | No | Unknown - Unlikely Lead | Don't Know |  |  |  | No | Other |  | Will Inspect meter box at a later date | Unknown - Unlikely Lead |  |  |  | No | Other |  | Will Inspect meter box at a later date | Unknown | Don't Know | Don't Know |  | Building | Unknown | Unknown | No |  |  | Unknown
333 | 200 E ALSTON ST, HOBBS NM |  | No | No | Unknown - Unlikely Lead | Don't Know |  |  |  | No | Other |  | Will Inspect meter box at a later date | Unknown - Unlikely Lead |  |  |  | No | Other |  | Will Inspect meter box at a later date | Unknown | Don't Know | Don't Know |  | Building | Unknown | Unknown | No |  |  | Unknown
1592 | 1523 BRADLEY CT, HOBBS NM |  | No | No | Unknown - Unlikely Lead | Don't Know |  |  |  | No | Other |  | Will Inspect meter box at a later date | Unknown - Unlikely Lead |  |  |  | No | Other |  | Will Inspect meter box at a later date | Unknown | Don't Know | Don't Know |  | Building | Unknown | Unknown | No |  |  | Unknown
1871 | 811 E BROADWAY ST, HOBBS NM |  | No | No | Unknown - Unlikely Lead | Don't Know |  |  |  | No | Other |  | Will Inspect meter box at a later date | Unknown - Unlikely Lead |  |  |  | No | Other |  | Will Inspect meter box at a later date | Unknown | Don't Know | Don't Know |  | Building | Unknown | Unknown | No |  |  | Unknown
2398 | 1207 S COCHRAN ST, HOBBS NM |  | No | No | Unknown - Unlikely Lead | Don't Know |  |  |  | No | Other |  | Will Inspect meter box at a later date | Unknown - Unlikely Lead |  |  |  | No | Other |  | Will Inspect meter box at a later date | Unknown | Don't Know | Don't Know |  | Building | Unknown | Unknown | No |  |  | Unknown
14169 | 3311 N WEST COUNTY RD, HOBBS NM |  | No | No | Unknown - Unlikely Lead | Don't Know |  |  |  | No | Other |  | Will Inspect meter box at a later date | Unknown - Unlikely Lead |  |  |  | No | Other |  | Will Inspect meter box at a later date | Unknown | Don't Know | Don't Know |  | Building | Unknown | Unknown | No |  |  | Unknown
1768 | 207 W BROADWAY ST, HOBBS NM |  | No | No | Unknown - Unlikely Lead | Don't Know |  |  |  | No | Other |  | Will Inspect meter box at a later date | Unknown - Unlikely Lead |  |  |  | No | Other |  | Will Inspect meter box at a later date | Unknown | Don't Know | Don't Know |  | Building | Unknown | Unknown | No |  |  | Unknown
2809 | 510 E COPPER AVE, HOBBS NM |  | No | No | Unknown - Unlikely Lead | Don't Know |  |  |  | No | Other |  | Will Inspect meter box at a later date | Unknown - Unlikely Lead |  |  |  | No | Other |  | Will Inspect meter box at a later date | Unknown | Don't Know | Don't Know |  | Building | Unknown | Unknown | No |  |  | Unknown
4766 | 1549 N DENSON DR, HOBBS NM |  | No | No | Unknown - Unlikely Lead | Don't Know |  |  |  | No | Other |  | Will Inspect meter box at a later date | Unknown - Unlikely Lead |  |  |  | No | Other |  | Will Inspect meter box at a later date | Unknown | Don't Know | Don't Know |  | Building | Unknown | Unknown | No |  |  | Unknown
4147 | 4313 CORTO CIRCLE, HOBBS NM |  | No | No | Unknown - Unlikely Lead | Don't Know |  |  |  | No | Other |  | Will Inspect meter box at a later date | Unknown - Unlikely Lead |  |  |  | No | Other |  | Will Inspect meter box at a later date | Unknown | Don't Know | Don't Know |  | Building | Unknown | Unknown | No |  |  | Unknown
2971 | 3901 N CENTRAL D 305, HOBBS NM |  | No | No | Non-Lead - Plastic | No | 2009 | 3/4 | Field inspection only with no records | Yes | Visual inspection at the meter pit | 05/26/2024 00:00:00 |  | Non-Lead - Plastic | 2009 | 3/4 | Installation date after lead ban | Yes | Visual inspection at the meter pit | 05/26/2024 00:00:00 |  | Non-Lead | No | No |  | Single Family Residence |  | No | No |  |  | Non-Lead
13865 | 1700 N VEGA DR, HOBBS NM |  | No | No | Unknown - Unlikely Lead | Don't Know |  |  |  | No | Other |  | Will Inspect meter box at a later date | Unknown - Unlikely Lead |  |  |  | No | Other |  | Will Inspect meter box at a later date | Unknown | Don't Know | Don't Know |  | Building | Unknown | Unknown | No |  |  | Unknown
3673 | 1725 N CHAMA DR, HOBBS NM |  | No | No | Unknown - Unlikely Lead | Don't Know |  |  |  | No | Other |  | Will Inspect meter box at a later date | Unknown - Unlikely Lead |  |  |  | No | Other |  | Will Inspect meter box at a later date | Unknown | Don't Know | Don't Know |  | Building | Unknown | Unknown | No |  |  | Unknown
2092 | 500 W CLINTON ST, HOBBS NM |  | No | No | Unknown - Unlikely Lead | Don't Know |  |  |  | No | Other |  | Will Inspect meter box at a later date | Unknown - Unlikely Lead |  |  |  | No | Other |  | Will Inspect meter box at a later date | Unknown | Don't Know | Don't Know |  | Building | Unknown | Unknown | No |  |  | Unknown
4694 | 1403 E DUNNAM ST, HOBBS NM |  | No | No | Unknown - Unlikely Lead | Don't Know |  |  |  | No | Other |  | Will Inspect meter box at a later date | Unknown - Unlikely Lead |  |  |  | No | Other |  | Will Inspect meter box at a later date | Unknown | Don't Know | Don't Know |  | Building | Unknown | Unknown | No |  |  | Unknown
3549 | 1504 N COLEMAN ST, HOBBS NM |  | No | No | Unknown - Unlikely Lead | Don't Know |  |  |  | No | Other |  | Will Inspect meter box at a later date | Unknown - Unlikely Lead |  |  |  | No | Other |  | Will Inspect meter box at a later date | Unknown | Don't Know | Don't Know |  | Building | Unknown | Unknown | No |  |  | Unknown
3512 | 216 S CECIL ST, HOBBS NM |  | No | No | Unknown - Unlikely Lead | Don't Know |  |  |  | No | Other |  | Will Inspect meter box at a later date | Unknown - Unlikely Lead |  |  |  | No | Other |  | Will Inspect meter box at a later date | Unknown | Don't Know | Don't Know |  | Building | Unknown | Unknown | No |  |  | Unknown
3255 | 1234 W COCHITI AVE, HOBBS NM |  | No | No | Unknown - Unlikely Lead | Don't Know |  |  |  | No | Other |  | Will Inspect meter box at a later date | Unknown - Unlikely Lead |  |  |  | No | Other |  | Will Inspect meter box at a later date | Unknown | Don't Know | Don't Know |  | Building | Unknown | Unknown | No |  |  | Unknown
4690 | 1603 E DUNNAM ST, HOBBS NM |  | No | No | Unknown - Unlikely Lead | Don't Know |  |  |  | No | Other |  | Will Inspect meter box at a later date | Unknown - Unlikely Lead |  |  |  | No | Other |  | Will Inspect meter box at a later date | Unknown | Don't Know | Don't Know |  | Building | Unknown | Unknown | No |  |  | Unknown
4707 | 500 E DUNNAM ST, HOBBS NM |  | No | No | Unknown - Unlikely Lead | Don't Know |  |  |  | No | Other |  | Will Inspect meter box at a later date | Unknown - Unlikely Lead |  |  |  | No | Other |  | Will Inspect meter box at a later date | Unknown | Don't Know | Don't Know |  | Building | Unknown | Unknown | No |  |  | Unknown
390 | 2221 N ALTO DR, HOBBS NM |  | No | No | Unknown - Unlikely Lead | Don't Know |  |  |  | No | Other |  | Will Inspect meter box at a later date | Unknown - Unlikely Lead |  |  |  | No | Other |  | Will Inspect meter box at a later date | Unknown | Don't Know | Don't Know |  | Building | Unknown | Unknown | No |  |  | Unknown
2253 | 1017 S COCHRAN ST, HOBBS NM |  | No | No | Unknown - Unlikely Lead | Don't Know |  |  |  | No | Other |  | Will Inspect meter box at a later date | Unknown - Unlikely Lead |  |  |  | No | Other |  | Will Inspect meter box at a later date | Unknown | Don't Know | Don't Know |  | Building | Unknown | Unknown | No |  |  | Unknown
14343 | 926 E YESO DR, HOBBS NM |  | No | No | Unknown - Unlikely Lead | Don't Know |  |  |  | No | Other |  | Will Inspect meter box at a later date | Unknown - Unlikely Lead |  |  |  | No | Other |  | Will Inspect meter box at a later date | Unknown | Don't Know | Don't Know |  | Building | Unknown | Unknown | No |  |  | Unknown
2981 | 3901 N CENTRAL CH 101, HOBBS NM |  | No | No | Non-Lead - Plastic | No | 2009 | 3/4 | Field inspection only with no records | Yes | Visual inspection at the meter pit | 05/26/2024 00:00:00 |  | Non-Lead - Plastic | 2009 | 3/4 | Installation date after lead ban | Yes | Visual inspection at the meter pit | 05/26/2024 00:00:00 |  | Non-Lead | No | No |  | Single Family Residence |  | No | No |  |  | Non-Lead
3169 | 3901 N CENTRAL A 106, HOBBS NM |  | No | No | Non-Lead - Plastic | No | 2009 | 3/4 | Field inspection only with no records | Yes | Visual inspection at the meter pit | 05/26/2024 00:00:00 |  | Non-Lead - Plastic | 2009 | 3/4 | Installation date after lead ban | Yes | Visual inspection at the meter pit | 05/26/2024 00:00:00 |  | Non-Lead | No | No |  | Single Family Residence |  | No | No |  |  | Non-Lead
1449 | 1801 N BRAZOS AVE, HOBBS NM |  | No | No | Unknown - Unlikely Lead | Don't Know |  |  |  | No | Other |  | Will Inspect meter box at a later date | Unknown - Unlikely Lead |  |  |  | No | Other |  | Will Inspect meter box at a later date | Unknown | Don't Know | Don't Know |  | Building | Unknown | Unknown | No |  |  | Unknown
2309 | 1004 N COCHRAN ST, HOBBS NM |  | No | No | Unknown - Unlikely Lead | Don't Know |  |  |  | No | Other |  | Will Inspect meter box at a later date | Unknown - Unlikely Lead |  |  |  | No | Other |  | Will Inspect meter box at a later date | Unknown | Don't Know | Don't Know |  | Building | Unknown | Unknown | No |  |  | Unknown
14451 | 216 E YUCCA ST, HOBBS NM |  | No | No | Unknown - Unlikely Lead | Don't Know |  |  |  | No | Other |  | Will Inspect meter box at a later date | Unknown - Unlikely Lead |  |  |  | No | Other |  | Will Inspect meter box at a later date | Unknown | Don't Know | Don't Know |  | Building | Unknown | Unknown | No |  |  | Unknown
3140 | 3901 N CENTRAL K 104, HOBBS NM |  | No | No | Non-Lead - Plastic | No | 2009 | 3/4 | Field inspection only with no records | Yes | Visual inspection at the meter pit | 05/26/2024 00:00:00 |  | Non-Lead - Plastic | 2009 | 3/4 | Installation date after lead ban | Yes | Visual inspection at the meter pit | 05/26/2024 00:00:00 |  | Non-Lead | No | No |  | Single Family Residence |  | No | No |  |  | Non-Lead
4662 | 1518 E DUNNAM ST, HOBBS NM |  | No | No | Unknown - Unlikely Lead | Don't Know |  |  |  | No | Other |  | Will Inspect meter box at a later date | Unknown - Unlikely Lead |  |  |  | No | Other |  | Will Inspect meter box at a later date | Unknown | Don't Know | Don't Know |  | Building | Unknown | Unknown | No |  |  | Unknown
3601 | 401 N COLEMAN ST, HOBBS NM |  | No | No | Unknown - Unlikely Lead | Don't Know |  |  |  | No | Other |  | Will Inspect meter box at a later date | Unknown - Unlikely Lead |  |  |  | No | Other |  | Will Inspect meter box at a later date | Unknown | Don't Know | Don't Know |  | Building | Unknown | Unknown | No |  |  | Unknown
318 | 504 1/2 W ALSTON ST, HOBBS NM |  | No | No | Unknown - Unlikely Lead | Don't Know |  |  |  | No | Other |  | Will Inspect meter box at a later date | Unknown - Unlikely Lead |  |  |  | No | Other |  | Will Inspect meter box at a later date | Unknown | Don't Know | Don't Know |  | Building | Unknown | Unknown | No |  |  | Unknown
3556 | 1607 N COLEMAN ST, HOBBS NM |  | No | No | Unknown - Unlikely Lead | Don't Know |  |  |  | No | Other |  | Will Inspect meter box at a later date | Unknown - Unlikely Lead |  |  |  | No | Other |  | Will Inspect meter box at a later date | Unknown | Don't Know | Don't Know |  | Building | Unknown | Unknown | No |  |  | Unknown
4244 | 110-B N DAL PASO ST, HOBBS NM |  | No | No | Unknown - Unlikely Lead | Don't Know |  |  |  | No | Other |  | Will Inspect meter box at a later date | Unknown - Unlikely Lead |  |  |  | No | Other |  | Will Inspect meter box at a later date | Unknown | Don't Know | Don't Know |  | Building | Unknown | Unknown | No |  |  | Unknown
3615 | 419 N COLEMAN ST, HOBBS NM |  | No | No | Unknown - Unlikely Lead | Don't Know |  |  |  | No | Other |  | Will Inspect meter box at a later date | Unknown - Unlikely Lead |  |  |  | No | Other |  | Will Inspect meter box at a later date | Unknown | Don't Know | Don't Know |  | Building | Unknown | Unknown | No |  |  | Unknown
3154 | 3901 N CENTRAL G 104, HOBBS NM |  | No | No | Non-Lead - Plastic | No | 2009 | 3/4 | Field inspection only with no records | Yes | Visual inspection at the meter pit | 05/26/2024 00:00:00 |  | Non-Lead - Plastic | 2009 | 3/4 | Installation date after lead ban | Yes | Visual inspection at the meter pit | 05/26/2024 00:00:00 |  | Non-Lead | No | No |  | Single Family Residence |  | No | No |  |  | Non-Lead
4736 | 314 W DUNNAM ST, HOBBS NM |  | No | No | Unknown - Unlikely Lead | Don't Know |  |  |  | No | Other |  | Will Inspect meter box at a later date | Unknown - Unlikely Lead |  |  |  | No | Other |  | Will Inspect meter box at a later date | Unknown | Don't Know | Don't Know |  | Building | Unknown | Unknown | No |  |  | Unknown
1870 | 819 E BROADWAY ST, HOBBS NM |  | No | No | Unknown - Unlikely Lead | Don't Know |  |  |  | No | Other |  | Will Inspect meter box at a later date | Unknown - Unlikely Lead |  |  |  | No | Other |  | Will Inspect meter box at a later date | Unknown | Don't Know | Don't Know |  | Building | Unknown | Unknown | No |  |  | Unknown
418 | 416 E ALTO DR, HOBBS NM |  | No | No | Unknown - Unlikely Lead | Don't Know |  |  |  | No | Other |  | Will Inspect meter box at a later date | Unknown - Unlikely Lead |  |  |  | No | Other |  | Will Inspect meter box at a later date | Unknown | Don't Know | Don't Know |  | Building | Unknown | Unknown | No |  |  | Unknown
3749 | 1321 W COLLEGE LN, HOBBS NM |  | No | No | Unknown - Unlikely Lead | Don't Know |  |  |  | No | Other |  | Will Inspect meter box at a later date | Unknown - Unlikely Lead |  |  |  | No | Other |  | Will Inspect meter box at a later date | Unknown | Don't Know | Don't Know |  | Building | Unknown | Unknown | No |  |  | Unknown
14113 | 102 S WILLOW ST, HOBBS NM |  | No | No | Unknown - Unlikely Lead | Don't Know |  |  |  | No | Other |  | Will Inspect meter box at a later date | Unknown - Unlikely Lead |  |  |  | No | Other |  | Will Inspect meter box at a later date | Unknown | Don't Know | Don't Know |  | Building | Unknown | Unknown | No |  |  | Unknown
375 | 406 E ALSTON ST, HOBBS NM |  | No | No | Unknown - Unlikely Lead | Don't Know |  |  |  | No | Other |  | Will Inspect meter box at a later date | Unknown - Unlikely Lead |  |  |  | No | Other |  | Will Inspect meter box at a later date | Unknown | Don't Know | Don't Know |  | Building | Unknown | Unknown | No |  |  | Unknown
13785 | 2620 N TRUMAN ST, HOBBS NM |  | No | No | Unknown - Unlikely Lead | Don't Know |  |  |  | No | Other |  | Will Inspect meter box at a later date | Unknown - Unlikely Lead |  |  |  | No | Other |  | Will Inspect meter box at a later date | Unknown | Don't Know | Don't Know |  | Building | Unknown | Unknown | No |  |  | Unknown
4469 | 1601 S DAL PASO ST, HOBBS NM |  | No | No | Unknown - Unlikely Lead | Don't Know |  |  |  | No | Other |  | Will Inspect meter box at a later date | Unknown - Unlikely Lead |  |  |  | No | Other |  | Will Inspect meter box at a later date | Unknown | Don't Know | Don't Know |  | Building | Unknown | Unknown | No |  |  | Unknown
4377 | 2218 N DAL PASO ST, HOBBS NM |  | No | No | Unknown - Unlikely Lead | Don't Know |  |  |  | No | Other |  | Will Inspect meter box at a later date | Unknown - Unlikely Lead |  |  |  | No | Other |  | Will Inspect meter box at a later date | Unknown | Don't Know | Don't Know |  | Building | Unknown | Unknown | No |  |  | Unknown
173 | 129 W ALBERTSON DR, HOBBS NM |  | No | No | Unknown - Unlikely Lead | Don't Know |  |  |  | No | Other |  | Will Inspect meter box at a later date | Unknown - Unlikely Lead |  |  |  | No | Other |  | Will Inspect meter box at a later date | Unknown | Don't Know | Don't Know |  | Building | Unknown | Unknown | No |  |  | Unknown
2317 | 314 N COCHRAN ST, HOBBS NM |  | No | No | Unknown - Unlikely Lead | Don't Know |  |  |  | No | Other |  | Will Inspect meter box at a later date | Unknown - Unlikely Lead |  |  |  | No | Other |  | Will Inspect meter box at a later date | Unknown | Don't Know | Don't Know |  | Building | Unknown | Unknown | No |  |  | Unknown
2753 | 1020 W COPPER AVE, HOBBS NM |  | No | No | Unknown - Unlikely Lead | Don't Know |  |  |  | No | Other |  | Will Inspect meter box at a later date | Unknown - Unlikely Lead |  |  |  | No | Other |  | Will Inspect meter box at a later date | Unknown | Don't Know | Don't Know |  | Building | Unknown | Unknown | No |  |  | Unknown
2338 | 1215 S COCHRAN ST, HOBBS NM |  | No | No | Unknown - Unlikely Lead | Don't Know |  |  |  | No | Other |  | Will Inspect meter box at a later date | Unknown - Unlikely Lead |  |  |  | No | Other |  | Will Inspect meter box at a later date | Unknown | Don't Know | Don't Know |  | Building | Unknown | Unknown | No |  |  | Unknown
13707 | 1212 W TAYLOR ST, HOBBS NM |  | No | No | Unknown - Unlikely Lead | Don't Know |  |  |  | No | Other |  | Will Inspect meter box at a later date | Unknown - Unlikely Lead |  |  |  | No | Other |  | Will Inspect meter box at a later date | Unknown | Don't Know | Don't Know |  | Building | Unknown | Unknown | No |  |  | Unknown
3811 | 1513 CORDOBA LN, HOBBS NM |  | No | No | Unknown - Unlikely Lead | Don't Know |  |  |  | No | Other |  | Will Inspect meter box at a later date | Unknown - Unlikely Lead |  |  |  | No | Other |  | Will Inspect meter box at a later date | Unknown | Don't Know | Don't Know |  | Building | Unknown | Unknown | No |  |  | Unknown
3463 | 509 N CECIL ST, HOBBS NM |  | No | No | Unknown - Unlikely Lead | Don't Know |  |  |  | No | Other |  | Will Inspect meter box at a later date | Unknown - Unlikely Lead |  |  |  | No | Other |  | Will Inspect meter box at a later date | Unknown | Don't Know | Don't Know |  | Building | Unknown | Unknown | No |  |  | Unknown
1563 | 313 W BLANCO DR, HOBBS NM |  | No | No | Unknown - Unlikely Lead | Don't Know |  |  |  | No | Other |  | Will Inspect meter box at a later date | Unknown - Unlikely Lead |  |  |  | No | Other |  | Will Inspect meter box at a later date | Unknown | Don't Know | Don't Know |  | Building | Unknown | Unknown | No |  |  | Unknown
4169 | 1520 N CATHERINE DR, HOBBS NM |  | No | No | Unknown - Unlikely Lead | Don't Know |  |  |  | No | Other |  | Will Inspect meter box at a later date | Unknown - Unlikely Lead |  |  |  | No | Other |  | Will Inspect meter box at a later date | Unknown | Don't Know | Don't Know |  | Building | Unknown | Unknown | No |  |  | Unknown
1460 | 1626 N BRAZOS AVE, HOBBS NM |  | No | No | Unknown - Unlikely Lead | Don't Know |  |  |  | No | Other |  | Will Inspect meter box at a later date | Unknown - Unlikely Lead |  |  |  | No | Other |  | Will Inspect meter box at a later date | Unknown | Don't Know | Don't Know |  | Building | Unknown | Unknown | No |  |  | Unknown
14182 | 3307 -A N WEST COUNTY RD, HOBBS NM |  | No | No | Unknown - Unlikely Lead | Don't Know |  |  |  | No | Other |  | Will Inspect meter box at a later date | Unknown - Unlikely Lead |  |  |  | No | Other |  | Will Inspect meter box at a later date | Unknown | Don't Know | Don't Know |  | Building | Unknown | Unknown | No |  |  | Unknown
3329 | 1204 W CAPROCK ST, HOBBS NM |  | No | No | Unknown - Unlikely Lead | Don't Know |  |  |  | No | Other |  | Will Inspect meter box at a later date | Unknown - Unlikely Lead |  |  |  | No | Other |  | Will Inspect meter box at a later date | Unknown | Don't Know | Don't Know |  | Building | Unknown | Unknown | No |  |  | Unknown
1940 | 2010 E BOND ST, HOBBS NM |  | No | No | Unknown - Unlikely Lead | Don't Know |  |  |  | No | Other |  | Will Inspect meter box at a later date | Unknown - Unlikely Lead |  |  |  | No | Other |  | Will Inspect meter box at a later date | Unknown | Don't Know | Don't Know |  | Building | Unknown | Unknown | No |  |  | Unknown
2681 | 728 W CIELO DR, HOBBS NM |  | No | No | Unknown - Unlikely Lead | Don't Know |  |  |  | No | Other |  | Will Inspect meter box at a later date | Unknown - Unlikely Lead |  |  |  | No | Other |  | Will Inspect meter box at a later date | Unknown | Don't Know | Don't Know |  | Building | Unknown | Unknown | No |  |  | Unknown
13829 | 2834 N VISTA DR, HOBBS NM |  | No | No | Unknown - Unlikely Lead | Don't Know |  |  |  | No | Other |  | Will Inspect meter box at a later date | Unknown - Unlikely Lead |  |  |  | No | Other |  | Will Inspect meter box at a later date | Unknown | Don't Know | Don't Know |  | Building | Unknown | Unknown | No |  |  | Unknown
4605 | 1119 S DALMONT ST, HOBBS NM |  | No | No | Unknown - Unlikely Lead | Don't Know |  |  |  | No | Other |  | Will Inspect meter box at a later date | Unknown - Unlikely Lead |  |  |  | No | Other |  | Will Inspect meter box at a later date | Unknown | Don't Know | Don't Know |  | Building | Unknown | Unknown | No |  |  | Unknown
1891 | 720 E BROADWAY ST, HOBBS NM |  | No | No | Unknown - Unlikely Lead | Don't Know |  |  |  | No | Other |  | Will Inspect meter box at a later date | Unknown - Unlikely Lead |  |  |  | No | Other |  | Will Inspect meter box at a later date | Unknown | Don't Know | Don't Know |  | Building | Unknown | Unknown | No |  |  | Unknown
1822 | 210 W BROADWAY ST, HOBBS NM |  | No | No | Unknown - Unlikely Lead | Don't Know |  |  |  | No | Other |  | Will Inspect meter box at a later date | Unknown - Unlikely Lead |  |  |  | No | Other |  | Will Inspect meter box at a later date | Unknown | Don't Know | Don't Know |  | Building | Unknown | Unknown | No |  |  | Unknown
2047 | 1212 E CLINTON ST, HOBBS NM |  | No | No | Unknown - Unlikely Lead | Don't Know |  |  |  | No | Other |  | Will Inspect meter box at a later date | Unknown - Unlikely Lead |  |  |  | No | Other |  | Will Inspect meter box at a later date | Unknown | Don't Know | Don't Know |  | Building | Unknown | Unknown | No |  |  | Unknown
1567 | 308 W BLANCO DR, HOBBS NM |  | No | No | Unknown - Unlikely Lead | Don't Know |  |  |  | No | Other |  | Will Inspect meter box at a later date | Unknown - Unlikely Lead |  |  |  | No | Other |  | Will Inspect meter box at a later date | Unknown | Don't Know | Don't Know |  | Building | Unknown | Unknown | No |  |  | Unknown
14088 | 101 E WOLFCAMP DR, HOBBS NM |  | No | No | Unknown - Unlikely Lead | Don't Know |  |  |  | No | Other |  | Will Inspect meter box at a later date | Unknown - Unlikely Lead |  |  |  | No | Other |  | Will Inspect meter box at a later date | Unknown | Don't Know | Don't Know |  | Building | Unknown | Unknown | No |  |  | Unknown
13713 | 209 W TAYLOR ST, HOBBS NM |  | No | No | Unknown - Unlikely Lead | Don't Know |  |  |  | No | Other |  | Will Inspect meter box at a later date | Unknown - Unlikely Lead |  |  |  | No | Other |  | Will Inspect meter box at a later date | Unknown | Don't Know | Don't Know |  | Building | Unknown | Unknown | No |  |  | Unknown
4413 | 2331 N DAL PASO ST, HOBBS NM |  | No | No | Unknown - Unlikely Lead | Don't Know |  |  |  | No | Other |  | Will Inspect meter box at a later date | Unknown - Unlikely Lead |  |  |  | No | Other |  | Will Inspect meter box at a later date | Unknown | Don't Know | Don't Know |  | Building | Unknown | Unknown | No |  |  | Unknown
2609 | 2109 N CIELO DR, HOBBS NM |  | No | No | Unknown - Unlikely Lead | Don't Know |  |  |  | No | Other |  | Will Inspect meter box at a later date | Unknown - Unlikely Lead |  |  |  | No | Other |  | Will Inspect meter box at a later date | Unknown | Don't Know | Don't Know |  | Building | Unknown | Unknown | No |  |  | Unknown
2248 | 1809 S COCHRAN ST, HOBBS NM |  | No | No | Unknown - Unlikely Lead | Don't Know |  |  |  | No | Other |  | Will Inspect meter box at a later date | Unknown - Unlikely Lead |  |  |  | No | Other |  | Will Inspect meter box at a later date | Unknown | Don't Know | Don't Know |  | Building | Unknown | Unknown | No |  |  | Unknown
4560 | 5209 W DARK HORSE RD, HOBBS NM |  | No | No | Non-Lead - Plastic | No | 2015 | 3/4 | Field inspection only with no records | Yes | Visual inspection at the meter pit | 05/26/2024 00:00:00 |  | Non-Lead - Plastic | 2015 | 3/4 | Installation date after lead ban | Yes | Visual inspection at the meter pit | 05/26/2024 00:00:00 |  | Non-Lead | No | No |  | Single Family Residence |  | No | No |  |  | Non-Lead
4619 | 716 N DALMONT ST, HOBBS NM |  | No | No | Unknown - Unlikely Lead | Don't Know |  |  |  | No | Other |  | Will Inspect meter box at a later date | Unknown - Unlikely Lead |  |  |  | No | Other |  | Will Inspect meter box at a later date | Unknown | Don't Know | Don't Know |  | Building | Unknown | Unknown | No |  |  | Unknown
4424 | 3419 N DAL PASO BLD 16 A, HOBBS NM |  | No | No | Non-Lead - Plastic | No | 2020 | 3/4 | Field inspection only with no records | Yes | Visual inspection at the meter pit | 05/26/2024 00:00:00 |  | Non-Lead - Plastic |  | 3/4 | Installation date after lead ban | Yes | Visual inspection at the meter pit | 05/26/2024 00:00:00 |  | Non-Lead | No | No |  | Single Family Residence |  | No | No |  |  | Non-Lead
1394 | 615 E BYERS ST, HOBBS NM |  | No | No | Unknown - Unlikely Lead | Don't Know |  |  |  | No | Other |  | Will Inspect meter box at a later date | Unknown - Unlikely Lead |  |  |  | No | Other |  | Will Inspect meter box at a later date | Unknown | Don't Know | Don't Know |  | Building | Unknown | Unknown | No |  |  | Unknown
160 | 511 W ACOMA DR, HOBBS NM |  | No | No | Unknown - Unlikely Lead | Don't Know |  |  |  | No | Other |  | Will Inspect meter box at a later date | Unknown - Unlikely Lead |  |  |  | No | Other |  | Will Inspect meter box at a later date | Unknown | Don't Know | Don't Know |  | Building | Unknown | Unknown | No |  |  | Unknown
3711 | 1321 E CIMARRON RD, HOBBS NM |  | No | No | Unknown - Unlikely Lead | Don't Know |  |  |  | No | Other |  | Will Inspect meter box at a later date | Unknown - Unlikely Lead |  |  |  | No | Other |  | Will Inspect meter box at a later date | Unknown | Don't Know | Don't Know |  | Building | Unknown | Unknown | No |  |  | Unknown
4714 | 609 E DUNNAM ST, HOBBS NM |  | No | No | Unknown - Unlikely Lead | Don't Know |  |  |  | No | Other |  | Will Inspect meter box at a later date | Unknown - Unlikely Lead |  |  |  | No | Other |  | Will Inspect meter box at a later date | Unknown | Don't Know | Don't Know |  | Building | Unknown | Unknown | No |  |  | Unknown
3958 | 1610-B W CALLE SUR ST, HOBBS NM |  | No | No | Unknown - Unlikely Lead | Don't Know |  |  |  | No | Other |  | Will Inspect meter box at a later date | Unknown - Unlikely Lead |  |  |  | No | Other |  | Will Inspect meter box at a later date | Unknown | Don't Know | Don't Know |  | Building | Unknown | Unknown | No |  |  | Unknown
14238 | 1214 E YESO DR, HOBBS NM |  | No | No | Unknown - Unlikely Lead | Don't Know |  |  |  | No | Other |  | Will Inspect meter box at a later date | Unknown - Unlikely Lead |  |  |  | No | Other |  | Will Inspect meter box at a later date | Unknown | Don't Know | Don't Know |  | Building | Unknown | Unknown | No |  |  | Unknown
1517 | 1719 N BRAZOS AVE, HOBBS NM |  | No | No | Unknown - Unlikely Lead | Don't Know |  |  |  | No | Other |  | Will Inspect meter box at a later date | Unknown - Unlikely Lead |  |  |  | No | Other |  | Will Inspect meter box at a later date | Unknown | Don't Know | Don't Know |  | Building | Unknown | Unknown | No |  |  | Unknown
2094 | 510 W CLINTON ST, HOBBS NM |  | No | No | Unknown - Unlikely Lead | Don't Know |  |  |  | No | Other |  | Will Inspect meter box at a later date | Unknown - Unlikely Lead |  |  |  | No | Other |  | Will Inspect meter box at a later date | Unknown | Don't Know | Don't Know |  | Building | Unknown | Unknown | No |  |  | Unknown
1719 | 1717 N BRECKON DR, HOBBS NM |  | No | No | Unknown - Unlikely Lead | Don't Know |  |  |  | No | Other |  | Will Inspect meter box at a later date | Unknown - Unlikely Lead |  |  |  | No | Other |  | Will Inspect meter box at a later date | Unknown | Don't Know | Don't Know |  | Building | Unknown | Unknown | No |  |  | Unknown
3546 | 1129 N COLEMAN ST, HOBBS NM |  | No | No | Unknown - Unlikely Lead | Don't Know |  |  |  | No | Other |  | Will Inspect meter box at a later date | Unknown - Unlikely Lead |  |  |  | No | Other |  | Will Inspect meter box at a later date | Unknown | Don't Know | Don't Know |  | Building | Unknown | Unknown | No |  |  | Unknown
14322 | 1021 E YESO DR 205B, HOBBS NM |  | No | No | Unknown - Unlikely Lead | Don't Know |  |  |  | No | Other |  | Will Inspect meter box at a later date | Unknown - Unlikely Lead |  |  |  | No | Other |  | Will Inspect meter box at a later date | Unknown | Don't Know | Don't Know |  | Building | Unknown | Unknown | No |  |  | Unknown
2112 | 203 W CLINTON ST, HOBBS NM |  | No | No | Unknown - Unlikely Lead | Don't Know |  |  |  | No | Other |  | Will Inspect meter box at a later date | Unknown - Unlikely Lead |  |  |  | No | Other |  | Will Inspect meter box at a later date | Unknown | Don't Know | Don't Know |  | Building | Unknown | Unknown | No |  |  | Unknown
2052 | 1116 E CLINTON ST, HOBBS NM |  | No | No | Unknown - Unlikely Lead | Don't Know |  |  |  | No | Other |  | Will Inspect meter box at a later date | Unknown - Unlikely Lead |  |  |  | No | Other |  | Will Inspect meter box at a later date | Unknown | Don't Know | Don't Know |  | Building | Unknown | Unknown | No |  |  | Unknown
2122 | 1109 W CLINTON ST, HOBBS NM |  | No | No | Unknown - Unlikely Lead | Don't Know |  |  |  | No | Other |  | Will Inspect meter box at a later date | Unknown - Unlikely Lead |  |  |  | No | Other |  | Will Inspect meter box at a later date | Unknown | Don't Know | Don't Know |  | Building | Unknown | Unknown | No |  |  | Unknown
13689 | 421 E TAYLOR ST, HOBBS NM |  | No | No | Unknown - Unlikely Lead | Don't Know |  |  |  | No | Other |  | Will Inspect meter box at a later date | Unknown - Unlikely Lead |  |  |  | No | Other |  | Will Inspect meter box at a later date | Unknown | Don't Know | Don't Know |  | Building | Unknown | Unknown | No |  |  | Unknown
2310 | 902 N COCHRAN ST, HOBBS NM |  | No | No | Unknown - Unlikely Lead | Don't Know |  |  |  | No | Other |  | Will Inspect meter box at a later date | Unknown - Unlikely Lead |  |  |  | No | Other |  | Will Inspect meter box at a later date | Unknown | Don't Know | Don't Know |  | Building | Unknown | Unknown | No |  |  | Unknown
4506 | 1822 S DAL PASO ST, HOBBS NM |  | No | No | Unknown - Unlikely Lead | Don't Know |  |  |  | No | Other |  | Will Inspect meter box at a later date | Unknown - Unlikely Lead |  |  |  | No | Other |  | Will Inspect meter box at a later date | Unknown | Don't Know | Don't Know |  | Building | Unknown | Unknown | No |  |  | Unknown
2794 | 618 W COPPER AVE, HOBBS NM |  | No | No | Unknown - Unlikely Lead | Don't Know |  |  |  | No | Other |  | Will Inspect meter box at a later date | Unknown - Unlikely Lead |  |  |  | No | Other |  | Will Inspect meter box at a later date | Unknown | Don't Know | Don't Know |  | Building | Unknown | Unknown | No |  |  | Unknown
3411 | 1604 W CHICO DR, HOBBS NM |  | No | No | Unknown - Unlikely Lead | Don't Know |  |  |  | No | Other |  | Will Inspect meter box at a later date | Unknown - Unlikely Lead |  |  |  | No | Other |  | Will Inspect meter box at a later date | Unknown | Don't Know | Don't Know |  | Building | Unknown | Unknown | No |  |  | Unknown
13823 | 3309 N VISTA DR, HOBBS NM |  | No | No | Unknown - Unlikely Lead | Don't Know |  |  |  | No | Other |  | Will Inspect meter box at a later date | Unknown - Unlikely Lead |  |  |  | No | Other |  | Will Inspect meter box at a later date | Unknown | Don't Know | Don't Know |  | Building | Unknown | Unknown | No |  |  | Unknown
4687 | 1601 E DUNNAM ST, HOBBS NM |  | No | No | Unknown - Unlikely Lead | Don't Know |  |  |  | No | Other |  | Will Inspect meter box at a later date | Unknown - Unlikely Lead |  |  |  | No | Other |  | Will Inspect meter box at a later date | Unknown | Don't Know | Don't Know |  | Building | Unknown | Unknown | No |  |  | Unknown
3990 | 1500 N COBB DR, HOBBS NM |  | No | No | Unknown - Unlikely Lead | Don't Know |  |  |  | No | Other |  | Will Inspect meter box at a later date | Unknown - Unlikely Lead |  |  |  | No | Other |  | Will Inspect meter box at a later date | Unknown | Don't Know | Don't Know |  | Building | Unknown | Unknown | No |  |  | Unknown
14017 | 313 W WHITE ST, HOBBS NM |  | No | No | Unknown - Unlikely Lead | Don't Know |  |  |  | No | Other |  | Will Inspect meter box at a later date | Unknown - Unlikely Lead |  |  |  | No | Other |  | Will Inspect meter box at a later date | Unknown | Don't Know | Don't Know |  | Building | Unknown | Unknown | No |  |  | Unknown
3287 | 606 W COCHITI AVE, HOBBS NM |  | No | No | Unknown - Unlikely Lead | Don't Know |  |  |  | No | Other |  | Will Inspect meter box at a later date | Unknown - Unlikely Lead |  |  |  | No | Other |  | Will Inspect meter box at a later date | Unknown | Don't Know | Don't Know |  | Building | Unknown | Unknown | No |  |  | Unknown
2144 | 511 W CLINTON ST, HOBBS NM |  | No | No | Unknown - Unlikely Lead | Don't Know |  |  |  | No | Other |  | Will Inspect meter box at a later date | Unknown - Unlikely Lead |  |  |  | No | Other |  | Will Inspect meter box at a later date | Unknown | Don't Know | Don't Know |  | Building | Unknown | Unknown | No |  |  | Unknown
14490 | 525 E ZIA DR, HOBBS NM |  | No | No | Unknown - Unlikely Lead | Don't Know |  |  |  | No | Other |  | Will Inspect meter box at a later date | Unknown - Unlikely Lead |  |  |  | No | Other |  | Will Inspect meter box at a later date | Unknown | Don't Know | Don't Know |  | Building | Unknown | Unknown | No |  |  | Unknown
3266 | 700 W COCHITI AVE, HOBBS NM |  | No | No | Unknown - Unlikely Lead | Don't Know |  |  |  | No | Other |  | Will Inspect meter box at a later date | Unknown - Unlikely Lead |  |  |  | No | Other |  | Will Inspect meter box at a later date | Unknown | Don't Know | Don't Know |  | Building | Unknown | Unknown | No |  |  | Unknown
13876 | 2020 N VEGA CT, HOBBS NM |  | No | No | Unknown - Unlikely Lead | Don't Know |  |  |  | No | Other |  | Will Inspect meter box at a later date | Unknown - Unlikely Lead |  |  |  | No | Other |  | Will Inspect meter box at a later date | Unknown | Don't Know | Don't Know |  | Building | Unknown | Unknown | No |  |  | Unknown
14509 | 431 E ZIA DR, HOBBS NM |  | No | No | Unknown - Unlikely Lead | Don't Know |  |  |  | No | Other |  | Will Inspect meter box at a later date | Unknown - Unlikely Lead |  |  |  | No | Other |  | Will Inspect meter box at a later date | Unknown | Don't Know | Don't Know |  | Building | Unknown | Unknown | No |  |  | Unknown
3399 | 1219 W CAPROCK ST, HOBBS NM |  | No | No | Unknown - Unlikely Lead | Don't Know |  |  |  | No | Other |  | Will Inspect meter box at a later date | Unknown - Unlikely Lead |  |  |  | No | Other |  | Will Inspect meter box at a later date | Unknown | Don't Know | Don't Know |  | Building | Unknown | Unknown | No |  |  | Unknown
13854 | 1711 N VEGA DR, HOBBS NM |  | No | No | Unknown - Unlikely Lead | Don't Know |  |  |  | No | Other |  | Will Inspect meter box at a later date | Unknown - Unlikely Lead |  |  |  | No | Other |  | Will Inspect meter box at a later date | Unknown | Don't Know | Don't Know |  | Building | Unknown | Unknown | No |  |  | Unknown
14443 | 400 E YUCCA ST, HOBBS NM |  | No | No | Unknown - Unlikely Lead | Don't Know |  |  |  | No | Other |  | Will Inspect meter box at a later date | Unknown - Unlikely Lead |  |  |  | No | Other |  | Will Inspect meter box at a later date | Unknown | Don't Know | Don't Know |  | Building | Unknown | Unknown | No |  |  | Unknown
3358 | 1422 W CAPROCK ST, HOBBS NM |  | No | No | Unknown - Unlikely Lead | Don't Know |  |  |  | No | Other |  | Will Inspect meter box at a later date | Unknown - Unlikely Lead |  |  |  | No | Other |  | Will Inspect meter box at a later date | Unknown | Don't Know | Don't Know |  | Building | Unknown | Unknown | No |  |  | Unknown
14014 | 405 W WHITE ST, HOBBS NM |  | No | No | Unknown - Unlikely Lead | Don't Know |  |  |  | No | Other |  | Will Inspect meter box at a later date | Unknown - Unlikely Lead |  |  |  | No | Other |  | Will Inspect meter box at a later date | Unknown | Don't Know | Don't Know |  | Building | Unknown | Unknown | No |  |  | Unknown
3323 | 1028 W CAPROCK ST, HOBBS NM |  | No | No | Unknown - Unlikely Lead | Don't Know |  |  |  | No | Other |  | Will Inspect meter box at a later date | Unknown - Unlikely Lead |  |  |  | No | Other |  | Will Inspect meter box at a later date | Unknown | Don't Know | Don't Know |  | Building | Unknown | Unknown | No |  |  | Unknown
3819 | 3610 CORDOBA LN, HOBBS NM |  | No | No | Unknown - Unlikely Lead | Don't Know |  |  |  | No | Other |  | Will Inspect meter box at a later date | Unknown - Unlikely Lead |  |  |  | No | Other |  | Will Inspect meter box at a later date | Unknown | Don't Know | Don't Know |  | Building | Unknown | Unknown | No |  |  | Unknown
3667 | 1827 N CHAMA DR, HOBBS NM |  | No | No | Unknown - Unlikely Lead | Don't Know |  |  |  | No | Other |  | Will Inspect meter box at a later date | Unknown - Unlikely Lead |  |  |  | No | Other |  | Will Inspect meter box at a later date | Unknown | Don't Know | Don't Know |  | Building | Unknown | Unknown | No |  |  | Unknown
1900 | 1508 W BROADWAY PL, HOBBS NM |  | No | No | Unknown - Unlikely Lead | Don't Know |  |  |  | No | Other |  | Will Inspect meter box at a later date | Unknown - Unlikely Lead |  |  |  | No | Other |  | Will Inspect meter box at a later date | Unknown | Don't Know | Don't Know |  | Building | Unknown | Unknown | No |  |  | Unknown
3020 | 3901 N CENTRAL D 306, HOBBS NM |  | No | No | Non-Lead - Plastic | No | 2009 | 3/4 | Field inspection only with no records | Yes | Visual inspection at the meter pit | 05/26/2024 00:00:00 |  | Non-Lead - Plastic | 2009 | 3/4 | Installation date after lead ban | Yes | Visual inspection at the meter pit | 05/26/2024 00:00:00 |  | Non-Lead | No | No |  | Single Family Residence |  | No | No |  |  | Non-Lead
2476 | 1132 W COAL AVE, HOBBS NM |  | No | No | Unknown - Unlikely Lead | Don't Know |  |  |  | No | Other |  | Will Inspect meter box at a later date | Unknown - Unlikely Lead |  |  |  | No | Other |  | Will Inspect meter box at a later date | Unknown | Don't Know | Don't Know |  | Building | Unknown | Unknown | No |  |  | Unknown
2667 | 408 W CIELO DR, HOBBS NM |  | No | No | Unknown - Unlikely Lead | Don't Know |  |  |  | No | Other |  | Will Inspect meter box at a later date | Unknown - Unlikely Lead |  |  |  | No | Other |  | Will Inspect meter box at a later date | Unknown | Don't Know | Don't Know |  | Building | Unknown | Unknown | No |  |  | Unknown
3242 | 1223 W COCHITI AVE, HOBBS NM |  | No | No | Unknown - Unlikely Lead | Don't Know |  |  |  | No | Other |  | Will Inspect meter box at a later date | Unknown - Unlikely Lead |  |  |  | No | Other |  | Will Inspect meter box at a later date | Unknown | Don't Know | Don't Know |  | Building | Unknown | Unknown | No |  |  | Unknown
2991 | 3901 N CENTRAL L 302, HOBBS NM |  | No | No | Non-Lead - Plastic | No | 2009 | 3/4 | Field inspection only with no records | Yes | Visual inspection at the meter pit | 05/26/2024 00:00:00 |  | Non-Lead - Plastic | 2009 | 3/4 | Installation date after lead ban | Yes | Visual inspection at the meter pit | 05/26/2024 00:00:00 |  | Non-Lead | No | No |  | Single Family Residence |  | No | No |  |  | Non-Lead
3432 | 606 N CECIL ST, HOBBS NM |  | No | No | Unknown - Unlikely Lead | Don't Know |  |  |  | No | Other |  | Will Inspect meter box at a later date | Unknown - Unlikely Lead |  |  |  | No | Other |  | Will Inspect meter box at a later date | Unknown | Don't Know | Don't Know |  | Building | Unknown | Unknown | No |  |  | Unknown
2774 | 1231 W COPPER AVE, HOBBS NM |  | No | No | Unknown - Unlikely Lead | Don't Know |  |  |  | No | Other |  | Will Inspect meter box at a later date | Unknown - Unlikely Lead |  |  |  | No | Other |  | Will Inspect meter box at a later date | Unknown | Don't Know | Don't Know |  | Building | Unknown | Unknown | No |  |  | Unknown
4587 | 4808 W DARK HORSE RD, HOBBS NM |  | No | No | Non-Lead - Plastic | No | 2015 | 3/4 | Field inspection only with no records | Yes | Visual inspection at the meter pit | 05/26/2024 00:00:00 |  | Non-Lead - Plastic | 2015 | 3/4 | Installation date after lead ban | Yes | Visual inspection at the meter pit | 05/26/2024 00:00:00 |  | Non-Lead | No | No |  | Single Family Residence |  | No | No |  |  | Non-Lead
3183 | 3901 N CENTRAL O 102, HOBBS NM |  | No | No | Non-Lead - Plastic | No | 2009 | 3/4 | Field inspection only with no records | Yes | Visual inspection at the meter pit | 05/26/2024 00:00:00 |  | Non-Lead - Plastic | 2009 | 3/4 | Installation date after lead ban | Yes | Visual inspection at the meter pit | 05/26/2024 00:00:00 |  | Non-Lead | No | No |  | Single Family Residence |  | No | No |  |  | Non-Lead
3219 | 3319 N CENTRAL DR, HOBBS NM |  | No | No | Unknown - Unlikely Lead | Don't Know |  |  |  | No | Other |  | Will Inspect meter box at a later date | Unknown - Unlikely Lead |  |  |  | No | Other |  | Will Inspect meter box at a later date | Unknown | Don't Know | Don't Know |  | Building | Unknown | Unknown | No |  |  | Unknown
4725 | 1205 W DUNNAM ST, HOBBS NM |  | No | No | Unknown - Unlikely Lead | Don't Know |  |  |  | No | Other |  | Will Inspect meter box at a later date | Unknown - Unlikely Lead |  |  |  | No | Other |  | Will Inspect meter box at a later date | Unknown | Don't Know | Don't Know |  | Building | Unknown | Unknown | No |  |  | Unknown
2984 | 3901 N CENTRAL D 107, HOBBS NM |  | No | No | Non-Lead - Plastic | No | 2009 | 3/4 | Field inspection only with no records | Yes | Visual inspection at the meter pit | 05/26/2024 00:00:00 |  | Non-Lead - Plastic | 2009 | 3/4 | Installation date after lead ban | Yes | Visual inspection at the meter pit | 05/26/2024 00:00:00 |  | Non-Lead | No | No |  | Single Family Residence |  | No | No |  |  | Non-Lead
3477 | 218 S CECIL ST, HOBBS NM |  | No | No | Unknown - Unlikely Lead | Don't Know |  |  |  | No | Other |  | Will Inspect meter box at a later date | Unknown - Unlikely Lead |  |  |  | No | Other |  | Will Inspect meter box at a later date | Unknown | Don't Know | Don't Know |  | Building | Unknown | Unknown | No |  |  | Unknown
4559 | 4915 W DARK HORSE RD, HOBBS NM |  | No | No | Non-Lead - Plastic | No | 2015 | 3/4 | Field inspection only with no records | Yes | Visual inspection at the meter pit | 05/26/2024 00:00:00 |  | Non-Lead - Plastic | 2015 | 3/4 | Installation date after lead ban | Yes | Visual inspection at the meter pit | 05/26/2024 00:00:00 |  | Non-Lead | No | No |  | Single Family Residence |  | No | No |  |  | Non-Lead
13867 | 1933 N VEGA DR, HOBBS NM |  | No | No | Unknown - Unlikely Lead | Don't Know |  |  |  | No | Other |  | Will Inspect meter box at a later date | Unknown - Unlikely Lead |  |  |  | No | Other |  | Will Inspect meter box at a later date | Unknown | Don't Know | Don't Know |  | Building | Unknown | Unknown | No |  |  | Unknown
168 | 216 W ALBERTSON DR, HOBBS NM |  | No | No | Unknown - Unlikely Lead | Don't Know |  |  |  | No | Other |  | Will Inspect meter box at a later date | Unknown - Unlikely Lead |  |  |  | No | Other |  | Will Inspect meter box at a later date | Unknown | Don't Know | Don't Know |  | Building | Unknown | Unknown | No |  |  | Unknown
3004 | 3901 N CENTRAL E 302, HOBBS NM |  | No | No | Non-Lead - Plastic | No | 2009 | 3/4 | Field inspection only with no records | Yes | Visual inspection at the meter pit | 05/26/2024 00:00:00 |  | Non-Lead - Plastic | 2009 | 3/4 | Installation date after lead ban | Yes | Visual inspection at the meter pit | 05/26/2024 00:00:00 |  | Non-Lead | No | No |  | Single Family Residence |  | No | No |  |  | Non-Lead
4283 | 1000 N DAL PASO ST, HOBBS NM |  | No | No | Unknown - Unlikely Lead | Don't Know |  |  |  | No | Other |  | Will Inspect meter box at a later date | Unknown - Unlikely Lead |  |  |  | No | Other |  | Will Inspect meter box at a later date | Unknown | Don't Know | Don't Know |  | Building | Unknown | Unknown | No |  |  | Unknown
14285 | 1021 E YESO DR 202B, HOBBS NM |  | No | No | Unknown - Unlikely Lead | Don't Know |  |  |  | No | Other |  | Will Inspect meter box at a later date | Unknown - Unlikely Lead |  |  |  | No | Other |  | Will Inspect meter box at a later date | Unknown | Don't Know | Don't Know |  | Building | Unknown | Unknown | No |  |  | Unknown
3661 | 1630 N CHAMA DR, HOBBS NM |  | No | No | Unknown - Unlikely Lead | Don't Know |  |  |  | No | Other |  | Will Inspect meter box at a later date | Unknown - Unlikely Lead |  |  |  | No | Other |  | Will Inspect meter box at a later date | Unknown | Don't Know | Don't Know |  | Building | Unknown | Unknown | No |  |  | Unknown
3649 | 610 S CARLTON ST, HOBBS NM |  | No | No | Unknown - Unlikely Lead | Don't Know |  |  |  | No | Other |  | Will Inspect meter box at a later date | Unknown - Unlikely Lead |  |  |  | No | Other |  | Will Inspect meter box at a later date | Unknown | Don't Know | Don't Know |  | Building | Unknown | Unknown | No |  |  | Unknown
3734 | 1036 E CIMARRON CT, HOBBS NM |  | No | No | Unknown - Unlikely Lead | Don't Know |  |  |  | No | Other |  | Will Inspect meter box at a later date | Unknown - Unlikely Lead |  |  |  | No | Other |  | Will Inspect meter box at a later date | Unknown | Don't Know | Don't Know |  | Building | Unknown | Unknown | No |  |  | Unknown
2153 | 406 E CASTLE AVE, HOBBS NM |  | No | No | Unknown - Unlikely Lead | Don't Know |  |  |  | No | Other |  | Will Inspect meter box at a later date | Unknown - Unlikely Lead |  |  |  | No | Other |  | Will Inspect meter box at a later date | Unknown | Don't Know | Don't Know |  | Building | Unknown | Unknown | No |  |  | Unknown
3969 | 1502-B W CALLE SUR ST, HOBBS NM |  | No | No | Unknown - Unlikely Lead | Don't Know |  |  |  | No | Other |  | Will Inspect meter box at a later date | Unknown - Unlikely Lead |  |  |  | No | Other |  | Will Inspect meter box at a later date | Unknown | Don't Know | Don't Know |  | Building | Unknown | Unknown | No |  |  | Unknown
2446 | 614 W COAL AVE, HOBBS NM |  | No | No | Unknown - Unlikely Lead | Don't Know |  |  |  | No | Other |  | Will Inspect meter box at a later date | Unknown - Unlikely Lead |  |  |  | No | Other |  | Will Inspect meter box at a later date | Unknown | Don't Know | Don't Know |  | Building | Unknown | Unknown | No |  |  | Unknown
3344 | 1017 W CAPROCK ST, HOBBS NM |  | No | No | Unknown - Unlikely Lead | Don't Know |  |  |  | No | Other |  | Will Inspect meter box at a later date | Unknown - Unlikely Lead |  |  |  | No | Other |  | Will Inspect meter box at a later date | Unknown | Don't Know | Don't Know |  | Building | Unknown | Unknown | No |  |  | Unknown
2490 | 1100 W COAL AVE, HOBBS NM |  | No | No | Unknown - Unlikely Lead | Don't Know |  |  |  | No | Other |  | Will Inspect meter box at a later date | Unknown - Unlikely Lead |  |  |  | No | Other |  | Will Inspect meter box at a later date | Unknown | Don't Know | Don't Know |  | Building | Unknown | Unknown | No |  |  | Unknown
3857 | 1521 CAMINO REAL, HOBBS NM |  | No | No | Unknown - Unlikely Lead | Don't Know |  |  |  | No | Other |  | Will Inspect meter box at a later date | Unknown - Unlikely Lead |  |  |  | No | Other |  | Will Inspect meter box at a later date | Unknown | Don't Know | Don't Know |  | Building | Unknown | Unknown | No |  |  | Unknown
3540 | 1516 N COLEMAN ST, HOBBS NM |  | No | No | Unknown - Unlikely Lead | Don't Know |  |  |  | No | Other |  | Will Inspect meter box at a later date | Unknown - Unlikely Lead |  |  |  | No | Other |  | Will Inspect meter box at a later date | Unknown | Don't Know | Don't Know |  | Building | Unknown | Unknown | No |  |  | Unknown
2484 | 723 W COAL AVE, HOBBS NM |  | No | No | Unknown - Unlikely Lead | Don't Know |  |  |  | No | Other |  | Will Inspect meter box at a later date | Unknown - Unlikely Lead |  |  |  | No | Other |  | Will Inspect meter box at a later date | Unknown | Don't Know | Don't Know |  | Building | Unknown | Unknown | No |  |  | Unknown
225 | 1017 E ALBERTSON DR, HOBBS NM |  | No | No | Unknown - Unlikely Lead | Don't Know |  |  |  | No | Other |  | Will Inspect meter box at a later date | Unknown - Unlikely Lead |  |  |  | No | Other |  | Will Inspect meter box at a later date | Unknown | Don't Know | Don't Know |  | Building | Unknown | Unknown | No |  |  | Unknown
1402 | 212 W BYERS ST, HOBBS NM |  | No | No | Unknown - Unlikely Lead | Don't Know |  |  |  | No | Other |  | Will Inspect meter box at a later date | Unknown - Unlikely Lead |  |  |  | No | Other |  | Will Inspect meter box at a later date | Unknown | Don't Know | Don't Know |  | Building | Unknown | Unknown | No |  |  | Unknown
14148 | 112 N WILLOW ST, HOBBS NM |  | No | No | Unknown - Unlikely Lead | Don't Know |  |  |  | No | Other |  | Will Inspect meter box at a later date | Unknown - Unlikely Lead |  |  |  | No | Other |  | Will Inspect meter box at a later date | Unknown | Don't Know | Don't Know |  | Building | Unknown | Unknown | No |  |  | Unknown
2545 | 1209 W CAIN ST, HOBBS NM |  | No | No | Unknown - Unlikely Lead | Don't Know |  |  |  | No | Other |  | Will Inspect meter box at a later date | Unknown - Unlikely Lead |  |  |  | No | Other |  | Will Inspect meter box at a later date | Unknown | Don't Know | Don't Know |  | Building | Unknown | Unknown | No |  |  | Unknown
2792 | 708 W COPPER AVE, HOBBS NM |  | No | No | Unknown - Unlikely Lead | Don't Know |  |  |  | No | Other |  | Will Inspect meter box at a later date | Unknown - Unlikely Lead |  |  |  | No | Other |  | Will Inspect meter box at a later date | Unknown | Don't Know | Don't Know |  | Building | Unknown | Unknown | No |  |  | Unknown
2329 | 1019 N COCHRAN ST, HOBBS NM |  | No | No | Unknown - Unlikely Lead | Don't Know |  |  |  | No | Other |  | Will Inspect meter box at a later date | Unknown - Unlikely Lead |  |  |  | No | Other |  | Will Inspect meter box at a later date | Unknown | Don't Know | Don't Know |  | Building | Unknown | Unknown | No |  |  | Unknown
3688 | 1735 N CHAMA DR, HOBBS NM |  | No | No | Unknown - Unlikely Lead | Don't Know |  |  |  | No | Other |  | Will Inspect meter box at a later date | Unknown - Unlikely Lead |  |  |  | No | Other |  | Will Inspect meter box at a later date | Unknown | Don't Know | Don't Know |  | Building | Unknown | Unknown | No |  |  | Unknown
3917 | 1606-A W CALLE SUR ST, HOBBS NM |  | No | No | Unknown - Unlikely Lead | Don't Know |  |  |  | No | Other |  | Will Inspect meter box at a later date | Unknown - Unlikely Lead |  |  |  | No | Other |  | Will Inspect meter box at a later date | Unknown | Don't Know | Don't Know |  | Building | Unknown | Unknown | No |  |  | Unknown
1542 | 1909 N BLANCO DR, HOBBS NM |  | No | No | Unknown - Unlikely Lead | Don't Know |  |  |  | No | Other |  | Will Inspect meter box at a later date | Unknown - Unlikely Lead |  |  |  | No | Other |  | Will Inspect meter box at a later date | Unknown | Don't Know | Don't Know |  | Building | Unknown | Unknown | No |  |  | Unknown
1616 | 2111 N BRECKON DR, HOBBS NM |  | No | No | Unknown - Unlikely Lead | Don't Know |  |  |  | No | Other |  | Will Inspect meter box at a later date | Unknown - Unlikely Lead |  |  |  | No | Other |  | Will Inspect meter box at a later date | Unknown | Don't Know | Don't Know |  | Building | Unknown | Unknown | No |  |  | Unknown
380 | 303 E ALSTON ST, HOBBS NM |  | No | No | Unknown - Unlikely Lead | Don't Know |  |  |  | No | Other |  | Will Inspect meter box at a later date | Unknown - Unlikely Lead |  |  |  | No | Other |  | Will Inspect meter box at a later date | Unknown | Don't Know | Don't Know |  | Building | Unknown | Unknown | No |  |  | Unknown
1700 | 1413 N BRECKON DR, HOBBS NM |  | No | No | Unknown - Unlikely Lead | Don't Know |  |  |  | No | Other |  | Will Inspect meter box at a later date | Unknown - Unlikely Lead |  |  |  | No | Other |  | Will Inspect meter box at a later date | Unknown | Don't Know | Don't Know |  | Building | Unknown | Unknown | No |  |  | Unknown
14205 | 322 E YESO DR, HOBBS NM |  | No | No | Unknown - Unlikely Lead | Don't Know |  |  |  | No | Other |  | Will Inspect meter box at a later date | Unknown - Unlikely Lead |  |  |  | No | Other |  | Will Inspect meter box at a later date | Unknown | Don't Know | Don't Know |  | Building | Unknown | Unknown | No |  |  | Unknown
3579 | 506 N COLEMAN ST, HOBBS NM |  | No | No | Unknown - Unlikely Lead | Don't Know |  |  |  | No | Other |  | Will Inspect meter box at a later date | Unknown - Unlikely Lead |  |  |  | No | Other |  | Will Inspect meter box at a later date | Unknown | Don't Know | Don't Know |  | Building | Unknown | Unknown | No |  |  | Unknown
3622 | 201 N COLEMAN ST, HOBBS NM |  | No | No | Non-Lead - Plastic | No | 1930 | 3/4 | Field inspection only with no records | Yes | Visual inspection at the meter pit | 05/26/2024 00:00:00 |  | Non-Lead - Plastic |  | 3/4 | Installation date after lead ban | Yes | Visual inspection at the meter pit | 05/26/2024 00:00:00 |  | Non-Lead | Don't Know | Don't Know |  | Single Family Residence |  | Unknown | No |  |  | Non-Lead
3583 | 816 N COLEMAN ST, HOBBS NM |  | No | No | Unknown - Unlikely Lead | Don't Know |  |  |  | No | Other |  | Will Inspect meter box at a later date | Unknown - Unlikely Lead |  |  |  | No | Other |  | Will Inspect meter box at a later date | Unknown | Don't Know | Don't Know |  | Building | Unknown | Unknown | No |  |  | Unknown
14360 | 213 W YESO DR, HOBBS NM |  | No | No | Unknown - Unlikely Lead | Don't Know |  |  |  | No | Other |  | Will Inspect meter box at a later date | Unknown - Unlikely Lead |  |  |  | No | Other |  | Will Inspect meter box at a later date | Unknown | Don't Know | Don't Know |  | Building | Unknown | Unknown | No |  |  | Unknown
265 | 1816 E ALBERTSON DR, HOBBS NM |  | No | No | Unknown - Unlikely Lead | Don't Know |  |  |  | No | Other |  | Will Inspect meter box at a later date | Unknown - Unlikely Lead |  |  |  | No | Other |  | Will Inspect meter box at a later date | Unknown | Don't Know | Don't Know |  | Building | Unknown | Unknown | No |  |  | Unknown
148 | 2213 N ACOMA DR, HOBBS NM |  | No | No | Unknown - Unlikely Lead | Don't Know |  |  |  | No | Other |  | Will Inspect meter box at a later date | Unknown - Unlikely Lead |  |  |  | No | Other |  | Will Inspect meter box at a later date | Unknown | Don't Know | Don't Know |  | Building | Unknown | Unknown | No |  |  | Unknown
1560 | 230 W BLANCO DR, HOBBS NM |  | No | No | Unknown - Unlikely Lead | Don't Know |  |  |  | No | Other |  | Will Inspect meter box at a later date | Unknown - Unlikely Lead |  |  |  | No | Other |  | Will Inspect meter box at a later date | Unknown | Don't Know | Don't Know |  | Building | Unknown | Unknown | No |  |  | Unknown
3845 | 3605 CAMINO REAL, HOBBS NM |  | No | No | Unknown - Unlikely Lead | Don't Know |  |  |  | No | Other |  | Will Inspect meter box at a later date | Unknown - Unlikely Lead |  |  |  | No | Other |  | Will Inspect meter box at a later date | Unknown | Don't Know | Don't Know |  | Building | Unknown | Unknown | No |  |  | Unknown
14324 | 1021 E YESO DR 208A, HOBBS NM |  | No | No | Unknown - Unlikely Lead | Don't Know |  |  |  | No | Other |  | Will Inspect meter box at a later date | Unknown - Unlikely Lead |  |  |  | No | Other |  | Will Inspect meter box at a later date | Unknown | Don't Know | Don't Know |  | Building | Unknown | Unknown | No |  |  | Unknown
3113 | 3901 N CENTRAL A 307, HOBBS NM |  | No | No | Non-Lead - Plastic | No | 2009 | 3/4 | Field inspection only with no records | Yes | Visual inspection at the meter pit | 05/26/2024 00:00:00 |  | Non-Lead - Plastic | 2009 | 3/4 | Installation date after lead ban | Yes | Visual inspection at the meter pit | 05/26/2024 00:00:00 |  | Non-Lead | No | No |  | Single Family Residence |  | No | No |  |  | Non-Lead
14460 | 109 E YUCCA ST, HOBBS NM |  | No | No | Unknown - Unlikely Lead | Don't Know |  |  |  | No | Other |  | Will Inspect meter box at a later date | Unknown - Unlikely Lead |  |  |  | No | Other |  | Will Inspect meter box at a later date | Unknown | Don't Know | Don't Know |  | Building | Unknown | Unknown | No |  |  | Unknown
3009 | 3901 N CENTRAL F 301, HOBBS NM |  | No | No | Non-Lead - Plastic | No | 2009 | 3/4 | Field inspection only with no records | Yes | Visual inspection at the meter pit | 05/26/2024 00:00:00 |  | Non-Lead - Plastic | 2009 | 3/4 | Installation date after lead ban | Yes | Visual inspection at the meter pit | 05/26/2024 00:00:00 |  | Non-Lead | No | No |  | Single Family Residence |  | No | No |  |  | Non-Lead
3451 | 314 N CECIL ST, HOBBS NM |  | No | No | Unknown - Unlikely Lead | Don't Know |  |  |  | No | Other |  | Will Inspect meter box at a later date | Unknown - Unlikely Lead |  |  |  | No | Other |  | Will Inspect meter box at a later date | Unknown | Don't Know | Don't Know |  | Building | Unknown | Unknown | No |  |  | Unknown
1972 | 231 N BOND ST, HOBBS NM |  | No | No | Unknown - Unlikely Lead | Don't Know |  |  |  | No | Other |  | Will Inspect meter box at a later date | Unknown - Unlikely Lead |  |  |  | No | Other |  | Will Inspect meter box at a later date | Unknown | Don't Know | Don't Know |  | Building | Unknown | Unknown | No |  |  | Unknown
4466 | 804 S DAL PASO ST, HOBBS NM |  | No | No | Unknown - Unlikely Lead | Don't Know |  |  |  | No | Other |  | Will Inspect meter box at a later date | Unknown - Unlikely Lead |  |  |  | No | Other |  | Will Inspect meter box at a later date | Unknown | Don't Know | Don't Know |  | Building | Unknown | Unknown | No |  |  | Unknown
13819 | 2808 N VISTA DR, HOBBS NM |  | No | No | Unknown - Unlikely Lead | Don't Know |  |  |  | No | Other |  | Will Inspect meter box at a later date | Unknown - Unlikely Lead |  |  |  | No | Other |  | Will Inspect meter box at a later date | Unknown | Don't Know | Don't Know |  | Building | Unknown | Unknown | No |  |  | Unknown
3729 | 1301 E CIMARRON RD, HOBBS NM |  | No | No | Unknown - Unlikely Lead | Don't Know |  |  |  | No | Other |  | Will Inspect meter box at a later date | Unknown - Unlikely Lead |  |  |  | No | Other |  | Will Inspect meter box at a later date | Unknown | Don't Know | Don't Know |  | Building | Unknown | Unknown | No |  |  | Unknown
14103 | 408 E WOLFCAMP DR, HOBBS NM |  | No | No | Unknown - Unlikely Lead | Don't Know |  |  |  | No | Other |  | Will Inspect meter box at a later date | Unknown - Unlikely Lead |  |  |  | No | Other |  | Will Inspect meter box at a later date | Unknown | Don't Know | Don't Know |  | Building | Unknown | Unknown | No |  |  | Unknown
3878 | 3928 N CALLE GRANDE, HOBBS NM |  | No | No | Unknown - Unlikely Lead | Don't Know |  |  |  | No | Other |  | Will Inspect meter box at a later date | Unknown - Unlikely Lead |  |  |  | No | Other |  | Will Inspect meter box at a later date | Unknown | Don't Know | Don't Know |  | Building | Unknown | Unknown | No |  |  | Unknown
4315 | 3320 N DAL PASO ST #6, HOBBS NM |  | No | No | Non-Lead - Plastic | No | 1986 | 3/4 | Field inspection only with no records | Yes | Visual inspection at the meter pit | 05/26/2024 00:00:00 |  | Non-Lead - Plastic |  | 3/4 | Installation date after lead ban | Yes | Visual inspection at the meter pit | 05/26/2024 00:00:00 |  | Non-Lead | No | No |  | Single Family Residence |  | No | No |  |  | Non-Lead
2606 | 214 S AVENUE C, HOBBS NM |  | No | No | Unknown - Unlikely Lead | Don't Know |  |  |  | No | Other |  | Will Inspect meter box at a later date | Unknown - Unlikely Lead |  |  |  | No | Other |  | Will Inspect meter box at a later date | Unknown | Don't Know | Don't Know |  | Building | Unknown | Unknown | No |  |  | Unknown
2503 | 327 W COAL AVE, HOBBS NM |  | No | No | Unknown - Unlikely Lead | Don't Know |  |  |  | No | Other |  | Will Inspect meter box at a later date | Unknown - Unlikely Lead |  |  |  | No | Other |  | Will Inspect meter box at a later date | Unknown | Don't Know | Don't Know |  | Building | Unknown | Unknown | No |  |  | Unknown
166 | 200 W ALBERTSON DR, HOBBS NM |  | No | No | Unknown - Unlikely Lead | Don't Know |  |  |  | No | Other |  | Will Inspect meter box at a later date | Unknown - Unlikely Lead |  |  |  | No | Other |  | Will Inspect meter box at a later date | Unknown | Don't Know | Don't Know |  | Building | Unknown | Unknown | No |  |  | Unknown
144 | 2224 N ACOMA DR, HOBBS NM |  | No | No | Unknown - Unlikely Lead | Don't Know |  |  |  | No | Other |  | Will Inspect meter box at a later date | Unknown - Unlikely Lead |  |  |  | No | Other |  | Will Inspect meter box at a later date | Unknown | Don't Know | Don't Know |  | Building | Unknown | Unknown | No |  |  | Unknown
2119 | 1006 W CLINTON ST, HOBBS NM |  | No | No | Unknown - Unlikely Lead | Don't Know |  |  |  | No | Other |  | Will Inspect meter box at a later date | Unknown - Unlikely Lead |  |  |  | No | Other |  | Will Inspect meter box at a later date | Unknown | Don't Know | Don't Know |  | Building | Unknown | Unknown | No |  |  | Unknown
4363 | 3419 N DAL PASO BLD 5 A, HOBBS NM |  | No | No | Non-Lead - Plastic | No | 2020 | 3/4 | Field inspection only with no records | Yes | Visual inspection at the meter pit | 05/26/2024 00:00:00 |  | Non-Lead - Plastic |  | 3/4 | Installation date after lead ban | Yes | Visual inspection at the meter pit | 05/26/2024 00:00:00 |  | Non-Lead | No | No |  | Single Family Residence |  | No | No |  |  | Non-Lead
4065 | 2309 CHARLCIA BLVD, HOBBS NM |  | No | No | Unknown - Unlikely Lead | Don't Know |  |  |  | No | Other |  | Will Inspect meter box at a later date | Unknown - Unlikely Lead |  |  |  | No | Other |  | Will Inspect meter box at a later date | Unknown | Don't Know | Don't Know |  | Building | Unknown | Unknown | No |  |  | Unknown
2590 | 211 S AVENUE C, HOBBS NM |  | No | No | Unknown - Unlikely Lead | Don't Know |  |  |  | No | Other |  | Will Inspect meter box at a later date | Unknown - Unlikely Lead |  |  |  | No | Other |  | Will Inspect meter box at a later date | Unknown | Don't Know | Don't Know |  | Building | Unknown | Unknown | No |  |  | Unknown
422 | 301 E ALTO DR, HOBBS NM |  | No | No | Unknown - Unlikely Lead | Don't Know |  |  |  | No | Other |  | Will Inspect meter box at a later date | Unknown - Unlikely Lead |  |  |  | No | Other |  | Will Inspect meter box at a later date | Unknown | Don't Know | Don't Know |  | Building | Unknown | Unknown | No |  |  | Unknown
391 | 2120 N ALTO DR, HOBBS NM |  | No | No | Unknown - Unlikely Lead | Don't Know |  |  |  | No | Other |  | Will Inspect meter box at a later date | Unknown - Unlikely Lead |  |  |  | No | Other |  | Will Inspect meter box at a later date | Unknown | Don't Know | Don't Know |  | Building | Unknown | Unknown | No |  |  | Unknown
13724 | 414 W TAYLOR ST, HOBBS NM |  | No | No | Unknown - Unlikely Lead | Don't Know |  |  |  | No | Other |  | Will Inspect meter box at a later date | Unknown - Unlikely Lead |  |  |  | No | Other |  | Will Inspect meter box at a later date | Unknown | Don't Know | Don't Know |  | Building | Unknown | Unknown | No |  |  | Unknown
414 | 200 E ALTO DR, HOBBS NM |  | No | No | Unknown - Unlikely Lead | Don't Know |  |  |  | No | Other |  | Will Inspect meter box at a later date | Unknown - Unlikely Lead |  |  |  | No | Other |  | Will Inspect meter box at a later date | Unknown | Don't Know | Don't Know |  | Building | Unknown | Unknown | No |  |  | Unknown
3162 | 3901 N CENTRAL M 303, HOBBS NM |  | No | No | Non-Lead - Plastic | No | 2009 | 3/4 | Field inspection only with no records | Yes | Visual inspection at the meter pit | 05/26/2024 00:00:00 |  | Non-Lead - Plastic | 2009 | 3/4 | Installation date after lead ban | Yes | Visual inspection at the meter pit | 05/26/2024 00:00:00 |  | Non-Lead | No | No |  | Single Family Residence |  | No | No |  |  | Non-Lead
14210 | 1228 E YESO DR, HOBBS NM |  | No | No | Unknown - Unlikely Lead | Don't Know |  |  |  | No | Other |  | Will Inspect meter box at a later date | Unknown - Unlikely Lead |  |  |  | No | Other |  | Will Inspect meter box at a later date | Unknown | Don't Know | Don't Know |  | Building | Unknown | Unknown | No |  |  | Unknown
3491 | 228 S CECIL ST, HOBBS NM |  | No | No | Unknown - Unlikely Lead | Don't Know |  |  |  | No | Other |  | Will Inspect meter box at a later date | Unknown - Unlikely Lead |  |  |  | No | Other |  | Will Inspect meter box at a later date | Unknown | Don't Know | Don't Know |  | Building | Unknown | Unknown | No |  |  | Unknown
3176 | 3901 N CENTRAL L 203, HOBBS NM |  | No | No | Non-Lead - Plastic | No | 2009 | 3/4 | Field inspection only with no records | Yes | Visual inspection at the meter pit | 05/26/2024 00:00:00 |  | Non-Lead - Plastic | 2009 | 3/4 | Installation date after lead ban | Yes | Visual inspection at the meter pit | 05/26/2024 00:00:00 |  | Non-Lead | No | No |  | Single Family Residence |  | No | No |  |  | Non-Lead
2439 | 1108 W COAL AVE, HOBBS NM |  | No | No | Unknown - Unlikely Lead | Don't Know |  |  |  | No | Other |  | Will Inspect meter box at a later date | Unknown - Unlikely Lead |  |  |  | No | Other |  | Will Inspect meter box at a later date | Unknown | Don't Know | Don't Know |  | Building | Unknown | Unknown | No |  |  | Unknown
284 | 2625 N ALBERTSON DR, HOBBS NM |  | No | No | Unknown - Unlikely Lead | Don't Know |  |  |  | No | Other |  | Will Inspect meter box at a later date | Unknown - Unlikely Lead |  |  |  | No | Other |  | Will Inspect meter box at a later date | Unknown | Don't Know | Don't Know |  | Building | Unknown | Unknown | No |  |  | Unknown
3299 | 900 W COCHITI AVE, HOBBS NM |  | No | No | Unknown - Unlikely Lead | Don't Know |  |  |  | No | Other |  | Will Inspect meter box at a later date | Unknown - Unlikely Lead |  |  |  | No | Other |  | Will Inspect meter box at a later date | Unknown | Don't Know | Don't Know |  | Building | Unknown | Unknown | No |  |  | Unknown
14479 | 1212 ZUNI ST, HOBBS NM |  | No | No | Unknown - Unlikely Lead | Don't Know |  |  |  | No | Other |  | Will Inspect meter box at a later date | Unknown - Unlikely Lead |  |  |  | No | Other |  | Will Inspect meter box at a later date | Unknown | Don't Know | Don't Know |  | Building | Unknown | Unknown | No |  |  | Unknown
13982 | 603 E WHITE ST, HOBBS NM |  | No | No | Unknown - Unlikely Lead | Don't Know |  |  |  | No | Other |  | Will Inspect meter box at a later date | Unknown - Unlikely Lead |  |  |  | No | Other |  | Will Inspect meter box at a later date | Unknown | Don't Know | Don't Know |  | Building | Unknown | Unknown | No |  |  | Unknown
14075 | 323 E WOLFCAMP DR, HOBBS NM |  | No | No | Unknown - Unlikely Lead | Don't Know |  |  |  | No | Other |  | Will Inspect meter box at a later date | Unknown - Unlikely Lead |  |  |  | No | Other |  | Will Inspect meter box at a later date | Unknown | Don't Know | Don't Know |  | Building | Unknown | Unknown | No |  |  | Unknown
2914 | 3901 N CENTRAL I 104, HOBBS NM |  | No | No | Non-Lead - Plastic | No | 2009 | 3/4 | Field inspection only with no records | Yes | Visual inspection at the meter pit | 05/26/2024 00:00:00 |  | Non-Lead - Plastic | 2009 | 3/4 | Installation date after lead ban | Yes | Visual inspection at the meter pit | 05/26/2024 00:00:00 |  | Non-Lead | No | No |  | Single Family Residence |  | No | No |  |  | Non-Lead
14395 | 1118 E YUCCA ST, HOBBS NM |  | No | No | Unknown - Unlikely Lead | Don't Know |  |  |  | No | Other |  | Will Inspect meter box at a later date | Unknown - Unlikely Lead |  |  |  | No | Other |  | Will Inspect meter box at a later date | Unknown | Don't Know | Don't Know |  | Building | Unknown | Unknown | No |  |  | Unknown
13946 | 2928 N WEDGEWOOD DR, HOBBS NM |  | No | No | Non-Lead - Plastic | Don't Know | 2019 | 1 | Field inspection only with no records | Yes | Visual inspection at the meter pit | 08/19/2024 00:00:00 |  | Non-Lead - Plastic | 2019 | 1 | Field inspection only with no records | Yes | Visual inspection at the meter pit | 08/19/2024 00:00:00 |  | Non-Lead | No | Don't Know |  | Single Family Residence |  | No | No |  |  | Non-Lead
4227 | 415 N DAL PASO ST, HOBBS NM |  | No | No | Unknown - Unlikely Lead | Don't Know |  |  |  | No | Other |  | Will Inspect meter box at a later date | Unknown - Unlikely Lead |  |  |  | No | Other |  | Will Inspect meter box at a later date | Unknown | Don't Know | Don't Know |  | Building | Unknown | Unknown | No |  |  | Unknown
2374 | 1804 S COCHRAN ST, HOBBS NM |  | No | No | Unknown - Unlikely Lead | Don't Know |  |  |  | No | Other |  | Will Inspect meter box at a later date | Unknown - Unlikely Lead |  |  |  | No | Other |  | Will Inspect meter box at a later date | Unknown | Don't Know | Don't Know |  | Building | Unknown | Unknown | No |  |  | Unknown
3925 | 1510-B W CALLE SUR ST, HOBBS NM |  | No | No | Unknown - Unlikely Lead | Don't Know |  |  |  | No | Other |  | Will Inspect meter box at a later date | Unknown - Unlikely Lead |  |  |  | No | Other |  | Will Inspect meter box at a later date | Unknown | Don't Know | Don't Know |  | Building | Unknown | Unknown | No |  |  | Unknown
2208 | 121 W CASTLE AVE, HOBBS NM |  | No | No | Unknown - Unlikely Lead | Don't Know |  |  |  | No | Other |  | Will Inspect meter box at a later date | Unknown - Unlikely Lead |  |  |  | No | Other |  | Will Inspect meter box at a later date | Unknown | Don't Know | Don't Know |  | Building | Unknown | Unknown | No |  |  | Unknown
1997 | 613 E CORBETT ST, HOBBS NM |  | No | No | Unknown - Unlikely Lead | Don't Know |  |  |  | No | Other |  | Will Inspect meter box at a later date | Unknown - Unlikely Lead |  |  |  | No | Other |  | Will Inspect meter box at a later date | Unknown | Don't Know | Don't Know |  | Building | Unknown | Unknown | No |  |  | Unknown
4753 | 115 W DUNNAM ST, HOBBS NM |  | No | No | Unknown - Unlikely Lead | Don't Know |  |  |  | No | Other |  | Will Inspect meter box at a later date | Unknown - Unlikely Lead |  |  |  | No | Other |  | Will Inspect meter box at a later date | Unknown | Don't Know | Don't Know |  | Building | Unknown | Unknown | No |  |  | Unknown
13941 | 2817 N WEDGEWOOD DR, HOBBS NM |  | No | No | Non-Lead - Plastic | Don't Know | 2019 | 1 | Field inspection only with no records | Yes | Visual inspection at the meter pit | 08/19/2024 00:00:00 |  | Non-Lead - Plastic | 2019 | 1 | Field inspection only with no records | Yes | Visual inspection at the meter pit | 08/19/2024 00:00:00 |  | Non-Lead | No | Don't Know |  | Single Family Residence |  | No | No |  |  | Non-Lead
13772 | 2402 N TRES AMIGO DR, HOBBS NM |  | No | No | Unknown - Unlikely Lead | Don't Know |  |  |  | No | Other |  | Will Inspect meter box at a later date | Unknown - Unlikely Lead |  |  |  | No | Other |  | Will Inspect meter box at a later date | Unknown | Don't Know | Don't Know |  | Building | Unknown | Unknown | No |  |  | Unknown
2218 | 617 S COCHRAN ST, HOBBS NM |  | No | No | Unknown - Unlikely Lead | Don't Know |  |  |  | No | Other |  | Will Inspect meter box at a later date | Unknown - Unlikely Lead |  |  |  | No | Other |  | Will Inspect meter box at a later date | Unknown | Don't Know | Don't Know |  | Building | Unknown | Unknown | No |  |  | Unknown
13699 | 216 E TAYLOR ST, HOBBS NM |  | No | No | Unknown - Unlikely Lead | Don't Know |  |  |  | No | Other |  | Will Inspect meter box at a later date | Unknown - Unlikely Lead |  |  |  | No | Other |  | Will Inspect meter box at a later date | Unknown | Don't Know | Don't Know |  | Building | Unknown | Unknown | No |  |  | Unknown
3110 | 3901 N CENTRAL D 205, HOBBS NM |  | No | No | Non-Lead - Plastic | No | 2009 | 3/4 | Field inspection only with no records | Yes | Visual inspection at the meter pit | 05/26/2024 00:00:00 |  | Non-Lead - Plastic | 2009 | 3/4 | Installation date after lead ban | Yes | Visual inspection at the meter pit | 05/26/2024 00:00:00 |  | Non-Lead | No | No |  | Single Family Residence |  | No | No |  |  | Non-Lead
4042 | 1414 CHUCKWAGON DR, HOBBS NM |  | No | No | Unknown - Unlikely Lead | Don't Know |  |  |  | No | Other |  | Will Inspect meter box at a later date | Unknown - Unlikely Lead |  |  |  | No | Other |  | Will Inspect meter box at a later date | Unknown | Don't Know | Don't Know |  | Building | Unknown | Unknown | No |  |  | Unknown
2193 | 311 W CASTLE AVE, HOBBS NM |  | No | No | Unknown - Unlikely Lead | Don't Know |  |  |  | No | Other |  | Will Inspect meter box at a later date | Unknown - Unlikely Lead |  |  |  | No | Other |  | Will Inspect meter box at a later date | Unknown | Don't Know | Don't Know |  | Building | Unknown | Unknown | No |  |  | Unknown
4741 | 107 W DUNNAM ST, HOBBS NM |  | No | No | Unknown - Unlikely Lead | Don't Know |  |  |  | No | Other |  | Will Inspect meter box at a later date | Unknown - Unlikely Lead |  |  |  | No | Other |  | Will Inspect meter box at a later date | Unknown | Don't Know | Don't Know |  | Building | Unknown | Unknown | No |  |  | Unknown
2192 | 101 W CASTLE AVE, HOBBS NM |  | No | No | Unknown - Unlikely Lead | Don't Know |  |  |  | No | Other |  | Will Inspect meter box at a later date | Unknown - Unlikely Lead |  |  |  | No | Other |  | Will Inspect meter box at a later date | Unknown | Don't Know | Don't Know |  | Building | Unknown | Unknown | No |  |  | Unknown
1605 | 2523 N BRECKON DR, HOBBS NM |  | No | No | Unknown - Unlikely Lead | Don't Know |  |  |  | No | Other |  | Will Inspect meter box at a later date | Unknown - Unlikely Lead |  |  |  | No | Other |  | Will Inspect meter box at a later date | Unknown | Don't Know | Don't Know |  | Building | Unknown | Unknown | No |  |  | Unknown
2415 | 410 S CHILDERS DR, HOBBS NM |  | No | No | Unknown - Unlikely Lead | Don't Know |  |  |  | No | Other |  | Will Inspect meter box at a later date | Unknown - Unlikely Lead |  |  |  | No | Other |  | Will Inspect meter box at a later date | Unknown | Don't Know | Don't Know |  | Building | Unknown | Unknown | No |  |  | Unknown
140 | 2110 N ACOMA DR, HOBBS NM |  | No | No | Unknown - Unlikely Lead | Don't Know |  |  |  | No | Other |  | Will Inspect meter box at a later date | Unknown - Unlikely Lead |  |  |  | No | Other |  | Will Inspect meter box at a later date | Unknown | Don't Know | Don't Know |  | Building | Unknown | Unknown | No |  |  | Unknown
3610 | 219 N COLEMAN ST, HOBBS NM |  | No | No | Unknown - Unlikely Lead | Don't Know |  |  |  | No | Other |  | Will Inspect meter box at a later date | Unknown - Unlikely Lead |  |  |  | No | Other |  | Will Inspect meter box at a later date | Unknown | Don't Know | Don't Know |  | Building | Unknown | Unknown | No |  |  | Unknown
217 | 501 E ALBERTSON CIR, HOBBS NM |  | No | No | Unknown - Unlikely Lead | Don't Know |  |  |  | No | Other |  | Will Inspect meter box at a later date | Unknown - Unlikely Lead |  |  |  | No | Other |  | Will Inspect meter box at a later date | Unknown | Don't Know | Don't Know |  | Building | Unknown | Unknown | No |  |  | Unknown
2426 | 701 W COAL AVE, HOBBS NM |  | No | No | Unknown - Unlikely Lead | Don't Know |  |  |  | No | Other |  | Will Inspect meter box at a later date | Unknown - Unlikely Lead |  |  |  | No | Other |  | Will Inspect meter box at a later date | Unknown | Don't Know | Don't Know |  | Building | Unknown | Unknown | No |  |  | Unknown
2004 | 515 E CORBETT ST, HOBBS NM |  | No | No | Unknown - Unlikely Lead | Don't Know |  |  |  | No | Other |  | Will Inspect meter box at a later date | Unknown - Unlikely Lead |  |  |  | No | Other |  | Will Inspect meter box at a later date | Unknown | Don't Know | Don't Know |  | Building | Unknown | Unknown | No |  |  | Unknown
3963 | 1118 W CALLE SUR ST, HOBBS NM |  | No | No | Unknown - Unlikely Lead | Don't Know |  |  |  | No | Other |  | Will Inspect meter box at a later date | Unknown - Unlikely Lead |  |  |  | No | Other |  | Will Inspect meter box at a later date | Unknown | Don't Know | Don't Know |  | Building | Unknown | Unknown | No |  |  | Unknown
2251 | 1805 S COCHRAN ST, HOBBS NM |  | No | No | Unknown - Unlikely Lead | Don't Know |  |  |  | No | Other |  | Will Inspect meter box at a later date | Unknown - Unlikely Lead |  |  |  | No | Other |  | Will Inspect meter box at a later date | Unknown | Don't Know | Don't Know |  | Building | Unknown | Unknown | No |  |  | Unknown
14079 | 220 E WOLFCAMP DR, HOBBS NM |  | No | No | Unknown - Unlikely Lead | Don't Know |  |  |  | No | Other |  | Will Inspect meter box at a later date | Unknown - Unlikely Lead |  |  |  | No | Other |  | Will Inspect meter box at a later date | Unknown | Don't Know | Don't Know |  | Building | Unknown | Unknown | No |  |  | Unknown
4674 | 1401 1/2 E DUNNAM ST, HOBBS NM |  | No | No | Unknown - Unlikely Lead | Don't Know |  |  |  | No | Other |  | Will Inspect meter box at a later date | Unknown - Unlikely Lead |  |  |  | No | Other |  | Will Inspect meter box at a later date | Unknown | Don't Know | Don't Know |  | Building | Unknown | Unknown | No |  |  | Unknown
14261 | 1021 E YESO DR 202A, HOBBS NM |  | No | No | Unknown - Unlikely Lead | Don't Know |  |  |  | No | Other |  | Will Inspect meter box at a later date | Unknown - Unlikely Lead |  |  |  | No | Other |  | Will Inspect meter box at a later date | Unknown | Don't Know | Don't Know |  | Building | Unknown | Unknown | No |  |  | Unknown
13868 | 1520 N VEGA DR, HOBBS NM |  | No | No | Unknown - Unlikely Lead | Don't Know |  |  |  | No | Other |  | Will Inspect meter box at a later date | Unknown - Unlikely Lead |  |  |  | No | Other |  | Will Inspect meter box at a later date | Unknown | Don't Know | Don't Know |  | Building | Unknown | Unknown | No |  |  | Unknown
2139 | 310 W CLINTON ST, HOBBS NM |  | No | No | Unknown - Unlikely Lead | Don't Know |  |  |  | No | Other |  | Will Inspect meter box at a later date | Unknown - Unlikely Lead |  |  |  | No | Other |  | Will Inspect meter box at a later date | Unknown | Don't Know | Don't Know |  | Building | Unknown | Unknown | No |  |  | Unknown
2293 | 1511 N COCHRAN ST, HOBBS NM |  | No | No | Unknown - Unlikely Lead | Don't Know |  |  |  | No | Other |  | Will Inspect meter box at a later date | Unknown - Unlikely Lead |  |  |  | No | Other |  | Will Inspect meter box at a later date | Unknown | Don't Know | Don't Know |  | Building | Unknown | Unknown | No |  |  | Unknown
13697 | 112 E TAYLOR ST, HOBBS NM |  | No | No | Unknown - Unlikely Lead | Don't Know |  |  |  | No | Other |  | Will Inspect meter box at a later date | Unknown - Unlikely Lead |  |  |  | No | Other |  | Will Inspect meter box at a later date | Unknown | Don't Know | Don't Know |  | Building | Unknown | Unknown | No |  |  | Unknown
14444 | 224 E YUCCA ST, HOBBS NM |  | No | No | Unknown - Unlikely Lead | Don't Know |  |  |  | No | Other |  | Will Inspect meter box at a later date | Unknown - Unlikely Lead |  |  |  | No | Other |  | Will Inspect meter box at a later date | Unknown | Don't Know | Don't Know |  | Building | Unknown | Unknown | No |  |  | Unknown
4750 | 509 W DUNNAM ST, HOBBS NM |  | No | No | Unknown - Unlikely Lead | Don't Know |  |  |  | No | Other |  | Will Inspect meter box at a later date | Unknown - Unlikely Lead |  |  |  | No | Other |  | Will Inspect meter box at a later date | Unknown | Don't Know | Don't Know |  | Building | Unknown | Unknown | No |  |  | Unknown
4012 | 2400 CATTLE CALL DR, HOBBS NM |  | No | No | Unknown - Unlikely Lead | Don't Know |  |  |  | No | Other |  | Will Inspect meter box at a later date | Unknown - Unlikely Lead |  |  |  | No | Other |  | Will Inspect meter box at a later date | Unknown | Don't Know | Don't Know |  | Building | Unknown | Unknown | No |  |  | Unknown
2867 | 420 W CLEARFORK DR, HOBBS NM |  | No | No | Unknown - Unlikely Lead | Don't Know |  |  |  | No | Other |  | Will Inspect meter box at a later date | Unknown - Unlikely Lead |  |  |  | No | Other |  | Will Inspect meter box at a later date | Unknown | Don't Know | Don't Know |  | Building | Unknown | Unknown | No |  |  | Unknown
442 | 116 W ALTO DR, HOBBS NM |  | No | No | Unknown - Unlikely Lead | Don't Know |  |  |  | No | Other |  | Will Inspect meter box at a later date | Unknown - Unlikely Lead |  |  |  | No | Other |  | Will Inspect meter box at a later date | Unknown | Don't Know | Don't Know |  | Building | Unknown | Unknown | No |  |  | Unknown
3584 | 806 N COLEMAN ST, HOBBS NM |  | No | No | Unknown - Unlikely Lead | Don't Know |  |  |  | No | Other |  | Will Inspect meter box at a later date | Unknown - Unlikely Lead |  |  |  | No | Other |  | Will Inspect meter box at a later date | Unknown | Don't Know | Don't Know |  | Building | Unknown | Unknown | No |  |  | Unknown
14361 | 207 W YESO DR, HOBBS NM |  | No | No | Unknown - Unlikely Lead | Don't Know |  |  |  | No | Other |  | Will Inspect meter box at a later date | Unknown - Unlikely Lead |  |  |  | No | Other |  | Will Inspect meter box at a later date | Unknown | Don't Know | Don't Know |  | Building | Unknown | Unknown | No |  |  | Unknown
3474 | 412 N CECIL ST, HOBBS NM |  | No | No | Unknown - Unlikely Lead | Don't Know |  |  |  | No | Other |  | Will Inspect meter box at a later date | Unknown - Unlikely Lead |  |  |  | No | Other |  | Will Inspect meter box at a later date | Unknown | Don't Know | Don't Know |  | Building | Unknown | Unknown | No |  |  | Unknown
1975 | 3010 N BENSING RD BLDG B, HOBBS NM |  | No | No | Unknown - Unlikely Lead | Don't Know |  |  |  | No | Other |  | Will Inspect meter box at a later date | Unknown - Unlikely Lead |  |  |  | No | Other |  | Will Inspect meter box at a later date | Unknown | Don't Know | Don't Know |  | Building | Unknown | Unknown | No |  |  | Unknown
1650 | 1322 N BRECKON DR, HOBBS NM |  | No | No | Unknown - Unlikely Lead | Don't Know |  |  |  | No | Other |  | Will Inspect meter box at a later date | Unknown - Unlikely Lead |  |  |  | No | Other |  | Will Inspect meter box at a later date | Unknown | Don't Know | Don't Know |  | Building | Unknown | Unknown | No |  |  | Unknown
14365 | 103 W YESO DR, HOBBS NM |  | No | No | Unknown - Unlikely Lead | Don't Know |  |  |  | No | Other |  | Will Inspect meter box at a later date | Unknown - Unlikely Lead |  |  |  | No | Other |  | Will Inspect meter box at a later date | Unknown | Don't Know | Don't Know |  | Building | Unknown | Unknown | No |  |  | Unknown
14231 | 302 E YESO DR, HOBBS NM |  | No | No | Unknown - Unlikely Lead | Don't Know |  |  |  | No | Other |  | Will Inspect meter box at a later date | Unknown - Unlikely Lead |  |  |  | No | Other |  | Will Inspect meter box at a later date | Unknown | Don't Know | Don't Know |  | Building | Unknown | Unknown | No |  |  | Unknown
2140 | 610 W CLINTON ST, HOBBS NM |  | No | No | Unknown - Unlikely Lead | Don't Know |  |  |  | No | Other |  | Will Inspect meter box at a later date | Unknown - Unlikely Lead |  |  |  | No | Other |  | Will Inspect meter box at a later date | Unknown | Don't Know | Don't Know |  | Building | Unknown | Unknown | No |  |  | Unknown
14459 | 124 E YUCCA ST, HOBBS NM |  | No | No | Unknown - Unlikely Lead | Don't Know |  |  |  | No | Other |  | Will Inspect meter box at a later date | Unknown - Unlikely Lead |  |  |  | No | Other |  | Will Inspect meter box at a later date | Unknown | Don't Know | Don't Know |  | Building | Unknown | Unknown | No |  |  | Unknown
374 | 1216 E ALSTON ST, HOBBS NM |  | No | No | Unknown - Unlikely Lead | Don't Know |  |  |  | No | Other |  | Will Inspect meter box at a later date | Unknown - Unlikely Lead |  |  |  | No | Other |  | Will Inspect meter box at a later date | Unknown | Don't Know | Don't Know |  | Building | Unknown | Unknown | No |  |  | Unknown
2240 | 1811 S COCHRAN ST, HOBBS NM |  | No | No | Unknown - Unlikely Lead | Don't Know |  |  |  | No | Other |  | Will Inspect meter box at a later date | Unknown - Unlikely Lead |  |  |  | No | Other |  | Will Inspect meter box at a later date | Unknown | Don't Know | Don't Know |  | Building | Unknown | Unknown | No |  |  | Unknown
3284 | 813 W COCHITI AVE, HOBBS NM |  | No | No | Unknown - Unlikely Lead | Don't Know |  |  |  | No | Other |  | Will Inspect meter box at a later date | Unknown - Unlikely Lead |  |  |  | No | Other |  | Will Inspect meter box at a later date | Unknown | Don't Know | Don't Know |  | Building | Unknown | Unknown | No |  |  | Unknown
3827 | 3606 CORDOBA LN, HOBBS NM |  | No | No | Unknown - Unlikely Lead | Don't Know |  |  |  | No | Other |  | Will Inspect meter box at a later date | Unknown - Unlikely Lead |  |  |  | No | Other |  | Will Inspect meter box at a later date | Unknown | Don't Know | Don't Know |  | Building | Unknown | Unknown | No |  |  | Unknown
3456 | 310 N CECIL ST, HOBBS NM |  | No | No | Unknown - Unlikely Lead | Don't Know |  |  |  | No | Other |  | Will Inspect meter box at a later date | Unknown - Unlikely Lead |  |  |  | No | Other |  | Will Inspect meter box at a later date | Unknown | Don't Know | Don't Know |  | Building | Unknown | Unknown | No |  |  | Unknown
4305 | 3320 N DAL PASO ST #17, HOBBS NM |  | No | No | Non-Lead - Plastic | No | 1986 | 3/4 | Field inspection only with no records | Yes | Visual inspection at the meter pit | 05/26/2024 00:00:00 |  | Non-Lead - Plastic |  | 3/4 | Installation date after lead ban | Yes | Visual inspection at the meter pit | 05/26/2024 00:00:00 |  | Non-Lead | No | No |  | Single Family Residence |  | No | No |  |  | Non-Lead
3394 | 1514 W CAPROCK ST, HOBBS NM |  | No | No | Unknown - Unlikely Lead | Don't Know |  |  |  | No | Other |  | Will Inspect meter box at a later date | Unknown - Unlikely Lead |  |  |  | No | Other |  | Will Inspect meter box at a later date | Unknown | Don't Know | Don't Know |  | Building | Unknown | Unknown | No |  |  | Unknown
230 | 1727 E ALBERTSON DR, HOBBS NM |  | No | No | Unknown - Unlikely Lead | Don't Know |  |  |  | No | Other |  | Will Inspect meter box at a later date | Unknown - Unlikely Lead |  |  |  | No | Other |  | Will Inspect meter box at a later date | Unknown | Don't Know | Don't Know |  | Building | Unknown | Unknown | No |  |  | Unknown
4513 | 212 S DAL PASO ST, HOBBS NM |  | No | No | Unknown - Unlikely Lead | Don't Know |  |  |  | No | Other |  | Will Inspect meter box at a later date | Unknown - Unlikely Lead |  |  |  | No | Other |  | Will Inspect meter box at a later date | Unknown | Don't Know | Don't Know |  | Building | Unknown | Unknown | No |  |  | Unknown
1971 | 301 N BOND ST, HOBBS NM |  | No | No | Unknown - Unlikely Lead | Don't Know |  |  |  | No | Other |  | Will Inspect meter box at a later date | Unknown - Unlikely Lead |  |  |  | No | Other |  | Will Inspect meter box at a later date | Unknown | Don't Know | Don't Know |  | Building | Unknown | Unknown | No |  |  | Unknown
158 | 3321 N ACOMA DR, HOBBS NM |  | No | No | Unknown - Unlikely Lead | Don't Know |  |  |  | No | Other |  | Will Inspect meter box at a later date | Unknown - Unlikely Lead |  |  |  | No | Other |  | Will Inspect meter box at a later date | Unknown | Don't Know | Don't Know |  | Building | Unknown | Unknown | No |  |  | Unknown
3476 | 408 N CECIL ST, HOBBS NM |  | No | No | Unknown - Unlikely Lead | Don't Know |  |  |  | No | Other |  | Will Inspect meter box at a later date | Unknown - Unlikely Lead |  |  |  | No | Other |  | Will Inspect meter box at a later date | Unknown | Don't Know | Don't Know |  | Building | Unknown | Unknown | No |  |  | Unknown
13702 | 1206 W TAYLOR ST, HOBBS NM |  | No | No | Unknown - Unlikely Lead | Don't Know |  |  |  | No | Other |  | Will Inspect meter box at a later date | Unknown - Unlikely Lead |  |  |  | No | Other |  | Will Inspect meter box at a later date | Unknown | Don't Know | Don't Know |  | Building | Unknown | Unknown | No |  |  | Unknown
3365 | 1000 W CAPROCK ST, HOBBS NM |  | No | No | Unknown - Unlikely Lead | Don't Know |  |  |  | No | Other |  | Will Inspect meter box at a later date | Unknown - Unlikely Lead |  |  |  | No | Other |  | Will Inspect meter box at a later date | Unknown | Don't Know | Don't Know |  | Building | Unknown | Unknown | No |  |  | Unknown
2965 | 3901 N CENTRAL M 301, HOBBS NM |  | No | No | Non-Lead - Plastic | No | 2009 | 3/4 | Field inspection only with no records | Yes | Visual inspection at the meter pit | 05/26/2024 00:00:00 |  | Non-Lead - Plastic | 2009 | 3/4 | Installation date after lead ban | Yes | Visual inspection at the meter pit | 05/26/2024 00:00:00 |  | Non-Lead | No | No |  | Single Family Residence |  | No | No |  |  | Non-Lead
3077 | 3901 N CENTRAL M 102, HOBBS NM |  | No | No | Non-Lead - Plastic | No | 2009 | 3/4 | Field inspection only with no records | Yes | Visual inspection at the meter pit | 05/26/2024 00:00:00 |  | Non-Lead - Plastic | 2009 | 3/4 | Installation date after lead ban | Yes | Visual inspection at the meter pit | 05/26/2024 00:00:00 |  | Non-Lead | No | No |  | Single Family Residence |  | No | No |  |  | Non-Lead
1565 | 323 W BLANCO DR, HOBBS NM |  | No | No | Unknown - Unlikely Lead | Don't Know |  |  |  | No | Other |  | Will Inspect meter box at a later date | Unknown - Unlikely Lead |  |  |  | No | Other |  | Will Inspect meter box at a later date | Unknown | Don't Know | Don't Know |  | Building | Unknown | Unknown | No |  |  | Unknown
2363 | 1237 S COCHRAN ST, HOBBS NM |  | No | No | Unknown - Unlikely Lead | Don't Know |  |  |  | No | Other |  | Will Inspect meter box at a later date | Unknown - Unlikely Lead |  |  |  | No | Other |  | Will Inspect meter box at a later date | Unknown | Don't Know | Don't Know |  | Building | Unknown | Unknown | No |  |  | Unknown
3926 | 1518-A W CALLE SUR ST, HOBBS NM |  | No | No | Unknown - Unlikely Lead | Don't Know |  |  |  | No | Other |  | Will Inspect meter box at a later date | Unknown - Unlikely Lead |  |  |  | No | Other |  | Will Inspect meter box at a later date | Unknown | Don't Know | Don't Know |  | Building | Unknown | Unknown | No |  |  | Unknown
1526 | 1822 N BRAZOS AVE, HOBBS NM |  | No | No | Unknown - Unlikely Lead | Don't Know |  |  |  | No | Other |  | Will Inspect meter box at a later date | Unknown - Unlikely Lead |  |  |  | No | Other |  | Will Inspect meter box at a later date | Unknown | Don't Know | Don't Know |  | Building | Unknown | Unknown | No |  |  | Unknown
4700 | 1618 E DUNNAM ST, HOBBS NM |  | No | No | Unknown - Unlikely Lead | Don't Know |  |  |  | No | Other |  | Will Inspect meter box at a later date | Unknown - Unlikely Lead |  |  |  | No | Other |  | Will Inspect meter box at a later date | Unknown | Don't Know | Don't Know |  | Building | Unknown | Unknown | No |  |  | Unknown
3458 | 113 N CECIL ST, HOBBS NM |  | No | No | Unknown - Unlikely Lead | Don't Know |  |  |  | No | Other |  | Will Inspect meter box at a later date | Unknown - Unlikely Lead |  |  |  | No | Other |  | Will Inspect meter box at a later date | Unknown | Don't Know | Don't Know |  | Building | Unknown | Unknown | No |  |  | Unknown
14136 | 114 N WILLOW ST, HOBBS NM |  | No | No | Unknown - Unlikely Lead | Don't Know |  |  |  | No | Other |  | Will Inspect meter box at a later date | Unknown - Unlikely Lead |  |  |  | No | Other |  | Will Inspect meter box at a later date | Unknown | Don't Know | Don't Know |  | Building | Unknown | Unknown | No |  |  | Unknown
14005 | 410 W WHITE ST, HOBBS NM |  | No | No | Unknown - Unlikely Lead | Don't Know |  |  |  | No | Other |  | Will Inspect meter box at a later date | Unknown - Unlikely Lead |  |  |  | No | Other |  | Will Inspect meter box at a later date | Unknown | Don't Know | Don't Know |  | Building | Unknown | Unknown | No |  |  | Unknown
2388 | 1805 S COCHRAN ST, HOBBS NM |  | No | No | Unknown - Unlikely Lead | Don't Know |  |  |  | No | Other |  | Will Inspect meter box at a later date | Unknown - Unlikely Lead |  |  |  | No | Other |  | Will Inspect meter box at a later date | Unknown | Don't Know | Don't Know |  | Building | Unknown | Unknown | No |  |  | Unknown
1888 | 700 E BROADWAY ST, HOBBS NM |  | No | No | Unknown - Unlikely Lead | Don't Know |  |  |  | No | Other |  | Will Inspect meter box at a later date | Unknown - Unlikely Lead |  |  |  | No | Other |  | Will Inspect meter box at a later date | Unknown | Don't Know | Don't Know |  | Building | Unknown | Unknown | No |  |  | Unknown
3768 | 3710 COLLEGE LN, HOBBS NM |  | No | No | Unknown - Unlikely Lead | Don't Know |  |  |  | No | Other |  | Will Inspect meter box at a later date | Unknown - Unlikely Lead |  |  |  | No | Other |  | Will Inspect meter box at a later date | Unknown | Don't Know | Don't Know |  | Building | Unknown | Unknown | No |  |  | Unknown
14262 | 900 E YESO DR #4, HOBBS NM |  | No | No | Unknown - Unlikely Lead | Don't Know |  |  |  | No | Other |  | Will Inspect meter box at a later date | Unknown - Unlikely Lead |  |  |  | No | Other |  | Will Inspect meter box at a later date | Unknown | Don't Know | Don't Know |  | Building | Unknown | Unknown | No |  |  | Unknown
4218 | 1901 COMMERCE DR, HOBBS NM |  | No | No | Unknown - Unlikely Lead | Don't Know |  |  |  | No | Other |  | Will Inspect meter box at a later date | Unknown - Unlikely Lead |  |  |  | No | Other |  | Will Inspect meter box at a later date | Unknown | Don't Know | Don't Know |  | Building | Unknown | Unknown | No |  |  | Unknown
2099 | 400 W CLINTON ST, HOBBS NM |  | No | No | Unknown - Unlikely Lead | Don't Know |  |  |  | No | Other |  | Will Inspect meter box at a later date | Unknown - Unlikely Lead |  |  |  | No | Other |  | Will Inspect meter box at a later date | Unknown | Don't Know | Don't Know |  | Building | Unknown | Unknown | No |  |  | Unknown
1696 | 1802 N BRECKON DR, HOBBS NM |  | No | No | Unknown - Unlikely Lead | Don't Know |  |  |  | No | Other |  | Will Inspect meter box at a later date | Unknown - Unlikely Lead |  |  |  | No | Other |  | Will Inspect meter box at a later date | Unknown | Don't Know | Don't Know |  | Building | Unknown | Unknown | No |  |  | Unknown
3473 | 502 N CECIL ST, HOBBS NM |  | No | No | Unknown - Unlikely Lead | Don't Know |  |  |  | No | Other |  | Will Inspect meter box at a later date | Unknown - Unlikely Lead |  |  |  | No | Other |  | Will Inspect meter box at a later date | Unknown | Don't Know | Don't Know |  | Building | Unknown | Unknown | No |  |  | Unknown
3412 | 1612 W CHICO DR, HOBBS NM |  | No | No | Unknown - Unlikely Lead | Don't Know |  |  |  | No | Other |  | Will Inspect meter box at a later date | Unknown - Unlikely Lead |  |  |  | No | Other |  | Will Inspect meter box at a later date | Unknown | Don't Know | Don't Know |  | Building | Unknown | Unknown | No |  |  | Unknown
14508 | 524 E ZIA DR, HOBBS NM |  | No | No | Unknown - Unlikely Lead | Don't Know |  |  |  | No | Other |  | Will Inspect meter box at a later date | Unknown - Unlikely Lead |  |  |  | No | Other |  | Will Inspect meter box at a later date | Unknown | Don't Know | Don't Know |  | Building | Unknown | Unknown | No |  |  | Unknown
4208 | 5031 N CARRIAGE RD, HOBBS NM |  | No | No | Unknown - Unlikely Lead | Don't Know |  |  |  | No | Other |  | Will Inspect meter box at a later date | Unknown - Unlikely Lead |  |  |  | No | Other |  | Will Inspect meter box at a later date | Unknown | Don't Know | Don't Know |  | Building | Unknown | Unknown | No |  |  | Unknown
13906 | 227 W VEGA DR, HOBBS NM |  | No | No | Unknown - Unlikely Lead | Don't Know |  |  |  | No | Other |  | Will Inspect meter box at a later date | Unknown - Unlikely Lead |  |  |  | No | Other |  | Will Inspect meter box at a later date | Unknown | Don't Know | Don't Know |  | Building | Unknown | Unknown | No |  |  | Unknown
4024 | 1800 CATTLE CALL DR, HOBBS NM |  | No | No | Unknown - Unlikely Lead | Don't Know |  |  |  | No | Other |  | Will Inspect meter box at a later date | Unknown - Unlikely Lead |  |  |  | No | Other |  | Will Inspect meter box at a later date | Unknown | Don't Know | Don't Know |  | Building | Unknown | Unknown | No |  |  | Unknown
2665 | 725 W CIELO DR, HOBBS NM |  | No | No | Unknown - Unlikely Lead | Don't Know |  |  |  | No | Other |  | Will Inspect meter box at a later date | Unknown - Unlikely Lead |  |  |  | No | Other |  | Will Inspect meter box at a later date | Unknown | Don't Know | Don't Know |  | Building | Unknown | Unknown | No |  |  | Unknown
439 | 223 W ALTO DR, HOBBS NM |  | No | No | Unknown - Unlikely Lead | Don't Know |  |  |  | No | Other |  | Will Inspect meter box at a later date | Unknown - Unlikely Lead |  |  |  | No | Other |  | Will Inspect meter box at a later date | Unknown | Don't Know | Don't Know |  | Building | Unknown | Unknown | No |  |  | Unknown
13986 | 1104 E WHITE ST, HOBBS NM |  | No | No | Unknown - Unlikely Lead | Don't Know |  |  |  | No | Other |  | Will Inspect meter box at a later date | Unknown - Unlikely Lead |  |  |  | No | Other |  | Will Inspect meter box at a later date | Unknown | Don't Know | Don't Know |  | Building | Unknown | Unknown | No |  |  | Unknown
3621 | 309 N COLEMAN ST, HOBBS NM |  | No | No | Unknown - Unlikely Lead | Don't Know |  |  |  | No | Other |  | Will Inspect meter box at a later date | Unknown - Unlikely Lead |  |  |  | No | Other |  | Will Inspect meter box at a later date | Unknown | Don't Know | Don't Know |  | Building | Unknown | Unknown | No |  |  | Unknown
1472 | 1712 N BRAZOS AVE, HOBBS NM |  | No | No | Unknown - Unlikely Lead | Don't Know |  |  |  | No | Other |  | Will Inspect meter box at a later date | Unknown - Unlikely Lead |  |  |  | No | Other |  | Will Inspect meter box at a later date | Unknown | Don't Know | Don't Know |  | Building | Unknown | Unknown | No |  |  | Unknown
2412 | 310 S CHILDERS DR, HOBBS NM |  | No | No | Unknown - Unlikely Lead | Don't Know |  |  |  | No | Other |  | Will Inspect meter box at a later date | Unknown - Unlikely Lead |  |  |  | No | Other |  | Will Inspect meter box at a later date | Unknown | Don't Know | Don't Know |  | Building | Unknown | Unknown | No |  |  | Unknown
4591 | 715 S DALMONT ST, HOBBS NM |  | No | No | Unknown - Unlikely Lead | Don't Know |  |  |  | No | Other |  | Will Inspect meter box at a later date | Unknown - Unlikely Lead |  |  |  | No | Other |  | Will Inspect meter box at a later date | Unknown | Don't Know | Don't Know |  | Building | Unknown | Unknown | No |  |  | Unknown
1677 | 1922 N BRECKON DR, HOBBS NM |  | No | No | Unknown - Unlikely Lead | Don't Know |  |  |  | No | Other |  | Will Inspect meter box at a later date | Unknown - Unlikely Lead |  |  |  | No | Other |  | Will Inspect meter box at a later date | Unknown | Don't Know | Don't Know |  | Building | Unknown | Unknown | No |  |  | Unknown
1647 | 1118 N BRECKON DR, HOBBS NM |  | No | No | Unknown - Unlikely Lead | Don't Know |  |  |  | No | Other |  | Will Inspect meter box at a later date | Unknown - Unlikely Lead |  |  |  | No | Other |  | Will Inspect meter box at a later date | Unknown | Don't Know | Don't Know |  | Building | Unknown | Unknown | No |  |  | Unknown
3554 | 1613 N COLEMAN ST, HOBBS NM |  | No | No | Unknown - Unlikely Lead | Don't Know |  |  |  | No | Other |  | Will Inspect meter box at a later date | Unknown - Unlikely Lead |  |  |  | No | Other |  | Will Inspect meter box at a later date | Unknown | Don't Know | Don't Know |  | Building | Unknown | Unknown | No |  |  | Unknown
2860 | 205 E CLEARFORK DR, HOBBS NM |  | No | No | Unknown - Unlikely Lead | Don't Know |  |  |  | No | Other |  | Will Inspect meter box at a later date | Unknown - Unlikely Lead |  |  |  | No | Other |  | Will Inspect meter box at a later date | Unknown | Don't Know | Don't Know |  | Building | Unknown | Unknown | No |  |  | Unknown
4019 | 2507 CATTLECALL DR, HOBBS NM |  | No | No | Unknown - Unlikely Lead | Don't Know |  |  |  | No | Other |  | Will Inspect meter box at a later date | Unknown - Unlikely Lead |  |  |  | No | Other |  | Will Inspect meter box at a later date | Unknown | Don't Know | Don't Know |  | Building | Unknown | Unknown | No |  |  | Unknown
1762 | 709 W BROADWAY ST, HOBBS NM |  | No | No | Unknown - Unlikely Lead | Don't Know |  |  |  | No | Other |  | Will Inspect meter box at a later date | Unknown - Unlikely Lead |  |  |  | No | Other |  | Will Inspect meter box at a later date | Unknown | Don't Know | Don't Know |  | Building | Unknown | Unknown | No |  |  | Unknown
2770 | 420 W COPPER AVE, HOBBS NM |  | No | No | Unknown - Unlikely Lead | Don't Know |  |  |  | No | Other |  | Will Inspect meter box at a later date | Unknown - Unlikely Lead |  |  |  | No | Other |  | Will Inspect meter box at a later date | Unknown | Don't Know | Don't Know |  | Building | Unknown | Unknown | No |  |  | Unknown
2120 | 504 W CLINTON ST, HOBBS NM |  | No | No | Unknown - Unlikely Lead | Don't Know |  |  |  | No | Other |  | Will Inspect meter box at a later date | Unknown - Unlikely Lead |  |  |  | No | Other |  | Will Inspect meter box at a later date | Unknown | Don't Know | Don't Know |  | Building | Unknown | Unknown | No |  |  | Unknown
2987 | 3901 N CENTRAL L 103, HOBBS NM |  | No | No | Non-Lead - Plastic | No | 2009 | 3/4 | Field inspection only with no records | Yes | Visual inspection at the meter pit | 05/26/2024 00:00:00 |  | Non-Lead - Plastic | 2009 | 3/4 | Installation date after lead ban | Yes | Visual inspection at the meter pit | 05/26/2024 00:00:00 |  | Non-Lead | No | No |  | Single Family Residence |  | No | No |  |  | Non-Lead
1468 | 1635 N BRAZOS AVE, HOBBS NM |  | No | No | Unknown - Unlikely Lead | Don't Know |  |  |  | No | Other |  | Will Inspect meter box at a later date | Unknown - Unlikely Lead |  |  |  | No | Other |  | Will Inspect meter box at a later date | Unknown | Don't Know | Don't Know |  | Building | Unknown | Unknown | No |  |  | Unknown
1492 | 1828 N BRAZOS AVE, HOBBS NM |  | No | No | Unknown - Unlikely Lead | Don't Know |  |  |  | No | Other |  | Will Inspect meter box at a later date | Unknown - Unlikely Lead |  |  |  | No | Other |  | Will Inspect meter box at a later date | Unknown | Don't Know | Don't Know |  | Building | Unknown | Unknown | No |  |  | Unknown
2883 | 430 W CLEARFORK CIR, HOBBS NM |  | No | No | Unknown - Unlikely Lead | Don't Know |  |  |  | No | Other |  | Will Inspect meter box at a later date | Unknown - Unlikely Lead |  |  |  | No | Other |  | Will Inspect meter box at a later date | Unknown | Don't Know | Don't Know |  | Building | Unknown | Unknown | No |  |  | Unknown
14440 | 1218 E YUCCA ST, HOBBS NM |  | No | No | Unknown - Unlikely Lead | Don't Know |  |  |  | No | Other |  | Will Inspect meter box at a later date | Unknown - Unlikely Lead |  |  |  | No | Other |  | Will Inspect meter box at a later date | Unknown | Don't Know | Don't Know |  | Building | Unknown | Unknown | No |  |  | Unknown
1455 | 1420 N BRAZOS AVE, HOBBS NM |  | No | No | Unknown - Unlikely Lead | Don't Know |  |  |  | No | Other |  | Will Inspect meter box at a later date | Unknown - Unlikely Lead |  |  |  | No | Other |  | Will Inspect meter box at a later date | Unknown | Don't Know | Don't Know |  | Building | Unknown | Unknown | No |  |  | Unknown
3691 | 1730 N CHAMA DR, HOBBS NM |  | No | No | Unknown - Unlikely Lead | Don't Know |  |  |  | No | Other |  | Will Inspect meter box at a later date | Unknown - Unlikely Lead |  |  |  | No | Other |  | Will Inspect meter box at a later date | Unknown | Don't Know | Don't Know |  | Building | Unknown | Unknown | No |  |  | Unknown
281 | 614 E ALBERTSON CIR, HOBBS NM |  | No | No | Unknown - Unlikely Lead | Don't Know |  |  |  | No | Other |  | Will Inspect meter box at a later date | Unknown - Unlikely Lead |  |  |  | No | Other |  | Will Inspect meter box at a later date | Unknown | Don't Know | Don't Know |  | Building | Unknown | Unknown | No |  |  | Unknown
326 | 1325 E ALSTON, HOBBS NM |  | No | No | Unknown - Unlikely Lead | Don't Know |  |  |  | No | Other |  | Will Inspect meter box at a later date | Unknown - Unlikely Lead |  |  |  | No | Other |  | Will Inspect meter box at a later date | Unknown | Don't Know | Don't Know |  | Building | Unknown | Unknown | No |  |  | Unknown
2718 | 1241 W COPPER AVE, HOBBS NM |  | No | No | Unknown - Unlikely Lead | Don't Know |  |  |  | No | Other |  | Will Inspect meter box at a later date | Unknown - Unlikely Lead |  |  |  | No | Other |  | Will Inspect meter box at a later date | Unknown | Don't Know | Don't Know |  | Building | Unknown | Unknown | No |  |  | Unknown
14383 | 711 E YUCCA ST, HOBBS NM |  | No | No | Unknown - Unlikely Lead | Don't Know |  |  |  | No | Other |  | Will Inspect meter box at a later date | Unknown - Unlikely Lead |  |  |  | No | Other |  | Will Inspect meter box at a later date | Unknown | Don't Know | Don't Know |  | Building | Unknown | Unknown | No |  |  | Unknown
1458 | 1707 N BRAZOS AVE, HOBBS NM |  | No | No | Unknown - Unlikely Lead | Don't Know |  |  |  | No | Other |  | Will Inspect meter box at a later date | Unknown - Unlikely Lead |  |  |  | No | Other |  | Will Inspect meter box at a later date | Unknown | Don't Know | Don't Know |  | Building | Unknown | Unknown | No |  |  | Unknown
3721 | 1324 E CIMARRON RD, HOBBS NM |  | No | No | Unknown - Unlikely Lead | Don't Know |  |  |  | No | Other |  | Will Inspect meter box at a later date | Unknown - Unlikely Lead |  |  |  | No | Other |  | Will Inspect meter box at a later date | Unknown | Don't Know | Don't Know |  | Building | Unknown | Unknown | No |  |  | Unknown
420 | 510 E ALTO DR, HOBBS NM |  | No | No | Unknown - Unlikely Lead | Don't Know |  |  |  | No | Other |  | Will Inspect meter box at a later date | Unknown - Unlikely Lead |  |  |  | No | Other |  | Will Inspect meter box at a later date | Unknown | Don't Know | Don't Know |  | Building | Unknown | Unknown | No |  |  | Unknown
1991 | 500 E CORBETT ST, HOBBS NM |  | No | No | Unknown - Unlikely Lead | Don't Know |  |  |  | No | Other |  | Will Inspect meter box at a later date | Unknown - Unlikely Lead |  |  |  | No | Other |  | Will Inspect meter box at a later date | Unknown | Don't Know | Don't Know |  | Building | Unknown | Unknown | No |  |  | Unknown
14333 | 1021 E YESO DR 308A, HOBBS NM |  | No | No | Unknown - Unlikely Lead | Don't Know |  |  |  | No | Other |  | Will Inspect meter box at a later date | Unknown - Unlikely Lead |  |  |  | No | Other |  | Will Inspect meter box at a later date | Unknown | Don't Know | Don't Know |  | Building | Unknown | Unknown | No |  |  | Unknown
383 | 707 E ALSTON ST, HOBBS NM |  | No | No | Unknown - Unlikely Lead | Don't Know |  |  |  | No | Other |  | Will Inspect meter box at a later date | Unknown - Unlikely Lead |  |  |  | No | Other |  | Will Inspect meter box at a later date | Unknown | Don't Know | Don't Know |  | Building | Unknown | Unknown | No |  |  | Unknown
138 | 2209 N ACOMA DR, HOBBS NM |  | No | No | Unknown - Unlikely Lead | Don't Know |  |  |  | No | Other |  | Will Inspect meter box at a later date | Unknown - Unlikely Lead |  |  |  | No | Other |  | Will Inspect meter box at a later date | Unknown | Don't Know | Don't Know |  | Building | Unknown | Unknown | No |  |  | Unknown
4301 | 2024 N DAL PASO ST, HOBBS NM |  | No | No | Unknown - Unlikely Lead | Don't Know |  |  |  | No | Other |  | Will Inspect meter box at a later date | Unknown - Unlikely Lead |  |  |  | No | Other |  | Will Inspect meter box at a later date | Unknown | Don't Know | Don't Know |  | Building | Unknown | Unknown | No |  |  | Unknown
2003 | 605 E CORBETT ST, HOBBS NM |  | No | No | Unknown - Unlikely Lead | Don't Know |  |  |  | No | Other |  | Will Inspect meter box at a later date | Unknown - Unlikely Lead |  |  |  | No | Other |  | Will Inspect meter box at a later date | Unknown | Don't Know | Don't Know |  | Building | Unknown | Unknown | No |  |  | Unknown
3046 | 3901 N CENTRAL N 206, HOBBS NM |  | No | No | Non-Lead - Plastic | No | 2009 | 3/4 | Field inspection only with no records | Yes | Visual inspection at the meter pit | 05/26/2024 00:00:00 |  | Non-Lead - Plastic | 2009 | 3/4 | Installation date after lead ban | Yes | Visual inspection at the meter pit | 05/26/2024 00:00:00 |  | Non-Lead | No | No |  | Single Family Residence |  | No | No |  |  | Non-Lead
1802 | 1220 W BROADWAY ST, HOBBS NM |  | No | No | Unknown - Unlikely Lead | Don't Know |  |  |  | No | Other |  | Will Inspect meter box at a later date | Unknown - Unlikely Lead |  |  |  | No | Other |  | Will Inspect meter box at a later date | Unknown | Don't Know | Don't Know |  | Building | Unknown | Unknown | No |  |  | Unknown
3788 | 1420 W CAMINO DEL ARCO, HOBBS NM |  | No | No | Unknown - Unlikely Lead | Don't Know |  |  |  | No | Other |  | Will Inspect meter box at a later date | Unknown - Unlikely Lead |  |  |  | No | Other |  | Will Inspect meter box at a later date | Unknown | Don't Know | Don't Know |  | Building | Unknown | Unknown | No |  |  | Unknown
401 | 500 E ALTO DR, HOBBS NM |  | No | No | Unknown - Unlikely Lead | Don't Know |  |  |  | No | Other |  | Will Inspect meter box at a later date | Unknown - Unlikely Lead |  |  |  | No | Other |  | Will Inspect meter box at a later date | Unknown | Don't Know | Don't Know |  | Building | Unknown | Unknown | No |  |  | Unknown
4198 | 5008 N CARRIAGE RD, HOBBS NM |  | No | No | Unknown - Unlikely Lead | Don't Know |  |  |  | No | Other |  | Will Inspect meter box at a later date | Unknown - Unlikely Lead |  |  |  | No | Other |  | Will Inspect meter box at a later date | Unknown | Don't Know | Don't Know |  | Building | Unknown | Unknown | No |  |  | Unknown
2682 | 401 W CIELO DR, HOBBS NM |  | No | No | Unknown - Unlikely Lead | Don't Know |  |  |  | No | Other |  | Will Inspect meter box at a later date | Unknown - Unlikely Lead |  |  |  | No | Other |  | Will Inspect meter box at a later date | Unknown | Don't Know | Don't Know |  | Building | Unknown | Unknown | No |  |  | Unknown
4570 | 5306 W DARK HORSE RD, HOBBS NM |  | No | No | Non-Lead - Plastic | No | 2015 | 3/4 | Field inspection only with no records | Yes | Visual inspection at the meter pit | 05/26/2024 00:00:00 |  | Non-Lead - Plastic | 2015 | 3/4 | Installation date after lead ban | Yes | Visual inspection at the meter pit | 05/26/2024 00:00:00 |  | Non-Lead | No | No |  | Single Family Residence |  | No | No |  |  | Non-Lead
4044 | 1400 CHUCKWAGON DR, HOBBS NM |  | No | No | Unknown - Unlikely Lead | Don't Know |  |  |  | No | Other |  | Will Inspect meter box at a later date | Unknown - Unlikely Lead |  |  |  | No | Other |  | Will Inspect meter box at a later date | Unknown | Don't Know | Don't Know |  | Building | Unknown | Unknown | No |  |  | Unknown
4748 | 506 W DUNNAM ST, HOBBS NM |  | No | No | Unknown - Unlikely Lead | Don't Know |  |  |  | No | Other |  | Will Inspect meter box at a later date | Unknown - Unlikely Lead |  |  |  | No | Other |  | Will Inspect meter box at a later date | Unknown | Don't Know | Don't Know |  | Building | Unknown | Unknown | No |  |  | Unknown
4395 | 2601 N DAL PASO SUITE 101A, HOBBS NM |  | No | No | Unknown - Unlikely Lead | Don't Know |  |  |  | No | Other |  | Will Inspect meter box at a later date | Unknown - Unlikely Lead |  |  |  | No | Other |  | Will Inspect meter box at a later date | Unknown | Don't Know | Don't Know |  | Building | Unknown | Unknown | No |  |  | Unknown
1851 | 223 E BROADWAY ST, HOBBS NM |  | No | No | Unknown - Unlikely Lead | Don't Know |  |  |  | No | Other |  | Will Inspect meter box at a later date | Unknown - Unlikely Lead |  |  |  | No | Other |  | Will Inspect meter box at a later date | Unknown | Don't Know | Don't Know |  | Building | Unknown | Unknown | No |  |  | Unknown
3902 | 4002 N CALLE GRANDE, HOBBS NM |  | No | No | Unknown - Unlikely Lead | Don't Know |  |  |  | No | Other |  | Will Inspect meter box at a later date | Unknown - Unlikely Lead |  |  |  | No | Other |  | Will Inspect meter box at a later date | Unknown | Don't Know | Don't Know |  | Building | Unknown | Unknown | No |  |  | Unknown
1703 | 1726 N BRECKON DR, HOBBS NM |  | No | No | Unknown - Unlikely Lead | Don't Know |  |  |  | No | Other |  | Will Inspect meter box at a later date | Unknown - Unlikely Lead |  |  |  | No | Other |  | Will Inspect meter box at a later date | Unknown | Don't Know | Don't Know |  | Building | Unknown | Unknown | No |  |  | Unknown
2982 | 3901 N CENTRAL C 201, HOBBS NM |  | No | No | Non-Lead - Plastic | No | 2009 | 3/4 | Field inspection only with no records | Yes | Visual inspection at the meter pit | 05/26/2024 00:00:00 |  | Non-Lead - Plastic | 2009 | 3/4 | Installation date after lead ban | Yes | Visual inspection at the meter pit | 05/26/2024 00:00:00 |  | Non-Lead | No | No |  | Single Family Residence |  | No | No |  |  | Non-Lead
3763 | 3821 W COLLEGE LN, HOBBS NM |  | No | No | Non-Lead - Plastic | Don't Know |  | 1 | Field inspection only with no records | Yes | Visual inspection at the meter pit | 07/23/2024 00:00:00 |  | Non-Lead - Plastic |  | 1 | Field inspection only with no records | Yes | Visual inspection at the meter pit | 07/23/2024 00:00:00 |  | Non-Lead | No | Don't Know |  | Building |  | No | No |  |  | Non-Lead
3856 | 3525 CAMINO REAL, HOBBS NM |  | No | No | Unknown - Unlikely Lead | Don't Know |  |  |  | No | Other |  | Will Inspect meter box at a later date | Unknown - Unlikely Lead |  |  |  | No | Other |  | Will Inspect meter box at a later date | Unknown | Don't Know | Don't Know |  | Building | Unknown | Unknown | No |  |  | Unknown
1643 | 1129 N BRECKON DR, HOBBS NM |  | No | No | Unknown - Unlikely Lead | Don't Know |  |  |  | No | Other |  | Will Inspect meter box at a later date | Unknown - Unlikely Lead |  |  |  | No | Other |  | Will Inspect meter box at a later date | Unknown | Don't Know | Don't Know |  | Building | Unknown | Unknown | No |  |  | Unknown
3873 | 4020 N CALLE GRANDE, HOBBS NM |  | No | No | Unknown - Unlikely Lead | Don't Know |  |  |  | No | Other |  | Will Inspect meter box at a later date | Unknown - Unlikely Lead |  |  |  | No | Other |  | Will Inspect meter box at a later date | Unknown | Don't Know | Don't Know |  | Building | Unknown | Unknown | No |  |  | Unknown
2288 | 406 N COCHRAN ST, HOBBS NM |  | No | No | Unknown - Unlikely Lead | Don't Know |  |  |  | No | Other |  | Will Inspect meter box at a later date | Unknown - Unlikely Lead |  |  |  | No | Other |  | Will Inspect meter box at a later date | Unknown | Don't Know | Don't Know |  | Building | Unknown | Unknown | No |  |  | Unknown
2182 | 304 W CASTLE AVE, HOBBS NM |  | No | No | Unknown - Unlikely Lead | Don't Know |  |  |  | No | Other |  | Will Inspect meter box at a later date | Unknown - Unlikely Lead |  |  |  | No | Other |  | Will Inspect meter box at a later date | Unknown | Don't Know | Don't Know |  | Building | Unknown | Unknown | No |  |  | Unknown
3445 | 200 N CECIL ST, HOBBS NM |  | No | No | Unknown - Unlikely Lead | Don't Know |  |  |  | No | Other |  | Will Inspect meter box at a later date | Unknown - Unlikely Lead |  |  |  | No | Other |  | Will Inspect meter box at a later date | Unknown | Don't Know | Don't Know |  | Building | Unknown | Unknown | No |  |  | Unknown
2223 | 1201 S COCHRAN ST, HOBBS NM |  | No | No | Unknown - Unlikely Lead | Don't Know |  |  |  | No | Other |  | Will Inspect meter box at a later date | Unknown - Unlikely Lead |  |  |  | No | Other |  | Will Inspect meter box at a later date | Unknown | Don't Know | Don't Know |  | Building | Unknown | Unknown | No |  |  | Unknown
14219 | 113 E YESO DR, HOBBS NM |  | No | No | Unknown - Unlikely Lead | Don't Know |  |  |  | No | Other |  | Will Inspect meter box at a later date | Unknown - Unlikely Lead |  |  |  | No | Other |  | Will Inspect meter box at a later date | Unknown | Don't Know | Don't Know |  | Building | Unknown | Unknown | No |  |  | Unknown
14483 | 1219 ZUNI ST, HOBBS NM |  | No | No | Unknown - Unlikely Lead | Don't Know |  |  |  | No | Other |  | Will Inspect meter box at a later date | Unknown - Unlikely Lead |  |  |  | No | Other |  | Will Inspect meter box at a later date | Unknown | Don't Know | Don't Know |  | Building | Unknown | Unknown | No |  |  | Unknown
193 | 502 E ALBERTSON CIR, HOBBS NM |  | No | No | Unknown - Unlikely Lead | Don't Know |  |  |  | No | Other |  | Will Inspect meter box at a later date | Unknown - Unlikely Lead |  |  |  | No | Other |  | Will Inspect meter box at a later date | Unknown | Don't Know | Don't Know |  | Building | Unknown | Unknown | No |  |  | Unknown
4567 | 5311 W DARK HORSE RD, HOBBS NM |  | No | No | Non-Lead - Plastic | No | 2015 | 3/4 | Field inspection only with no records | Yes | Visual inspection at the meter pit | 05/26/2024 00:00:00 |  | Non-Lead - Plastic | 2015 | 3/4 | Installation date after lead ban | Yes | Visual inspection at the meter pit | 05/26/2024 00:00:00 |  | Non-Lead | No | No |  | Single Family Residence |  | No | No |  |  | Non-Lead
2947 | 3901 N CENTRAL D 207, HOBBS NM |  | No | No | Non-Lead - Plastic | No | 2009 | 3/4 | Field inspection only with no records | Yes | Visual inspection at the meter pit | 05/26/2024 00:00:00 |  | Non-Lead - Plastic | 2009 | 3/4 | Installation date after lead ban | Yes | Visual inspection at the meter pit | 05/26/2024 00:00:00 |  | Non-Lead | No | No |  | Single Family Residence |  | No | No |  |  | Non-Lead
2296 | 1201 N COCHRAN ST, HOBBS NM |  | No | No | Unknown - Unlikely Lead | Don't Know |  |  |  | No | Other |  | Will Inspect meter box at a later date | Unknown - Unlikely Lead |  |  |  | No | Other |  | Will Inspect meter box at a later date | Unknown | Don't Know | Don't Know |  | Building | Unknown | Unknown | No |  |  | Unknown
408 | 308 E ALTO DR, HOBBS NM |  | No | No | Unknown - Unlikely Lead | Don't Know |  |  |  | No | Other |  | Will Inspect meter box at a later date | Unknown - Unlikely Lead |  |  |  | No | Other |  | Will Inspect meter box at a later date | Unknown | Don't Know | Don't Know |  | Building | Unknown | Unknown | No |  |  | Unknown
1895 | 1203 E BROADWAY ST, HOBBS NM |  | No | No | Unknown - Unlikely Lead | Don't Know |  |  |  | No | Other |  | Will Inspect meter box at a later date | Unknown - Unlikely Lead |  |  |  | No | Other |  | Will Inspect meter box at a later date | Unknown | Don't Know | Don't Know |  | Building | Unknown | Unknown | No |  |  | Unknown
1638 | 2214 N BRECKON DR, HOBBS NM |  | No | No | Unknown - Unlikely Lead | Don't Know |  |  |  | No | Other |  | Will Inspect meter box at a later date | Unknown - Unlikely Lead |  |  |  | No | Other |  | Will Inspect meter box at a later date | Unknown | Don't Know | Don't Know |  | Building | Unknown | Unknown | No |  |  | Unknown
2046 | 604 E CLINTON ST, HOBBS NM |  | No | No | Unknown - Unlikely Lead | Don't Know |  |  |  | No | Other |  | Will Inspect meter box at a later date | Unknown - Unlikely Lead |  |  |  | No | Other |  | Will Inspect meter box at a later date | Unknown | Don't Know | Don't Know |  | Building | Unknown | Unknown | No |  |  | Unknown
14162 | 2619 N WEST COUNTY RD, HOBBS NM |  | No | No | Unknown - Unlikely Lead | Don't Know |  |  |  | No | Other |  | Will Inspect meter box at a later date | Unknown - Unlikely Lead |  |  |  | No | Other |  | Will Inspect meter box at a later date | Unknown | Don't Know | Don't Know |  | Building | Unknown | Unknown | No |  |  | Unknown
1484 | 2332 N BRAZOS AVE, HOBBS NM |  | No | No | Unknown - Unlikely Lead | Don't Know |  |  |  | No | Other |  | Will Inspect meter box at a later date | Unknown - Unlikely Lead |  |  |  | No | Other |  | Will Inspect meter box at a later date | Unknown | Don't Know | Don't Know |  | Building | Unknown | Unknown | No |  |  | Unknown
2643 | 1700 N CIELO DR, HOBBS NM |  | No | No | Unknown - Unlikely Lead | Don't Know |  |  |  | No | Other |  | Will Inspect meter box at a later date | Unknown - Unlikely Lead |  |  |  | No | Other |  | Will Inspect meter box at a later date | Unknown | Don't Know | Don't Know |  | Building | Unknown | Unknown | No |  |  | Unknown
2236 | 1800 S COCHRAN ST, HOBBS NM |  | No | No | Unknown - Unlikely Lead | Don't Know |  |  |  | No | Other |  | Will Inspect meter box at a later date | Unknown - Unlikely Lead |  |  |  | No | Other |  | Will Inspect meter box at a later date | Unknown | Don't Know | Don't Know |  | Building | Unknown | Unknown | No |  |  | Unknown
4089 | 2906 N CLIFFWOOD CIRCLE, HOBBS NM |  | No | No | Non-Lead - Plastic | Don't Know | 2019 | 1 | Field inspection only with no records | Yes | Visual inspection at the meter pit | 08/19/2024 00:00:00 |  | Non-Lead - Plastic | 2019 | 1 | Field inspection only with no records | Yes | Visual inspection at the meter pit | 08/19/2024 00:00:00 |  | Non-Lead | No | Don't Know |  | Single Family Residence |  | No | No |  |  | Non-Lead
1379 | 1006 E BYERS ST, HOBBS NM |  | No | No | Unknown - Unlikely Lead | Don't Know |  |  |  | No | Other |  | Will Inspect meter box at a later date | Unknown - Unlikely Lead |  |  |  | No | Other |  | Will Inspect meter box at a later date | Unknown | Don't Know | Don't Know |  | Building | Unknown | Unknown | No |  |  | Unknown
432 | 315 W ALTO DR, HOBBS NM |  | No | No | Unknown - Unlikely Lead | Don't Know |  |  |  | No | Other |  | Will Inspect meter box at a later date | Unknown - Unlikely Lead |  |  |  | No | Other |  | Will Inspect meter box at a later date | Unknown | Don't Know | Don't Know |  | Building | Unknown | Unknown | No |  |  | Unknown
4762 | 2922 N DEL SOL CIRCLE, HOBBS NM |  | No | No | Non-Lead - Plastic | Don't Know | 2019 | 1 | Field inspection only with no records | Yes | Visual inspection at the meter pit | 08/19/2024 00:00:00 |  | Non-Lead - Plastic | 2019 | 1 | Field inspection only with no records | Yes | Visual inspection at the meter pit | 08/19/2024 00:00:00 |  | Non-Lead | No | Don't Know |  | Single Family Residence |  | No | No |  |  | Non-Lead
3668 | 1821 N CHAMA DR, HOBBS NM |  | No | No | Unknown - Unlikely Lead | Don't Know |  |  |  | No | Other |  | Will Inspect meter box at a later date | Unknown - Unlikely Lead |  |  |  | No | Other |  | Will Inspect meter box at a later date | Unknown | Don't Know | Don't Know |  | Building | Unknown | Unknown | No |  |  | Unknown
2986 | 3901 N CENTRAL H 202, HOBBS NM |  | No | No | Non-Lead - Plastic | No | 2009 | 3/4 | Field inspection only with no records | Yes | Visual inspection at the meter pit | 05/26/2024 00:00:00 |  | Non-Lead - Plastic | 2009 | 3/4 | Installation date after lead ban | Yes | Visual inspection at the meter pit | 05/26/2024 00:00:00 |  | Non-Lead | No | No |  | Single Family Residence |  | No | No |  |  | Non-Lead
14112 | 304 S WILLOW ST, HOBBS NM |  | No | No | Unknown - Unlikely Lead | Don't Know |  |  |  | No | Other |  | Will Inspect meter box at a later date | Unknown - Unlikely Lead |  |  |  | No | Other |  | Will Inspect meter box at a later date | Unknown | Don't Know | Don't Know |  | Building | Unknown | Unknown | No |  |  | Unknown
3317 | 1203 W COCHITI AVE, HOBBS NM |  | No | No | Unknown - Unlikely Lead | Don't Know |  |  |  | No | Other |  | Will Inspect meter box at a later date | Unknown - Unlikely Lead |  |  |  | No | Other |  | Will Inspect meter box at a later date | Unknown | Don't Know | Don't Know |  | Building | Unknown | Unknown | No |  |  | Unknown
3023 | 3901 N CENTRAL E 304, HOBBS NM |  | No | No | Non-Lead - Plastic | No | 2009 | 3/4 | Field inspection only with no records | Yes | Visual inspection at the meter pit | 05/26/2024 00:00:00 |  | Non-Lead - Plastic | 2009 | 3/4 | Installation date after lead ban | Yes | Visual inspection at the meter pit | 05/26/2024 00:00:00 |  | Non-Lead | No | No |  | Single Family Residence |  | No | No |  |  | Non-Lead
14089 | 209 E WOLFCAMP DR, HOBBS NM |  | No | No | Unknown - Unlikely Lead | Don't Know |  |  |  | No | Other |  | Will Inspect meter box at a later date | Unknown - Unlikely Lead |  |  |  | No | Other |  | Will Inspect meter box at a later date | Unknown | Don't Know | Don't Know |  | Building | Unknown | Unknown | No |  |  | Unknown
2220 | 1217 S COCHRAN ST, HOBBS NM |  | No | No | Unknown - Unlikely Lead | Don't Know |  |  |  | No | Other |  | Will Inspect meter box at a later date | Unknown - Unlikely Lead |  |  |  | No | Other |  | Will Inspect meter box at a later date | Unknown | Don't Know | Don't Know |  | Building | Unknown | Unknown | No |  |  | Unknown
3659 | 1622 N CHAMA DR, HOBBS NM |  | No | No | Unknown - Unlikely Lead | Don't Know |  |  |  | No | Other |  | Will Inspect meter box at a later date | Unknown - Unlikely Lead |  |  |  | No | Other |  | Will Inspect meter box at a later date | Unknown | Don't Know | Don't Know |  | Building | Unknown | Unknown | No |  |  | Unknown
1389 | 420 E BYERS ST, HOBBS NM |  | No | No | Unknown - Unlikely Lead | Don't Know |  |  |  | No | Other |  | Will Inspect meter box at a later date | Unknown - Unlikely Lead |  |  |  | No | Other |  | Will Inspect meter box at a later date | Unknown | Don't Know | Don't Know |  | Building | Unknown | Unknown | No |  |  | Unknown
13983 | 1321 E WHITE ST, HOBBS NM |  | No | No | Unknown - Unlikely Lead | Don't Know |  |  |  | No | Other |  | Will Inspect meter box at a later date | Unknown - Unlikely Lead |  |  |  | No | Other |  | Will Inspect meter box at a later date | Unknown | Don't Know | Don't Know |  | Building | Unknown | Unknown | No |  |  | Unknown
2456 | 422 W COAL AVE, HOBBS NM |  | No | No | Unknown - Unlikely Lead | Don't Know |  |  |  | No | Other |  | Will Inspect meter box at a later date | Unknown - Unlikely Lead |  |  |  | No | Other |  | Will Inspect meter box at a later date | Unknown | Don't Know | Don't Know |  | Building | Unknown | Unknown | No |  |  | Unknown
2709 | 2812 CIELO AZUL, HOBBS NM |  | No | No | Non-Lead - Plastic | Don't Know | 2019 | 1 | Field inspection only with no records | Yes | Visual inspection at the meter pit | 08/19/2024 00:00:00 |  | Non-Lead - Plastic | 2019 | 1 | Field inspection only with no records | Yes | Visual inspection at the meter pit | 08/19/2024 00:00:00 |  | Non-Lead | No | Don't Know |  | Single Family Residence |  | No | No |  |  | Non-Lead
14150 | 6720 N WORLD DR, HOBBS NM |  | No | No | Unknown - Unlikely Lead | Don't Know |  |  |  | No | Other |  | Will Inspect meter box at a later date | Unknown - Unlikely Lead |  |  |  | No | Other |  | Will Inspect meter box at a later date | Unknown | Don't Know | Don't Know |  | Building | Unknown | Unknown | No |  |  | Unknown
14170 | 3502 N WEST COUNTY RD, HOBBS NM |  | No | No | Unknown - Unlikely Lead | Don't Know |  |  |  | No | Other |  | Will Inspect meter box at a later date | Unknown - Unlikely Lead |  |  |  | No | Other |  | Will Inspect meter box at a later date | Unknown | Don't Know | Don't Know |  | Building | Unknown | Unknown | No |  |  | Unknown
3653 | 1712 N CHAMA DR, HOBBS NM |  | No | No | Unknown - Unlikely Lead | Don't Know |  |  |  | No | Other |  | Will Inspect meter box at a later date | Unknown - Unlikely Lead |  |  |  | No | Other |  | Will Inspect meter box at a later date | Unknown | Don't Know | Don't Know |  | Building | Unknown | Unknown | No |  |  | Unknown
1966 | 2215 E BOND ST, HOBBS NM |  | No | No | Unknown - Unlikely Lead | Don't Know |  |  |  | No | Other |  | Will Inspect meter box at a later date | Unknown - Unlikely Lead |  |  |  | No | Other |  | Will Inspect meter box at a later date | Unknown | Don't Know | Don't Know |  | Building | Unknown | Unknown | No |  |  | Unknown
2091 | 308 W CLINTON ST, HOBBS NM |  | No | No | Non-Lead - Plastic | Don't Know |  | 1 | Field inspection only with no records | Yes | Visual inspection at the meter pit | 07/23/2024 00:00:00 |  | Galvanized | 1982 | 3/4 | Field inspection only with no records | Yes | Visual inspection at the meter pit | 07/23/2024 00:00:00 |  | Non-Lead | No | Don't Know |  | Single Family Residence |  | No | No |  |  | Non-Lead
462 | 502 W ALTO DR, HOBBS NM |  | No | No | Unknown - Unlikely Lead | Don't Know |  |  |  | No | Other |  | Will Inspect meter box at a later date | Unknown - Unlikely Lead |  |  |  | No | Other |  | Will Inspect meter box at a later date | Unknown | Don't Know | Don't Know |  | Building | Unknown | Unknown | No |  |  | Unknown
3900 | 4116 N CALLE GRANDE, HOBBS NM |  | No | No | Unknown - Unlikely Lead | Don't Know |  |  |  | No | Other |  | Will Inspect meter box at a later date | Unknown - Unlikely Lead |  |  |  | No | Other |  | Will Inspect meter box at a later date | Unknown | Don't Know | Don't Know |  | Building | Unknown | Unknown | No |  |  | Unknown
1790 | 105 W BROADWAY ST, HOBBS NM |  | No | No | Unknown - Unlikely Lead | Don't Know |  |  |  | No | Other |  | Will Inspect meter box at a later date | Unknown - Unlikely Lead |  |  |  | No | Other |  | Will Inspect meter box at a later date | Unknown | Don't Know | Don't Know |  | Building | Unknown | Unknown | No |  |  | Unknown
1868 | 301 E BROADWAY ST, HOBBS NM |  | No | No | Unknown - Unlikely Lead | Don't Know |  |  |  | No | Other |  | Will Inspect meter box at a later date | Unknown - Unlikely Lead |  |  |  | No | Other |  | Will Inspect meter box at a later date | Unknown | Don't Know | Don't Know |  | Building | Unknown | Unknown | No |  |  | Unknown
2068 | 500 E CLINTON ST, HOBBS NM |  | No | No | Unknown - Unlikely Lead | Don't Know |  |  |  | No | Other |  | Will Inspect meter box at a later date | Unknown - Unlikely Lead |  |  |  | No | Other |  | Will Inspect meter box at a later date | Unknown | Don't Know | Don't Know |  | Building | Unknown | Unknown | No |  |  | Unknown
2890 | 3901 N CENTRAL G 101, HOBBS NM |  | No | No | Non-Lead - Plastic | No | 2009 | 3/4 | Field inspection only with no records | Yes | Visual inspection at the meter pit | 05/26/2024 00:00:00 |  | Non-Lead - Plastic | 2009 | 3/4 | Installation date after lead ban | Yes | Visual inspection at the meter pit | 05/26/2024 00:00:00 |  | Non-Lead | No | No |  | Single Family Residence |  | No | No |  |  | Non-Lead
4760 | 2934 N DEL SOL CIRCLE, HOBBS NM |  | No | No | Non-Lead - Plastic | Don't Know | 2019 | 1 | Field inspection only with no records | Yes | Visual inspection at the meter pit | 08/19/2024 00:00:00 |  | Non-Lead - Plastic | 2019 | 1 | Field inspection only with no records | Yes | Visual inspection at the meter pit | 08/19/2024 00:00:00 |  | Non-Lead | No | Don't Know |  | Single Family Residence |  | No | No |  |  | Non-Lead
1816 | 314 W BROADWAY ST, HOBBS NM |  | No | No | Unknown - Unlikely Lead | Don't Know |  |  |  | No | Other |  | Will Inspect meter box at a later date | Unknown - Unlikely Lead |  |  |  | No | Other |  | Will Inspect meter box at a later date | Unknown | Don't Know | Don't Know |  | Building | Unknown | Unknown | No |  |  | Unknown
3555 | 1121 N COLEMAN ST, HOBBS NM |  | No | No | Unknown - Unlikely Lead | Don't Know |  |  |  | No | Other |  | Will Inspect meter box at a later date | Unknown - Unlikely Lead |  |  |  | No | Other |  | Will Inspect meter box at a later date | Unknown | Don't Know | Don't Know |  | Building | Unknown | Unknown | No |  |  | Unknown
2826 | 406 E COPPER AVE, HOBBS NM |  | No | No | Unknown - Unlikely Lead | Don't Know |  |  |  | No | Other |  | Will Inspect meter box at a later date | Unknown - Unlikely Lead |  |  |  | No | Other |  | Will Inspect meter box at a later date | Unknown | Don't Know | Don't Know |  | Building | Unknown | Unknown | No |  |  | Unknown
3128 | 3901 N CENTRAL H 103, HOBBS NM |  | No | No | Non-Lead - Plastic | No | 2009 | 3/4 | Field inspection only with no records | Yes | Visual inspection at the meter pit | 05/26/2024 00:00:00 |  | Non-Lead - Plastic | 2009 | 3/4 | Installation date after lead ban | Yes | Visual inspection at the meter pit | 05/26/2024 00:00:00 |  | Non-Lead | No | No |  | Single Family Residence |  | No | No |  |  | Non-Lead
14147 | 304 N WILLOW ST, HOBBS NM |  | No | No | Unknown - Unlikely Lead | Don't Know |  |  |  | No | Other |  | Will Inspect meter box at a later date | Unknown - Unlikely Lead |  |  |  | No | Other |  | Will Inspect meter box at a later date | Unknown | Don't Know | Don't Know |  | Building | Unknown | Unknown | No |  |  | Unknown
4551 | 4914 W DARK HORSE RD, HOBBS NM |  | No | No | Non-Lead - Plastic | No | 2015 | 3/4 | Field inspection only with no records | Yes | Visual inspection at the meter pit | 05/26/2024 00:00:00 |  | Non-Lead - Plastic | 2015 | 3/4 | Installation date after lead ban | Yes | Visual inspection at the meter pit | 05/26/2024 00:00:00 |  | Non-Lead | No | No |  | Single Family Residence |  | No | No |  |  | Non-Lead
4154 | 1516 N CATHERINE DR, HOBBS NM |  | No | No | Unknown - Unlikely Lead | Don't Know |  |  |  | No | Other |  | Will Inspect meter box at a later date | Unknown - Unlikely Lead |  |  |  | No | Other |  | Will Inspect meter box at a later date | Unknown | Don't Know | Don't Know |  | Building | Unknown | Unknown | No |  |  | Unknown
3145 | 3901 N CENTRAL K 208, HOBBS NM |  | No | No | Non-Lead - Plastic | No | 2009 | 3/4 | Field inspection only with no records | Yes | Visual inspection at the meter pit | 05/26/2024 00:00:00 |  | Non-Lead - Plastic | 2009 | 3/4 | Installation date after lead ban | Yes | Visual inspection at the meter pit | 05/26/2024 00:00:00 |  | Non-Lead | No | No |  | Single Family Residence |  | No | No |  |  | Non-Lead
2307 | 1206 N COCHRAN ST, HOBBS NM |  | No | No | Unknown - Unlikely Lead | Don't Know |  |  |  | No | Other |  | Will Inspect meter box at a later date | Unknown - Unlikely Lead |  |  |  | No | Other |  | Will Inspect meter box at a later date | Unknown | Don't Know | Don't Know |  | Building | Unknown | Unknown | No |  |  | Unknown
14436 | 1128 E YUCCA ST, HOBBS NM |  | No | No | Unknown - Unlikely Lead | Don't Know |  |  |  | No | Other |  | Will Inspect meter box at a later date | Unknown - Unlikely Lead |  |  |  | No | Other |  | Will Inspect meter box at a later date | Unknown | Don't Know | Don't Know |  | Building | Unknown | Unknown | No |  |  | Unknown
362 | 312 E ALSTON ST, HOBBS NM |  | No | No | Unknown - Unlikely Lead | Don't Know |  |  |  | No | Other |  | Will Inspect meter box at a later date | Unknown - Unlikely Lead |  |  |  | No | Other |  | Will Inspect meter box at a later date | Unknown | Don't Know | Don't Know |  | Building | Unknown | Unknown | No |  |  | Unknown
14281 | 900 E YESO DR #25, HOBBS NM |  | No | No | Unknown - Unlikely Lead | Don't Know |  |  |  | No | Other |  | Will Inspect meter box at a later date | Unknown - Unlikely Lead |  |  |  | No | Other |  | Will Inspect meter box at a later date | Unknown | Don't Know | Don't Know |  | Building | Unknown | Unknown | No |  |  | Unknown
2569 | 325 N AVENUE C, HOBBS NM |  | No | No | Unknown - Unlikely Lead | Don't Know |  |  |  | No | Other |  | Will Inspect meter box at a later date | Unknown - Unlikely Lead |  |  |  | No | Other |  | Will Inspect meter box at a later date | Unknown | Don't Know | Don't Know |  | Building | Unknown | Unknown | No |  |  | Unknown
2029 | 1412 E CLINTON ST, HOBBS NM |  | No | No | Unknown - Unlikely Lead | Don't Know |  |  |  | No | Other |  | Will Inspect meter box at a later date | Unknown - Unlikely Lead |  |  |  | No | Other |  | Will Inspect meter box at a later date | Unknown | Don't Know | Don't Know |  | Building | Unknown | Unknown | No |  |  | Unknown
3177 | 3901 N CENTRAL C 102, HOBBS NM |  | No | No | Non-Lead - Plastic | No | 2009 | 3/4 | Field inspection only with no records | Yes | Visual inspection at the meter pit | 05/26/2024 00:00:00 |  | Non-Lead - Plastic | 2009 | 3/4 | Installation date after lead ban | Yes | Visual inspection at the meter pit | 05/26/2024 00:00:00 |  | Non-Lead | No | No |  | Single Family Residence |  | No | No |  |  | Non-Lead
165 | 122 W ALBERTSON DR, HOBBS NM |  | No | No | Unknown - Unlikely Lead | Don't Know |  |  |  | No | Other |  | Will Inspect meter box at a later date | Unknown - Unlikely Lead |  |  |  | No | Other |  | Will Inspect meter box at a later date | Unknown | Don't Know | Don't Know |  | Building | Unknown | Unknown | No |  |  | Unknown
2909 | 3901 N CENTRAL M 104, HOBBS NM |  | No | No | Non-Lead - Plastic | No | 2009 | 3/4 | Field inspection only with no records | Yes | Visual inspection at the meter pit | 05/26/2024 00:00:00 |  | Non-Lead - Plastic | 2009 | 3/4 | Installation date after lead ban | Yes | Visual inspection at the meter pit | 05/26/2024 00:00:00 |  | Non-Lead | No | No |  | Single Family Residence |  | No | No |  |  | Non-Lead
4532 | 4825 W DARK HORSE RD, HOBBS NM |  | No | No | Non-Lead - Plastic | No | 2015 | 3/4 | Field inspection only with no records | Yes | Visual inspection at the meter pit | 05/26/2024 00:00:00 |  | Non-Lead - Plastic | 2015 | 3/4 | Installation date after lead ban | Yes | Visual inspection at the meter pit | 05/26/2024 00:00:00 |  | Non-Lead | No | No |  | Single Family Residence |  | No | No |  |  | Non-Lead
153 | 2106 N ACOMA DR, HOBBS NM |  | No | No | Unknown - Unlikely Lead | Don't Know |  |  |  | No | Other |  | Will Inspect meter box at a later date | Unknown - Unlikely Lead |  |  |  | No | Other |  | Will Inspect meter box at a later date | Unknown | Don't Know | Don't Know |  | Building | Unknown | Unknown | No |  |  | Unknown
347 | 505 E ALSTON ST, HOBBS NM |  | No | No | Unknown - Unlikely Lead | Don't Know |  |  |  | No | Other |  | Will Inspect meter box at a later date | Unknown - Unlikely Lead |  |  |  | No | Other |  | Will Inspect meter box at a later date | Unknown | Don't Know | Don't Know |  | Building | Unknown | Unknown | No |  |  | Unknown
4392 | 702 N DAL PASO ST, HOBBS NM |  | No | No | Unknown - Unlikely Lead | Don't Know |  |  |  | No | Other |  | Will Inspect meter box at a later date | Unknown - Unlikely Lead |  |  |  | No | Other |  | Will Inspect meter box at a later date | Unknown | Don't Know | Don't Know |  | Building | Unknown | Unknown | No |  |  | Unknown
3637 | 219 S COLEMAN ST, HOBBS NM |  | No | No | Unknown - Unlikely Lead | Don't Know |  |  |  | No | Other |  | Will Inspect meter box at a later date | Unknown - Unlikely Lead |  |  |  | No | Other |  | Will Inspect meter box at a later date | Unknown | Don't Know | Don't Know |  | Building | Unknown | Unknown | No |  |  | Unknown
3722 | 1101 E CIMARRON RD, HOBBS NM |  | No | No | Unknown - Unlikely Lead | Don't Know |  |  |  | No | Other |  | Will Inspect meter box at a later date | Unknown - Unlikely Lead |  |  |  | No | Other |  | Will Inspect meter box at a later date | Unknown | Don't Know | Don't Know |  | Building | Unknown | Unknown | No |  |  | Unknown
14006 | 414 W WHITE ST, HOBBS NM |  | No | No | Unknown - Unlikely Lead | Don't Know |  |  |  | No | Other |  | Will Inspect meter box at a later date | Unknown - Unlikely Lead |  |  |  | No | Other |  | Will Inspect meter box at a later date | Unknown | Don't Know | Don't Know |  | Building | Unknown | Unknown | No |  |  | Unknown
3226 | 3601 N CENTRAL DR, HOBBS NM |  | No | No | Unknown - Unlikely Lead | Don't Know |  |  |  | No | Other |  | Will Inspect meter box at a later date | Unknown - Unlikely Lead |  |  |  | No | Other |  | Will Inspect meter box at a later date | Unknown | Don't Know | Don't Know |  | Building | Unknown | Unknown | No |  |  | Unknown
14353 | 112 W YESO DR, HOBBS NM |  | No | No | Unknown - Unlikely Lead | Don't Know |  |  |  | No | Other |  | Will Inspect meter box at a later date | Unknown - Unlikely Lead |  |  |  | No | Other |  | Will Inspect meter box at a later date | Unknown | Don't Know | Don't Know |  | Building | Unknown | Unknown | No |  |  | Unknown
3390 | 1013 W CAPROCK ST, HOBBS NM |  | No | No | Unknown - Unlikely Lead | Don't Know |  |  |  | No | Other |  | Will Inspect meter box at a later date | Unknown - Unlikely Lead |  |  |  | No | Other |  | Will Inspect meter box at a later date | Unknown | Don't Know | Don't Know |  | Building | Unknown | Unknown | No |  |  | Unknown
4311 | 3320 N DAL PASO ST #19, HOBBS NM |  | No | No | Non-Lead - Plastic | No | 1986 | 3/4 | Field inspection only with no records | Yes | Visual inspection at the meter pit | 05/26/2024 00:00:00 |  | Non-Lead - Plastic |  | 3/4 | Installation date after lead ban | Yes | Visual inspection at the meter pit | 05/26/2024 00:00:00 |  | Non-Lead | No | No |  | Single Family Residence |  | No | No |  |  | Non-Lead
13828 | 2901 N VISTA DR, HOBBS NM |  | No | No | Unknown - Unlikely Lead | Don't Know |  |  |  | No | Other |  | Will Inspect meter box at a later date | Unknown - Unlikely Lead |  |  |  | No | Other |  | Will Inspect meter box at a later date | Unknown | Don't Know | Don't Know |  | Building | Unknown | Unknown | No |  |  | Unknown
3218 | 3315 N CENTRAL DR, HOBBS NM |  | No | No | Unknown - Unlikely Lead | Don't Know |  |  |  | No | Other |  | Will Inspect meter box at a later date | Unknown - Unlikely Lead |  |  |  | No | Other |  | Will Inspect meter box at a later date | Unknown | Don't Know | Don't Know |  | Building | Unknown | Unknown | No |  |  | Unknown
4354 | 3419 N DAL PASO BLD 3 D, HOBBS NM |  | No | No | Non-Lead - Plastic | No | 2020 | 3/4 | Field inspection only with no records | Yes | Visual inspection at the meter pit | 05/26/2024 00:00:00 |  | Non-Lead - Plastic |  | 3/4 | Installation date after lead ban | Yes | Visual inspection at the meter pit | 05/26/2024 00:00:00 |  | Non-Lead | No | No |  | Single Family Residence |  | No | No |  |  | Non-Lead
1469 | 1703 N BRAZOS AVE, HOBBS NM |  | No | No | Unknown - Unlikely Lead | Don't Know |  |  |  | No | Other |  | Will Inspect meter box at a later date | Unknown - Unlikely Lead |  |  |  | No | Other |  | Will Inspect meter box at a later date | Unknown | Don't Know | Don't Know |  | Building | Unknown | Unknown | No |  |  | Unknown
370 | 517 E ALSTON ST, HOBBS NM |  | No | No | Unknown - Unlikely Lead | Don't Know |  |  |  | No | Other |  | Will Inspect meter box at a later date | Unknown - Unlikely Lead |  |  |  | No | Other |  | Will Inspect meter box at a later date | Unknown | Don't Know | Don't Know |  | Building | Unknown | Unknown | No |  |  | Unknown
2467 | 1222 W COAL AVE, HOBBS NM |  | No | No | Unknown - Unlikely Lead | Don't Know |  |  |  | No | Other |  | Will Inspect meter box at a later date | Unknown - Unlikely Lead |  |  |  | No | Other |  | Will Inspect meter box at a later date | Unknown | Don't Know | Don't Know |  | Building | Unknown | Unknown | No |  |  | Unknown
214 | 502 E ALBERTSON CIR, HOBBS NM |  | No | No | Unknown - Unlikely Lead | Don't Know |  |  |  | No | Other |  | Will Inspect meter box at a later date | Unknown - Unlikely Lead |  |  |  | No | Other |  | Will Inspect meter box at a later date | Unknown | Don't Know | Don't Know |  | Building | Unknown | Unknown | No |  |  | Unknown
4737 | 1009 W DUNNAM ST, HOBBS NM |  | No | No | Unknown - Unlikely Lead | Don't Know |  |  |  | No | Other |  | Will Inspect meter box at a later date | Unknown - Unlikely Lead |  |  |  | No | Other |  | Will Inspect meter box at a later date | Unknown | Don't Know | Don't Know |  | Building | Unknown | Unknown | No |  |  | Unknown
14492 | 513 E ZIA DR, HOBBS NM |  | No | No | Unknown - Unlikely Lead | Don't Know |  |  |  | No | Other |  | Will Inspect meter box at a later date | Unknown - Unlikely Lead |  |  |  | No | Other |  | Will Inspect meter box at a later date | Unknown | Don't Know | Don't Know |  | Building | Unknown | Unknown | No |  |  | Unknown
4640 | 610 E DUNNAM ST, HOBBS NM |  | No | No | Unknown - Unlikely Lead | Don't Know |  |  |  | No | Other |  | Will Inspect meter box at a later date | Unknown - Unlikely Lead |  |  |  | No | Other |  | Will Inspect meter box at a later date | Unknown | Don't Know | Don't Know |  | Building | Unknown | Unknown | No |  |  | Unknown
1413 | 407 W BYERS ST, HOBBS NM |  | No | No | Unknown - Unlikely Lead | Don't Know |  |  |  | No | Other |  | Will Inspect meter box at a later date | Unknown - Unlikely Lead |  |  |  | No | Other |  | Will Inspect meter box at a later date | Unknown | Don't Know | Don't Know |  | Building | Unknown | Unknown | No |  |  | Unknown
4547 | 4719 W DARK HORSE RD, HOBBS NM |  | No | No | Non-Lead - Plastic | No | 2015 | 3/4 | Field inspection only with no records | Yes | Visual inspection at the meter pit | 05/26/2024 00:00:00 |  | Non-Lead - Plastic | 2015 | 3/4 | Installation date after lead ban | Yes | Visual inspection at the meter pit | 05/26/2024 00:00:00 |  | Non-Lead | No | No |  | Single Family Residence |  | No | No |  |  | Non-Lead
3846 | 1506 CAMINO REAL, HOBBS NM |  | No | No | Unknown - Unlikely Lead | Don't Know |  |  |  | No | Other |  | Will Inspect meter box at a later date | Unknown - Unlikely Lead |  |  |  | No | Other |  | Will Inspect meter box at a later date | Unknown | Don't Know | Don't Know |  | Building | Unknown | Unknown | No |  |  | Unknown
1382 | 517 E BYERS ST, HOBBS NM |  | No | No | Unknown - Unlikely Lead | Don't Know |  |  |  | No | Other |  | Will Inspect meter box at a later date | Unknown - Unlikely Lead |  |  |  | No | Other |  | Will Inspect meter box at a later date | Unknown | Don't Know | Don't Know |  | Building | Unknown | Unknown | No |  |  | Unknown
3012 | 3901 N CENTRAL K 301, HOBBS NM |  | No | No | Non-Lead - Plastic | No | 2009 | 3/4 | Field inspection only with no records | Yes | Visual inspection at the meter pit | 05/26/2024 00:00:00 |  | Non-Lead - Plastic | 2009 | 3/4 | Installation date after lead ban | Yes | Visual inspection at the meter pit | 05/26/2024 00:00:00 |  | Non-Lead | No | No |  | Single Family Residence |  | No | No |  |  | Non-Lead
2580 | 220 N AVENUE C, HOBBS NM |  | No | No | Unknown - Unlikely Lead | Don't Know |  |  |  | No | Other |  | Will Inspect meter box at a later date | Unknown - Unlikely Lead |  |  |  | No | Other |  | Will Inspect meter box at a later date | Unknown | Don't Know | Don't Know |  | Building | Unknown | Unknown | No |  |  | Unknown
4357 | 3419 N DAL PASO BLD 10 B, HOBBS NM |  | No | No | Non-Lead - Plastic | No | 2020 | 3/4 | Field inspection only with no records | Yes | Visual inspection at the meter pit | 05/26/2024 00:00:00 |  | Non-Lead - Plastic |  | 3/4 | Installation date after lead ban | Yes | Visual inspection at the meter pit | 05/26/2024 00:00:00 |  | Non-Lead | No | No |  | Single Family Residence |  | No | No |  |  | Non-Lead
2242 | 1815 S COCHRAN ST, HOBBS NM |  | No | No | Unknown - Unlikely Lead | Don't Know |  |  |  | No | Other |  | Will Inspect meter box at a later date | Unknown - Unlikely Lead |  |  |  | No | Other |  | Will Inspect meter box at a later date | Unknown | Don't Know | Don't Know |  | Building | Unknown | Unknown | No |  |  | Unknown
13994 | 112 E WHITE ST, HOBBS NM |  | No | No | Unknown - Unlikely Lead | Don't Know |  |  |  | No | Other |  | Will Inspect meter box at a later date | Unknown - Unlikely Lead |  |  |  | No | Other |  | Will Inspect meter box at a later date | Unknown | Don't Know | Don't Know |  | Building | Unknown | Unknown | No |  |  | Unknown
436 | 220 W ALTO DR, HOBBS NM |  | No | No | Unknown - Unlikely Lead | Don't Know |  |  |  | No | Other |  | Will Inspect meter box at a later date | Unknown - Unlikely Lead |  |  |  | No | Other |  | Will Inspect meter box at a later date | Unknown | Don't Know | Don't Know |  | Building | Unknown | Unknown | No |  |  | Unknown
14276 | 1021 E YESO DR 208B, HOBBS NM |  | No | No | Unknown - Unlikely Lead | Don't Know |  |  |  | No | Other |  | Will Inspect meter box at a later date | Unknown - Unlikely Lead |  |  |  | No | Other |  | Will Inspect meter box at a later date | Unknown | Don't Know | Don't Know |  | Building | Unknown | Unknown | No |  |  | Unknown
2020 | 610 E CORBETT ST, HOBBS NM |  | No | No | Unknown - Unlikely Lead | Don't Know |  |  |  | No | Other |  | Will Inspect meter box at a later date | Unknown - Unlikely Lead |  |  |  | No | Other |  | Will Inspect meter box at a later date | Unknown | Don't Know | Don't Know |  | Building | Unknown | Unknown | No |  |  | Unknown
2695 | 1808 N CIELO DR, HOBBS NM |  | No | No | Unknown - Unlikely Lead | Don't Know |  |  |  | No | Other |  | Will Inspect meter box at a later date | Unknown - Unlikely Lead |  |  |  | No | Other |  | Will Inspect meter box at a later date | Unknown | Don't Know | Don't Know |  | Building | Unknown | Unknown | No |  |  | Unknown
4367 | 730-B N DAL PASO ST, HOBBS NM |  | No | No | Unknown - Unlikely Lead | Don't Know |  |  |  | No | Other |  | Will Inspect meter box at a later date | Unknown - Unlikely Lead |  |  |  | No | Other |  | Will Inspect meter box at a later date | Unknown | Don't Know | Don't Know |  | Building | Unknown | Unknown | No |  |  | Unknown
1829 | 306 W BROADWAY ST, HOBBS NM |  | No | No | Non-Lead - Plastic | Don't Know |  | 1 | Field inspection only with no records | Yes | Visual inspection at the meter pit | 07/23/2024 00:00:00 |  | Non-Lead - Plastic |  | 3/4 | Field inspection only with no records | Yes | Visual inspection at the meter pit | 07/23/2024 00:00:00 |  | Non-Lead | No | Don't Know |  | Single Family Residence |  | No | No |  |  | Non-Lead
3525 | 1545 N COLEMAN ST, HOBBS NM |  | No | No | Unknown - Unlikely Lead | Don't Know |  |  |  | No | Other |  | Will Inspect meter box at a later date | Unknown - Unlikely Lead |  |  |  | No | Other |  | Will Inspect meter box at a later date | Unknown | Don't Know | Don't Know |  | Building | Unknown | Unknown | No |  |  | Unknown
2859 | 217 E CLEARFORK DR, HOBBS NM |  | No | No | Unknown - Unlikely Lead | Don't Know |  |  |  | No | Other |  | Will Inspect meter box at a later date | Unknown - Unlikely Lead |  |  |  | No | Other |  | Will Inspect meter box at a later date | Unknown | Don't Know | Don't Know |  | Building | Unknown | Unknown | No |  |  | Unknown
13726 | 104 W TAYLOR ST, HOBBS NM |  | Yes - Daycare | No | Non-Lead - Plastic | No | Unknown | 1 | Field inspection only with no records | Yes | Visual inspection at the meter pit | 08/13/2024 00:00:00 |  | Non-Lead - Plastic | Unknown | 3/4 | Installation date after lead ban | Yes | Visual inspection at the meter pit | 08/13/2024 00:00:00 |  | Non-Lead | No | No |  | Building |  | No | No |  |  | Non-Lead
4637 | 106 E DUNNAM ST, HOBBS NM |  | No | No | Unknown - Unlikely Lead | Don't Know |  |  |  | No | Other |  | Will Inspect meter box at a later date | Unknown - Unlikely Lead |  |  |  | No | Other |  | Will Inspect meter box at a later date | Unknown | Don't Know | Don't Know |  | Building | Unknown | Unknown | No |  |  | Unknown
220 | 605 E ALBERTSON CIR, HOBBS NM |  | No | No | Unknown - Unlikely Lead | Don't Know |  |  |  | No | Other |  | Will Inspect meter box at a later date | Unknown - Unlikely Lead |  |  |  | No | Other |  | Will Inspect meter box at a later date | Unknown | Don't Know | Don't Know |  | Building | Unknown | Unknown | No |  |  | Unknown
2712 | 1107 W COPPER AVE, HOBBS NM |  | No | No | Unknown - Unlikely Lead | Don't Know |  |  |  | No | Other |  | Will Inspect meter box at a later date | Unknown - Unlikely Lead |  |  |  | No | Other |  | Will Inspect meter box at a later date | Unknown | Don't Know | Don't Know |  | Building | Unknown | Unknown | No |  |  | Unknown
411 | 217 E ALTO DR, HOBBS NM |  | No | No | Unknown - Unlikely Lead | Don't Know |  |  |  | No | Other |  | Will Inspect meter box at a later date | Unknown - Unlikely Lead |  |  |  | No | Other |  | Will Inspect meter box at a later date | Unknown | Don't Know | Don't Know |  | Building | Unknown | Unknown | No |  |  | Unknown
312 | 408 W ALSTON ST, HOBBS NM |  | No | No | Unknown - Unlikely Lead | Don't Know |  |  |  | No | Other |  | Will Inspect meter box at a later date | Unknown - Unlikely Lead |  |  |  | No | Other |  | Will Inspect meter box at a later date | Unknown | Don't Know | Don't Know |  | Building | Unknown | Unknown | No |  |  | Unknown
2414 | 430 S CHILDERS DR, HOBBS NM |  | No | No | Unknown - Unlikely Lead | Don't Know |  |  |  | No | Other |  | Will Inspect meter box at a later date | Unknown - Unlikely Lead |  |  |  | No | Other |  | Will Inspect meter box at a later date | Unknown | Don't Know | Don't Know |  | Building | Unknown | Unknown | No |  |  | Unknown
2023 | 1204 E CLINTON ST, HOBBS NM |  | No | No | Unknown - Unlikely Lead | Don't Know |  |  |  | No | Other |  | Will Inspect meter box at a later date | Unknown - Unlikely Lead |  |  |  | No | Other |  | Will Inspect meter box at a later date | Unknown | Don't Know | Don't Know |  | Building | Unknown | Unknown | No |  |  | Unknown
14372 | 1529 YESO PL, HOBBS NM |  | No | No | Unknown - Unlikely Lead | Don't Know |  |  |  | No | Other |  | Will Inspect meter box at a later date | Unknown - Unlikely Lead |  |  |  | No | Other |  | Will Inspect meter box at a later date | Unknown | Don't Know | Don't Know |  | Building | Unknown | Unknown | No |  |  | Unknown
2416 | 411 S CHILDERS DR, HOBBS NM |  | No | No | Unknown - Unlikely Lead | Don't Know |  |  |  | No | Other |  | Will Inspect meter box at a later date | Unknown - Unlikely Lead |  |  |  | No | Other |  | Will Inspect meter box at a later date | Unknown | Don't Know | Don't Know |  | Building | Unknown | Unknown | No |  |  | Unknown
234 | 1714 E ALBERTSON DR, HOBBS NM |  | No | No | Unknown - Unlikely Lead | Don't Know |  |  |  | No | Other |  | Will Inspect meter box at a later date | Unknown - Unlikely Lead |  |  |  | No | Other |  | Will Inspect meter box at a later date | Unknown | Don't Know | Don't Know |  | Building | Unknown | Unknown | No |  |  | Unknown
4178 | 4001 N CORTEZ ST, HOBBS NM |  | No | No | Unknown - Unlikely Lead | Don't Know |  |  |  | No | Other |  | Will Inspect meter box at a later date | Unknown - Unlikely Lead |  |  |  | No | Other |  | Will Inspect meter box at a later date | Unknown | Don't Know | Don't Know |  | Building | Unknown | Unknown | No |  |  | Unknown
2679 | 631 W CIELO DR, HOBBS NM |  | No | No | Unknown - Unlikely Lead | Don't Know |  |  |  | No | Other |  | Will Inspect meter box at a later date | Unknown - Unlikely Lead |  |  |  | No | Other |  | Will Inspect meter box at a later date | Unknown | Don't Know | Don't Know |  | Building | Unknown | Unknown | No |  |  | Unknown
4088 | 2907 N CLIFFWOOD CIRCLE, HOBBS NM |  | No | No | Non-Lead - Plastic | Don't Know | 2019 | 1 | Field inspection only with no records | Yes | Visual inspection at the meter pit | 08/19/2024 00:00:00 |  | Non-Lead - Plastic | 2019 | 1 | Field inspection only with no records | Yes | Visual inspection at the meter pit | 08/19/2024 00:00:00 |  | Non-Lead | No | Don't Know |  | Single Family Residence |  | No | No |  |  | Non-Lead
4615 | 508 N DALMONT ST, HOBBS NM |  | No | No | Unknown - Unlikely Lead | Don't Know |  |  |  | No | Other |  | Will Inspect meter box at a later date | Unknown - Unlikely Lead |  |  |  | No | Other |  | Will Inspect meter box at a later date | Unknown | Don't Know | Don't Know |  | Building | Unknown | Unknown | No |  |  | Unknown
3759 | 1624 W COLLEGE LN, HOBBS NM |  | No | No | Unknown - Unlikely Lead | Don't Know |  |  |  | No | Other |  | Will Inspect meter box at a later date | Unknown - Unlikely Lead |  |  |  | No | Other |  | Will Inspect meter box at a later date | Unknown | Don't Know | Don't Know |  | Building | Unknown | Unknown | No |  |  | Unknown
14480 | 1128 ZUNI ST, HOBBS NM |  | No | No | Unknown - Unlikely Lead | Don't Know |  |  |  | No | Other |  | Will Inspect meter box at a later date | Unknown - Unlikely Lead |  |  |  | No | Other |  | Will Inspect meter box at a later date | Unknown | Don't Know | Don't Know |  | Building | Unknown | Unknown | No |  |  | Unknown
2675 | 711 W CIELO DR, HOBBS NM |  | No | No | Unknown - Unlikely Lead | Don't Know |  |  |  | No | Other |  | Will Inspect meter box at a later date | Unknown - Unlikely Lead |  |  |  | No | Other |  | Will Inspect meter box at a later date | Unknown | Don't Know | Don't Know |  | Building | Unknown | Unknown | No |  |  | Unknown
2803 | 533 E COPPER AVE, HOBBS NM |  | No | No | Unknown - Unlikely Lead | Don't Know |  |  |  | No | Other |  | Will Inspect meter box at a later date | Unknown - Unlikely Lead |  |  |  | No | Other |  | Will Inspect meter box at a later date | Unknown | Don't Know | Don't Know |  | Building | Unknown | Unknown | No |  |  | Unknown
240 | 1800 E ALBERTSON DR, HOBBS NM |  | No | No | Unknown - Unlikely Lead | Don't Know |  |  |  | No | Other |  | Will Inspect meter box at a later date | Unknown - Unlikely Lead |  |  |  | No | Other |  | Will Inspect meter box at a later date | Unknown | Don't Know | Don't Know |  | Building | Unknown | Unknown | No |  |  | Unknown
14494 | 612 E ZIA DR, HOBBS NM |  | No | No | Unknown - Unlikely Lead | Don't Know |  |  |  | No | Other |  | Will Inspect meter box at a later date | Unknown - Unlikely Lead |  |  |  | No | Other |  | Will Inspect meter box at a later date | Unknown | Don't Know | Don't Know |  | Building | Unknown | Unknown | No |  |  | Unknown
13817 | 2821 N VISTA DR, HOBBS NM |  | No | No | Unknown - Unlikely Lead | Don't Know |  |  |  | No | Other |  | Will Inspect meter box at a later date | Unknown - Unlikely Lead |  |  |  | No | Other |  | Will Inspect meter box at a later date | Unknown | Don't Know | Don't Know |  | Building | Unknown | Unknown | No |  |  | Unknown
14052 | 1008 E WALKER DR, HOBBS NM |  | No | No | Unknown - Unlikely Lead | Don't Know |  |  |  | No | Other |  | Will Inspect meter box at a later date | Unknown - Unlikely Lead |  |  |  | No | Other |  | Will Inspect meter box at a later date | Unknown | Don't Know | Don't Know |  | Building | Unknown | Unknown | No |  |  | Unknown
4059 | 2531 CHARLCIA BLVD, HOBBS NM |  | No | No | Unknown - Unlikely Lead | Don't Know |  |  |  | No | Other |  | Will Inspect meter box at a later date | Unknown - Unlikely Lead |  |  |  | No | Other |  | Will Inspect meter box at a later date | Unknown | Don't Know | Don't Know |  | Building | Unknown | Unknown | No |  |  | Unknown
4120 | 717 W COMMANCHE DR, HOBBS NM |  | No | No | Unknown - Unlikely Lead | Don't Know |  |  |  | No | Other |  | Will Inspect meter box at a later date | Unknown - Unlikely Lead |  |  |  | No | Other |  | Will Inspect meter box at a later date | Unknown | Don't Know | Don't Know |  | Building | Unknown | Unknown | No |  |  | Unknown
3530 | 1616 N COLEMAN ST, HOBBS NM |  | No | No | Unknown - Unlikely Lead | Don't Know |  |  |  | No | Other |  | Will Inspect meter box at a later date | Unknown - Unlikely Lead |  |  |  | No | Other |  | Will Inspect meter box at a later date | Unknown | Don't Know | Don't Know |  | Building | Unknown | Unknown | No |  |  | Unknown
14099 | 420 E WOLFCAMP DR, HOBBS NM |  | No | No | Unknown - Unlikely Lead | Don't Know |  |  |  | No | Other |  | Will Inspect meter box at a later date | Unknown - Unlikely Lead |  |  |  | No | Other |  | Will Inspect meter box at a later date | Unknown | Don't Know | Don't Know |  | Building | Unknown | Unknown | No |  |  | Unknown
3461 | 313 N CECIL ST, HOBBS NM |  | No | No | Unknown - Unlikely Lead | Don't Know |  |  |  | No | Other |  | Will Inspect meter box at a later date | Unknown - Unlikely Lead |  |  |  | No | Other |  | Will Inspect meter box at a later date | Unknown | Don't Know | Don't Know |  | Building | Unknown | Unknown | No |  |  | Unknown
3837 | 1409 CAMINO REAL, HOBBS NM |  | No | No | Unknown - Unlikely Lead | Don't Know |  |  |  | No | Other |  | Will Inspect meter box at a later date | Unknown - Unlikely Lead |  |  |  | No | Other |  | Will Inspect meter box at a later date | Unknown | Don't Know | Don't Know |  | Building | Unknown | Unknown | No |  |  | Unknown
14171 | 422 N WEST COUNTY RD, HOBBS NM |  | No | No | Unknown - Unlikely Lead | Don't Know |  |  |  | No | Other |  | Will Inspect meter box at a later date | Unknown - Unlikely Lead |  |  |  | No | Other |  | Will Inspect meter box at a later date | Unknown | Don't Know | Don't Know |  | Building | Unknown | Unknown | No |  |  | Unknown
13757 | 1500 W TURTLEBACK CT, HOBBS NM |  | No | No | Non-Lead - Plastic | No | 2019 | 1 | Installation date after lead ban | No | Other |  | GIS verfied because of being built after ban | Non-Lead - Plastic | 2019 | 1 | Installation date after lead ban | No | Other |  | Newer Construction, verified by GIS Mapping |  | No | No |  | Single Family Residence | Unknown | No | No |  |  | Non-Lead
3726 | 1408 E CIMARRON RD, HOBBS NM |  | No | No | Unknown - Unlikely Lead | Don't Know |  |  |  | No | Other |  | Will Inspect meter box at a later date | Unknown - Unlikely Lead |  |  |  | No | Other |  | Will Inspect meter box at a later date | Unknown | Don't Know | Don't Know |  | Building | Unknown | Unknown | No |  |  | Unknown
197 | 603 E ALBERTSON CIR, HOBBS NM |  | No | No | Unknown - Unlikely Lead | Don't Know |  |  |  | No | Other |  | Will Inspect meter box at a later date | Unknown - Unlikely Lead |  |  |  | No | Other |  | Will Inspect meter box at a later date | Unknown | Don't Know | Don't Know |  | Building | Unknown | Unknown | No |  |  | Unknown
4542 | 4722 W DARK HORSE RD, HOBBS NM |  | No | No | Non-Lead - Plastic | No | 2015 | 3/4 | Field inspection only with no records | Yes | Visual inspection at the meter pit | 05/26/2024 00:00:00 |  | Non-Lead - Plastic | 2015 | 3/4 | Installation date after lead ban | Yes | Visual inspection at the meter pit | 05/26/2024 00:00:00 |  | Non-Lead | No | No |  | Single Family Residence |  | No | No |  |  | Non-Lead
1573 | 1625 BRADLEY CT, HOBBS NM |  | No | No | Unknown - Unlikely Lead | Don't Know |  |  |  | No | Other |  | Will Inspect meter box at a later date | Unknown - Unlikely Lead |  |  |  | No | Other |  | Will Inspect meter box at a later date | Unknown | Don't Know | Don't Know |  | Building | Unknown | Unknown | No |  |  | Unknown
1420 | 415 W BYERS ST, HOBBS NM |  | No | No | Unknown - Unlikely Lead | Don't Know |  |  |  | No | Other |  | Will Inspect meter box at a later date | Unknown - Unlikely Lead |  |  |  | No | Other |  | Will Inspect meter box at a later date | Unknown | Don't Know | Don't Know |  | Building | Unknown | Unknown | No |  |  | Unknown
4376 | 1300 N DAL PASO ST, HOBBS NM |  | No | No | Unknown - Unlikely Lead | Don't Know |  |  |  | No | Other |  | Will Inspect meter box at a later date | Unknown - Unlikely Lead |  |  |  | No | Other |  | Will Inspect meter box at a later date | Unknown | Don't Know | Don't Know |  | Building | Unknown | Unknown | No |  |  | Unknown
3522 | 1112 N CECIL ST, HOBBS NM |  | No | No | Unknown - Unlikely Lead | Don't Know |  |  |  | No | Other |  | Will Inspect meter box at a later date | Unknown - Unlikely Lead |  |  |  | No | Other |  | Will Inspect meter box at a later date | Unknown | Don't Know | Don't Know |  | Building | Unknown | Unknown | No |  |  | Unknown
2948 | 3901 N CENTRAL O 104, HOBBS NM |  | No | No | Non-Lead - Plastic | No | 2009 | 3/4 | Field inspection only with no records | Yes | Visual inspection at the meter pit | 05/26/2024 00:00:00 |  | Non-Lead - Plastic | 2009 | 3/4 | Installation date after lead ban | Yes | Visual inspection at the meter pit | 05/26/2024 00:00:00 |  | Non-Lead | No | No |  | Single Family Residence |  | No | No |  |  | Non-Lead
2956 | 3901 N CENTRAL B 303, HOBBS NM |  | No | No | Non-Lead - Plastic | No | 2009 | 3/4 | Field inspection only with no records | Yes | Visual inspection at the meter pit | 05/26/2024 00:00:00 |  | Non-Lead - Plastic | 2009 | 3/4 | Installation date after lead ban | Yes | Visual inspection at the meter pit | 05/26/2024 00:00:00 |  | Non-Lead | No | No |  | Single Family Residence |  | No | No |  |  | Non-Lead
1880 | 109 E BROADWAY ST, HOBBS NM |  | No | No | Non-Lead - Plastic | Don't Know |  | 1 | Field inspection only with no records | Yes | Visual inspection at the meter pit | 07/23/2024 00:00:00 |  | Non-Lead - Plastic |  | 1 | Field inspection only with no records | Yes | Visual inspection at the meter pit | 07/23/2024 00:00:00 |  | Non-Lead | No | Don't Know |  | Building |  | No | No |  |  | Non-Lead
2736 | 613 W COPPER AVE, HOBBS NM |  | No | No | Unknown - Unlikely Lead | Don't Know |  |  |  | No | Other |  | Will Inspect meter box at a later date | Unknown - Unlikely Lead |  |  |  | No | Other |  | Will Inspect meter box at a later date | Unknown | Don't Know | Don't Know |  | Building | Unknown | Unknown | No |  |  | Unknown
3738 | 1032 E CIMARRON CT, HOBBS NM |  | No | No | Unknown - Unlikely Lead | Don't Know |  |  |  | No | Other |  | Will Inspect meter box at a later date | Unknown - Unlikely Lead |  |  |  | No | Other |  | Will Inspect meter box at a later date | Unknown | Don't Know | Don't Know |  | Building | Unknown | Unknown | No |  |  | Unknown
4074 | 2418 CHARLCIA BLVD, HOBBS NM |  | No | No | Unknown - Unlikely Lead | Don't Know |  |  |  | No | Other |  | Will Inspect meter box at a later date | Unknown - Unlikely Lead |  |  |  | No | Other |  | Will Inspect meter box at a later date | Unknown | Don't Know | Don't Know |  | Building | Unknown | Unknown | No |  |  | Unknown
2366 | 1603 S COCHRAN ST, HOBBS NM |  | No | No | Unknown - Unlikely Lead | Don't Know |  |  |  | No | Other |  | Will Inspect meter box at a later date | Unknown - Unlikely Lead |  |  |  | No | Other |  | Will Inspect meter box at a later date | Unknown | Don't Know | Don't Know |  | Building | Unknown | Unknown | No |  |  | Unknown
2505 | 205 W COAL AVE, HOBBS NM |  | No | No | Unknown - Unlikely Lead | Don't Know |  |  |  | No | Other |  | Will Inspect meter box at a later date | Unknown - Unlikely Lead |  |  |  | No | Other |  | Will Inspect meter box at a later date | Unknown | Don't Know | Don't Know |  | Building | Unknown | Unknown | No |  |  | Unknown
2967 | 3901 N CENTRAL N 101, HOBBS NM |  | No | No | Non-Lead - Plastic | No | 2009 | 3/4 | Field inspection only with no records | Yes | Visual inspection at the meter pit | 05/26/2024 00:00:00 |  | Non-Lead - Plastic | 2009 | 3/4 | Installation date after lead ban | Yes | Visual inspection at the meter pit | 05/26/2024 00:00:00 |  | Non-Lead | No | No |  | Single Family Residence |  | No | No |  |  | Non-Lead
1435 | 4909 N BREANNA, HOBBS NM |  | No | No | Non-Lead - Plastic |  | 2008 | 1 | Installation date after lead ban | No | Other |  | Newer Construction, verified by GIS Mapping | Non-Lead - Plastic | 2008 | 1 | Installation date after lead ban | No | Other |  | Newer Construction, verified by GIS Mapping | Non-Lead | No | No |  | Single Family Residence |  | Unknown | No |  |  | Non-Lead
3122 | 3901 N CENTRAL L 205, HOBBS NM |  | No | No | Non-Lead - Plastic | No | 2009 | 3/4 | Field inspection only with no records | Yes | Visual inspection at the meter pit | 05/26/2024 00:00:00 |  | Non-Lead - Plastic | 2009 | 3/4 | Installation date after lead ban | Yes | Visual inspection at the meter pit | 05/26/2024 00:00:00 |  | Non-Lead | No | No |  | Single Family Residence |  | No | No |  |  | Non-Lead
2980 | 3901 N CENTRAL A 308, HOBBS NM |  | No | No | Non-Lead - Plastic | No | 2009 | 3/4 | Field inspection only with no records | Yes | Visual inspection at the meter pit | 05/26/2024 00:00:00 |  | Non-Lead - Plastic | 2009 | 3/4 | Installation date after lead ban | Yes | Visual inspection at the meter pit | 05/26/2024 00:00:00 |  | Non-Lead | No | No |  | Single Family Residence |  | No | No |  |  | Non-Lead
14217 | 609 E YESO DR, HOBBS NM |  | No | No | Unknown - Unlikely Lead | Don't Know |  |  |  | No | Other |  | Will Inspect meter box at a later date | Unknown - Unlikely Lead |  |  |  | No | Other |  | Will Inspect meter box at a later date | Unknown | Don't Know | Don't Know |  | Building | Unknown | Unknown | No |  |  | Unknown
2915 | 3901 N CENTRAL G 102, HOBBS NM |  | No | No | Non-Lead - Plastic | No | 2009 | 3/4 | Field inspection only with no records | Yes | Visual inspection at the meter pit | 05/26/2024 00:00:00 |  | Non-Lead - Plastic | 2009 | 3/4 | Installation date after lead ban | Yes | Visual inspection at the meter pit | 05/26/2024 00:00:00 |  | Non-Lead | No | No |  | Single Family Residence |  | No | No |  |  | Non-Lead
2863 | 209 E CLEARFORK DR, HOBBS NM |  | No | No | Unknown - Unlikely Lead | Don't Know |  |  |  | No | Other |  | Will Inspect meter box at a later date | Unknown - Unlikely Lead |  |  |  | No | Other |  | Will Inspect meter box at a later date | Unknown | Don't Know | Don't Know |  | Building | Unknown | Unknown | No |  |  | Unknown
2819 | 518 E COPPER AVE, HOBBS NM |  | No | No | Unknown - Unlikely Lead | Don't Know |  |  |  | No | Other |  | Will Inspect meter box at a later date | Unknown - Unlikely Lead |  |  |  | No | Other |  | Will Inspect meter box at a later date | Unknown | Don't Know | Don't Know |  | Building | Unknown | Unknown | No |  |  | Unknown
14259 | 900 E YESO DR #27, HOBBS NM |  | No | No | Unknown - Unlikely Lead | Don't Know |  |  |  | No | Other |  | Will Inspect meter box at a later date | Unknown - Unlikely Lead |  |  |  | No | Other |  | Will Inspect meter box at a later date | Unknown | Don't Know | Don't Know |  | Building | Unknown | Unknown | No |  |  | Unknown
184 | 211 E ALBERTSON CIR, HOBBS NM |  | No | No | Unknown - Unlikely Lead | Don't Know |  |  |  | No | Other |  | Will Inspect meter box at a later date | Unknown - Unlikely Lead |  |  |  | No | Other |  | Will Inspect meter box at a later date | Unknown | Don't Know | Don't Know |  | Building | Unknown | Unknown | No |  |  | Unknown
13886 | 206 E VEGA DR, HOBBS NM |  | No | No | Unknown - Unlikely Lead | Don't Know |  |  |  | No | Other |  | Will Inspect meter box at a later date | Unknown - Unlikely Lead |  |  |  | No | Other |  | Will Inspect meter box at a later date | Unknown | Don't Know | Don't Know |  | Building | Unknown | Unknown | No |  |  | Unknown
3921 | 1410 W CALLE SUR ST, HOBBS NM |  | No | No | Unknown - Unlikely Lead | Don't Know |  |  |  | No | Other |  | Will Inspect meter box at a later date | Unknown - Unlikely Lead |  |  |  | No | Other |  | Will Inspect meter box at a later date | Unknown | Don't Know | Don't Know |  | Building | Unknown | Unknown | No |  |  | Unknown
2788 | 703 W COPPER AVE, HOBBS NM |  | No | No | Unknown - Unlikely Lead | Don't Know |  |  |  | No | Other |  | Will Inspect meter box at a later date | Unknown - Unlikely Lead |  |  |  | No | Other |  | Will Inspect meter box at a later date | Unknown | Don't Know | Don't Know |  | Building | Unknown | Unknown | No |  |  | Unknown
2687 | 515 W CIELO DR, HOBBS NM |  | No | No | Unknown - Unlikely Lead | Don't Know |  |  |  | No | Other |  | Will Inspect meter box at a later date | Unknown - Unlikely Lead |  |  |  | No | Other |  | Will Inspect meter box at a later date | Unknown | Don't Know | Don't Know |  | Building | Unknown | Unknown | No |  |  | Unknown
14275 | 1021 E YESO DR 102B, HOBBS NM |  | No | No | Unknown - Unlikely Lead | Don't Know |  |  |  | No | Other |  | Will Inspect meter box at a later date | Unknown - Unlikely Lead |  |  |  | No | Other |  | Will Inspect meter box at a later date | Unknown | Don't Know | Don't Know |  | Building | Unknown | Unknown | No |  |  | Unknown
13735 | 1207 TERRY CT, HOBBS NM |  | No | No | Unknown - Unlikely Lead | Don't Know |  |  |  | No | Other |  | Will Inspect meter box at a later date | Unknown - Unlikely Lead |  |  |  | No | Other |  | Will Inspect meter box at a later date | Unknown | Don't Know | Don't Know |  | Building | Unknown | Unknown | No |  |  | Unknown
3327 | 1317 W CAPROCK ST, HOBBS NM |  | No | No | Unknown - Unlikely Lead | Don't Know |  |  |  | No | Other |  | Will Inspect meter box at a later date | Unknown - Unlikely Lead |  |  |  | No | Other |  | Will Inspect meter box at a later date | Unknown | Don't Know | Don't Know |  | Building | Unknown | Unknown | No |  |  | Unknown
2001 | 602 E CORBETT ST, HOBBS NM |  | No | No | Unknown - Unlikely Lead | Don't Know |  |  |  | No | Other |  | Will Inspect meter box at a later date | Unknown - Unlikely Lead |  |  |  | No | Other |  | Will Inspect meter box at a later date | Unknown | Don't Know | Don't Know |  | Building | Unknown | Unknown | No |  |  | Unknown
14 | 1410 S 14TH ST, HOBBS NM |  | No | No | Unknown - Unlikely Lead | Don't Know |  |  |  | No | Other |  | Will Inspect meter box at a later date | Unknown - Unlikely Lead |  |  |  | No | Other |  | Will Inspect meter box at a later date | Unknown | Don't Know | Don't Know |  | Building | Unknown | Unknown | No |  |  | Unknown
172 | 108 W ALBERTSON DR, HOBBS NM |  | No | No | Unknown - Unlikely Lead | Don't Know |  |  |  | No | Other |  | Will Inspect meter box at a later date | Unknown - Unlikely Lead |  |  |  | No | Other |  | Will Inspect meter box at a later date | Unknown | Don't Know | Don't Know |  | Building | Unknown | Unknown | No |  |  | Unknown
4517 | 616 S DAL PASO ST, HOBBS NM |  | No | No | Unknown - Unlikely Lead | Don't Know |  |  |  | No | Other |  | Will Inspect meter box at a later date | Unknown - Unlikely Lead |  |  |  | No | Other |  | Will Inspect meter box at a later date | Unknown | Don't Know | Don't Know |  | Building | Unknown | Unknown | No |  |  | Unknown
4264 | 3206 N DAL PASO ST, HOBBS NM |  | No | No | Unknown - Unlikely Lead | Don't Know |  |  |  | No | Other |  | Will Inspect meter box at a later date | Unknown - Unlikely Lead |  |  |  | No | Other |  | Will Inspect meter box at a later date | Unknown | Don't Know | Don't Know |  | Building | Unknown | Unknown | No |  |  | Unknown
187 | 201 E ALBERTSON DR, HOBBS NM |  | No | No | Unknown - Unlikely Lead | Don't Know |  |  |  | No | Other |  | Will Inspect meter box at a later date | Unknown - Unlikely Lead |  |  |  | No | Other |  | Will Inspect meter box at a later date | Unknown | Don't Know | Don't Know |  | Building | Unknown | Unknown | No |  |  | Unknown
2127 | 1308 W CLINTON ST, HOBBS NM |  | No | No | Unknown - Unlikely Lead | Don't Know |  |  |  | No | Other |  | Will Inspect meter box at a later date | Unknown - Unlikely Lead |  |  |  | No | Other |  | Will Inspect meter box at a later date | Unknown | Don't Know | Don't Know |  | Building | Unknown | Unknown | No |  |  | Unknown
13885 | 112 E VEGA DR, HOBBS NM |  | No | No | Unknown - Unlikely Lead | Don't Know |  |  |  | No | Other |  | Will Inspect meter box at a later date | Unknown - Unlikely Lead |  |  |  | No | Other |  | Will Inspect meter box at a later date | Unknown | Don't Know | Don't Know |  | Building | Unknown | Unknown | No |  |  | Unknown
2403 | 1712 E CHILDERS DR, HOBBS NM |  | No | No | Unknown - Unlikely Lead | Don't Know |  |  |  | No | Other |  | Will Inspect meter box at a later date | Unknown - Unlikely Lead |  |  |  | No | Other |  | Will Inspect meter box at a later date | Unknown | Don't Know | Don't Know |  | Building | Unknown | Unknown | No |  |  | Unknown
14011 | 513 W WHITE ST, HOBBS NM |  | No | No | Unknown - Unlikely Lead | Don't Know |  |  |  | No | Other |  | Will Inspect meter box at a later date | Unknown - Unlikely Lead |  |  |  | No | Other |  | Will Inspect meter box at a later date | Unknown | Don't Know | Don't Know |  | Building | Unknown | Unknown | No |  |  | Unknown
14048 | 1221 E WALKER DR, HOBBS NM |  | No | No | Unknown - Unlikely Lead | Don't Know |  |  |  | No | Other |  | Will Inspect meter box at a later date | Unknown - Unlikely Lead |  |  |  | No | Other |  | Will Inspect meter box at a later date | Unknown | Don't Know | Don't Know |  | Building | Unknown | Unknown | No |  |  | Unknown
4418 | 3419 N DAL PASO BLD 12 D, HOBBS NM |  | No | No | Non-Lead - Plastic | No | 2020 | 3/4 | Field inspection only with no records | Yes | Visual inspection at the meter pit | 05/26/2024 00:00:00 |  | Non-Lead - Plastic |  | 3/4 | Installation date after lead ban | Yes | Visual inspection at the meter pit | 05/26/2024 00:00:00 |  | Non-Lead | No | No |  | Single Family Residence |  | No | No |  |  | Non-Lead
2631 | 2201 N CIELO DR, HOBBS NM |  | No | No | Unknown - Unlikely Lead | Don't Know |  |  |  | No | Other |  | Will Inspect meter box at a later date | Unknown - Unlikely Lead |  |  |  | No | Other |  | Will Inspect meter box at a later date | Unknown | Don't Know | Don't Know |  | Building | Unknown | Unknown | No |  |  | Unknown
13670 | 1724 S THORP ST, HOBBS NM |  | No | No | Unknown - Unlikely Lead | Don't Know |  |  |  | No | Other |  | Will Inspect meter box at a later date | Unknown - Unlikely Lead |  |  |  | No | Other |  | Will Inspect meter box at a later date | Unknown | Don't Know | Don't Know |  | Building | Unknown | Unknown | No |  |  | Unknown
13756 | 1520 W TURTLEBACK CT, HOBBS NM |  | No | No | Non-Lead - Plastic | No | 2019 | 1 | Installation date after lead ban | No | Other |  | GIS verfied because of being built after ban | Non-Lead - Plastic | 2019 | 1 | Installation date after lead ban | No | Other |  | Newer Construction, verified by GIS Mapping |  | No | No |  | Single Family Residence | Unknown | No | No |  |  | Non-Lead
14213 | 506 E YESO DR, HOBBS NM |  | No | No | Unknown - Unlikely Lead | Don't Know |  |  |  | No | Other |  | Will Inspect meter box at a later date | Unknown - Unlikely Lead |  |  |  | No | Other |  | Will Inspect meter box at a later date | Unknown | Don't Know | Don't Know |  | Building | Unknown | Unknown | No |  |  | Unknown
3909 | 3904 N CALLE GRANDE, HOBBS NM |  | No | No | Unknown - Unlikely Lead | Don't Know |  |  |  | No | Other |  | Will Inspect meter box at a later date | Unknown - Unlikely Lead |  |  |  | No | Other |  | Will Inspect meter box at a later date | Unknown | Don't Know | Don't Know |  | Building | Unknown | Unknown | No |  |  | Unknown
2209 | 303 W CASTLE AVE, HOBBS NM |  | No | No | Unknown - Unlikely Lead | Don't Know |  |  |  | No | Other |  | Will Inspect meter box at a later date | Unknown - Unlikely Lead |  |  |  | No | Other |  | Will Inspect meter box at a later date | Unknown | Don't Know | Don't Know |  | Building | Unknown | Unknown | No |  |  | Unknown
2871 | 332 W CLEARFORK DR, HOBBS NM |  | No | No | Unknown - Unlikely Lead | Don't Know |  |  |  | No | Other |  | Will Inspect meter box at a later date | Unknown - Unlikely Lead |  |  |  | No | Other |  | Will Inspect meter box at a later date | Unknown | Don't Know | Don't Know |  | Building | Unknown | Unknown | No |  |  | Unknown
3453 | 315 N CECIL ST, HOBBS NM |  | No | No | Unknown - Unlikely Lead | Don't Know |  |  |  | No | Other |  | Will Inspect meter box at a later date | Unknown - Unlikely Lead |  |  |  | No | Other |  | Will Inspect meter box at a later date | Unknown | Don't Know | Don't Know |  | Building | Unknown | Unknown | No |  |  | Unknown
14155 | 3317 N WEST COUNTY RD, HOBBS NM |  | No | No | Unknown - Unlikely Lead | Don't Know |  |  |  | No | Other |  | Will Inspect meter box at a later date | Unknown - Unlikely Lead |  |  |  | No | Other |  | Will Inspect meter box at a later date | Unknown | Don't Know | Don't Know |  | Building | Unknown | Unknown | No |  |  | Unknown
1958 | 1629 E BOND ST, HOBBS NM |  | No | No | Unknown - Unlikely Lead | Don't Know |  |  |  | No | Other |  | Will Inspect meter box at a later date | Unknown - Unlikely Lead |  |  |  | No | Other |  | Will Inspect meter box at a later date | Unknown | Don't Know | Don't Know |  | Building | Unknown | Unknown | No |  |  | Unknown
3188 | 3901 N CENTRAL H 106, HOBBS NM |  | No | No | Non-Lead - Plastic | No | 2009 | 3/4 | Field inspection only with no records | Yes | Visual inspection at the meter pit | 05/26/2024 00:00:00 |  | Non-Lead - Plastic | 2009 | 3/4 | Installation date after lead ban | Yes | Visual inspection at the meter pit | 05/26/2024 00:00:00 |  | Non-Lead | No | No |  | Single Family Residence |  | No | No |  |  | Non-Lead
2840 | 408 E CLEARFORK DR, HOBBS NM |  | No | No | Unknown - Unlikely Lead | Don't Know |  |  |  | No | Other |  | Will Inspect meter box at a later date | Unknown - Unlikely Lead |  |  |  | No | Other |  | Will Inspect meter box at a later date | Unknown | Don't Know | Don't Know |  | Building | Unknown | Unknown | No |  |  | Unknown
4177 | 4017 N CORTEZ ST, HOBBS NM |  | No | No | Unknown - Unlikely Lead | Don't Know |  |  |  | No | Other |  | Will Inspect meter box at a later date | Unknown - Unlikely Lead |  |  |  | No | Other |  | Will Inspect meter box at a later date | Unknown | Don't Know | Don't Know |  | Building | Unknown | Unknown | No |  |  | Unknown
3135 | 3901 N CENTRAL D 202, HOBBS NM |  | No | No | Non-Lead - Plastic | No | 2009 | 3/4 | Field inspection only with no records | Yes | Visual inspection at the meter pit | 05/26/2024 00:00:00 |  | Non-Lead - Plastic | 2009 | 3/4 | Installation date after lead ban | Yes | Visual inspection at the meter pit | 05/26/2024 00:00:00 |  | Non-Lead | No | No |  | Single Family Residence |  | No | No |  |  | Non-Lead
4006 | 1421 N COBB DR, HOBBS NM |  | No | No | Unknown - Unlikely Lead | Don't Know |  |  |  | No | Other |  | Will Inspect meter box at a later date | Unknown - Unlikely Lead |  |  |  | No | Other |  | Will Inspect meter box at a later date | Unknown | Don't Know | Don't Know |  | Building | Unknown | Unknown | No |  |  | Unknown
1730 | 2207 N BRECKON DR, HOBBS NM |  | No | No | Unknown - Unlikely Lead | Don't Know |  |  |  | No | Other |  | Will Inspect meter box at a later date | Unknown - Unlikely Lead |  |  |  | No | Other |  | Will Inspect meter box at a later date | Unknown | Don't Know | Don't Know |  | Building | Unknown | Unknown | No |  |  | Unknown
4165 | 1531 N CATHERINE DR, HOBBS NM |  | No | No | Unknown - Unlikely Lead | Don't Know |  |  |  | No | Other |  | Will Inspect meter box at a later date | Unknown - Unlikely Lead |  |  |  | No | Other |  | Will Inspect meter box at a later date | Unknown | Don't Know | Don't Know |  | Building | Unknown | Unknown | No |  |  | Unknown
3889 | 4010 N CALLE GRANDE, HOBBS NM |  | No | No | Unknown - Unlikely Lead | Don't Know |  |  |  | No | Other |  | Will Inspect meter box at a later date | Unknown - Unlikely Lead |  |  |  | No | Other |  | Will Inspect meter box at a later date | Unknown | Don't Know | Don't Know |  | Building | Unknown | Unknown | No |  |  | Unknown
2702 | 2823 CIELO AZUL, HOBBS NM |  | No | No | Non-Lead - Plastic | Don't Know | 2019 | 1 | Field inspection only with no records | Yes | Visual inspection at the meter pit | 08/19/2024 00:00:00 |  | Non-Lead - Plastic | 2019 | 1 | Field inspection only with no records | Yes | Visual inspection at the meter pit | 08/19/2024 00:00:00 |  | Non-Lead | No | Don't Know |  | Single Family Residence |  | No | No |  |  | Non-Lead
3766 | 1928 W COLLEGE LN, HOBBS NM |  | No | No | Unknown - Unlikely Lead | Don't Know |  |  |  | No | Other |  | Will Inspect meter box at a later date | Unknown - Unlikely Lead |  |  |  | No | Other |  | Will Inspect meter box at a later date | Unknown | Don't Know | Don't Know |  | Building | Unknown | Unknown | No |  |  | Unknown
4423 | 3419 N DAL PASO BLD 13 A, HOBBS NM |  | No | No | Non-Lead - Plastic | No | 2020 | 3/4 | Field inspection only with no records | Yes | Visual inspection at the meter pit | 05/26/2024 00:00:00 |  | Non-Lead - Plastic |  | 3/4 | Installation date after lead ban | Yes | Visual inspection at the meter pit | 05/26/2024 00:00:00 |  | Non-Lead | No | No |  | Single Family Residence |  | No | No |  |  | Non-Lead
3647 | 818 S CARLTON ST, HOBBS NM |  | No | No | Unknown - Unlikely Lead | Don't Know |  |  |  | No | Other |  | Will Inspect meter box at a later date | Unknown - Unlikely Lead |  |  |  | No | Other |  | Will Inspect meter box at a later date | Unknown | Don't Know | Don't Know |  | Building | Unknown | Unknown | No |  |  | Unknown
13667 | 115 S THORP ST, HOBBS NM |  | No | No | Unknown - Unlikely Lead | Don't Know |  |  |  | No | Other |  | Will Inspect meter box at a later date | Unknown - Unlikely Lead |  |  |  | No | Other |  | Will Inspect meter box at a later date | Unknown | Don't Know | Don't Know |  | Building | Unknown | Unknown | No |  |  | Unknown
2217 | 301 S COCHRAN ST, HOBBS NM |  | No | No | Unknown - Unlikely Lead | Don't Know |  |  |  | No | Other |  | Will Inspect meter box at a later date | Unknown - Unlikely Lead |  |  |  | No | Other |  | Will Inspect meter box at a later date | Unknown | Don't Know | Don't Know |  | Building | Unknown | Unknown | No |  |  | Unknown
4440 | 3419 N DAL PASO BLD 12 A, HOBBS NM |  | No | No | Non-Lead - Plastic | No | 2020 | 3/4 | Field inspection only with no records | Yes | Visual inspection at the meter pit | 05/26/2024 00:00:00 |  | Non-Lead - Plastic |  | 3/4 | Installation date after lead ban | Yes | Visual inspection at the meter pit | 05/26/2024 00:00:00 |  | Non-Lead | No | No |  | Single Family Residence |  | No | No |  |  | Non-Lead
14151 | 6720 N WORLD DR, HOBBS NM |  | No | No | Unknown - Unlikely Lead | Don't Know |  |  |  | No | Other |  | Will Inspect meter box at a later date | Unknown - Unlikely Lead |  |  |  | No | Other |  | Will Inspect meter box at a later date | Unknown | Don't Know | Don't Know |  | Building | Unknown | Unknown | No |  |  | Unknown
4132 | 3624 W CASA VERDE, HOBBS NM |  | No | No | Unknown - Unlikely Lead | Don't Know |  |  |  | No | Other |  | Will Inspect meter box at a later date | Unknown - Unlikely Lead |  |  |  | No | Other |  | Will Inspect meter box at a later date | Unknown | Don't Know | Don't Know |  | Building | Unknown | Unknown | No |  |  | Unknown
4127 | 6015 W CASA VERDE, HOBBS NM |  | No | No | Unknown - Unlikely Lead | Don't Know |  |  |  | No | Other |  | Will Inspect meter box at a later date | Unknown - Unlikely Lead |  |  |  | No | Other |  | Will Inspect meter box at a later date | Unknown | Don't Know | Don't Know |  | Building | Unknown | Unknown | No |  |  | Unknown
1792 | 1444 W BROADWAY ST, HOBBS NM |  | No | No | Unknown - Unlikely Lead | Don't Know |  |  |  | No | Other |  | Will Inspect meter box at a later date | Unknown - Unlikely Lead |  |  |  | No | Other |  | Will Inspect meter box at a later date | Unknown | Don't Know | Don't Know |  | Building | Unknown | Unknown | No |  |  | Unknown
2876 | 122 W CLEARFORK DR, HOBBS NM |  | No | No | Unknown - Unlikely Lead | Don't Know |  |  |  | No | Other |  | Will Inspect meter box at a later date | Unknown - Unlikely Lead |  |  |  | No | Other |  | Will Inspect meter box at a later date | Unknown | Don't Know | Don't Know |  | Building | Unknown | Unknown | No |  |  | Unknown
4359 | 3419 N DAL PASO BLD 12 B, HOBBS NM |  | No | No | Non-Lead - Plastic | No | 2020 | 3/4 | Field inspection only with no records | Yes | Visual inspection at the meter pit | 05/26/2024 00:00:00 |  | Non-Lead - Plastic |  | 3/4 | Installation date after lead ban | Yes | Visual inspection at the meter pit | 05/26/2024 00:00:00 |  | Non-Lead | No | No |  | Single Family Residence |  | No | No |  |  | Non-Lead
1831 | 110 W BROADWAY ST, HOBBS NM |  | No | No | Unknown - Unlikely Lead | Don't Know |  |  |  | No | Other |  | Will Inspect meter box at a later date | Unknown - Unlikely Lead |  |  |  | No | Other |  | Will Inspect meter box at a later date | Unknown | Don't Know | Don't Know |  | Building | Unknown | Unknown | No |  |  | Unknown
2292 | 1407 N COCHRAN ST, HOBBS NM |  | No | No | Unknown - Unlikely Lead | Don't Know |  |  |  | No | Other |  | Will Inspect meter box at a later date | Unknown - Unlikely Lead |  |  |  | No | Other |  | Will Inspect meter box at a later date | Unknown | Don't Know | Don't Know |  | Building | Unknown | Unknown | No |  |  | Unknown
3582 | 517-C N COLEMAN ST, HOBBS NM |  | No | No | Unknown - Unlikely Lead | Don't Know |  |  |  | No | Other |  | Will Inspect meter box at a later date | Unknown - Unlikely Lead |  |  |  | No | Other |  | Will Inspect meter box at a later date | Unknown | Don't Know | Don't Know |  | Building | Unknown | Unknown | No |  |  | Unknown
13967 | 1407 E WHITE ST, HOBBS NM |  | No | No | Unknown - Unlikely Lead | Don't Know |  |  |  | No | Other |  | Will Inspect meter box at a later date | Unknown - Unlikely Lead |  |  |  | No | Other |  | Will Inspect meter box at a later date | Unknown | Don't Know | Don't Know |  | Building | Unknown | Unknown | No |  |  | Unknown
4735 | 320 W DUNNAM ST, HOBBS NM |  | No | No | Unknown - Unlikely Lead | Don't Know |  |  |  | No | Other |  | Will Inspect meter box at a later date | Unknown - Unlikely Lead |  |  |  | No | Other |  | Will Inspect meter box at a later date | Unknown | Don't Know | Don't Know |  | Building | Unknown | Unknown | No |  |  | Unknown
4434 | 3419 N DAL PASO BLD 4 B, HOBBS NM |  | No | No | Non-Lead - Plastic | No | 2020 | 3/4 | Field inspection only with no records | Yes | Visual inspection at the meter pit | 05/26/2024 00:00:00 |  | Non-Lead - Plastic |  | 3/4 | Installation date after lead ban | Yes | Visual inspection at the meter pit | 05/26/2024 00:00:00 |  | Non-Lead | No | No |  | Single Family Residence |  | No | No |  |  | Non-Lead
14068 | 326 W WOLFCAMP DR, HOBBS NM |  | No | No | Unknown - Unlikely Lead | Don't Know |  |  |  | No | Other |  | Will Inspect meter box at a later date | Unknown - Unlikely Lead |  |  |  | No | Other |  | Will Inspect meter box at a later date | Unknown | Don't Know | Don't Know |  | Building | Unknown | Unknown | No |  |  | Unknown
1445 | 1502 N BRAZOS AVE, HOBBS NM |  | No | No | Unknown - Unlikely Lead | Don't Know |  |  |  | No | Other |  | Will Inspect meter box at a later date | Unknown - Unlikely Lead |  |  |  | No | Other |  | Will Inspect meter box at a later date | Unknown | Don't Know | Don't Know |  | Building | Unknown | Unknown | No |  |  | Unknown
3494 | 118 S CECIL ST, HOBBS NM |  | No | No | Unknown - Unlikely Lead | Don't Know |  |  |  | No | Other |  | Will Inspect meter box at a later date | Unknown - Unlikely Lead |  |  |  | No | Other |  | Will Inspect meter box at a later date | Unknown | Don't Know | Don't Know |  | Building | Unknown | Unknown | No |  |  | Unknown
1667 | 1609 N BRECKON DR, HOBBS NM |  | No | No | Unknown - Unlikely Lead | Don't Know |  |  |  | No | Other |  | Will Inspect meter box at a later date | Unknown - Unlikely Lead |  |  |  | No | Other |  | Will Inspect meter box at a later date | Unknown | Don't Know | Don't Know |  | Building | Unknown | Unknown | No |  |  | Unknown
1473 | 1634 N BRAZOS AVE, HOBBS NM |  | No | No | Unknown - Unlikely Lead | Don't Know |  |  |  | No | Other |  | Will Inspect meter box at a later date | Unknown - Unlikely Lead |  |  |  | No | Other |  | Will Inspect meter box at a later date | Unknown | Don't Know | Don't Know |  | Building | Unknown | Unknown | No |  |  | Unknown
2037 | 607 E CLINTON ST, HOBBS NM |  | No | No | Unknown - Unlikely Lead | Don't Know |  |  |  | No | Other |  | Will Inspect meter box at a later date | Unknown - Unlikely Lead |  |  |  | No | Other |  | Will Inspect meter box at a later date | Unknown | Don't Know | Don't Know |  | Building | Unknown | Unknown | No |  |  | Unknown
14469 | 1128 N YUCCA ST, HOBBS NM |  | No | No | Unknown - Unlikely Lead | Don't Know |  |  |  | No | Other |  | Will Inspect meter box at a later date | Unknown - Unlikely Lead |  |  |  | No | Other |  | Will Inspect meter box at a later date | Unknown | Don't Know | Don't Know |  | Building | Unknown | Unknown | No |  |  | Unknown
1953 | 1606 E BOND ST, HOBBS NM |  | No | No | Unknown - Unlikely Lead | Don't Know |  |  |  | No | Other |  | Will Inspect meter box at a later date | Unknown - Unlikely Lead |  |  |  | No | Other |  | Will Inspect meter box at a later date | Unknown | Don't Know | Don't Know |  | Building | Unknown | Unknown | No |  |  | Unknown
14138 | 216 N WILLOW ST, HOBBS NM |  | No | No | Unknown - Unlikely Lead | Don't Know |  |  |  | No | Other |  | Will Inspect meter box at a later date | Unknown - Unlikely Lead |  |  |  | No | Other |  | Will Inspect meter box at a later date | Unknown | Don't Know | Don't Know |  | Building | Unknown | Unknown | No |  |  | Unknown
2435 | 312 W COAL AVE, HOBBS NM |  | No | No | Unknown - Unlikely Lead | Don't Know |  |  |  | No | Other |  | Will Inspect meter box at a later date | Unknown - Unlikely Lead |  |  |  | No | Other |  | Will Inspect meter box at a later date | Unknown | Don't Know | Don't Know |  | Building | Unknown | Unknown | No |  |  | Unknown
3241 | 322 W COCHITI AVE, HOBBS NM |  | No | No | Unknown - Unlikely Lead | Don't Know |  |  |  | No | Other |  | Will Inspect meter box at a later date | Unknown - Unlikely Lead |  |  |  | No | Other |  | Will Inspect meter box at a later date | Unknown | Don't Know | Don't Know |  | Building | Unknown | Unknown | No |  |  | Unknown
14350 | 203 W YESO DR, HOBBS NM |  | No | No | Unknown - Unlikely Lead | Don't Know |  |  |  | No | Other |  | Will Inspect meter box at a later date | Unknown - Unlikely Lead |  |  |  | No | Other |  | Will Inspect meter box at a later date | Unknown | Don't Know | Don't Know |  | Building | Unknown | Unknown | No |  |  | Unknown
2050 | 704 E CLINTON ST, HOBBS NM |  | No | No | Unknown - Unlikely Lead | Don't Know |  |  |  | No | Other |  | Will Inspect meter box at a later date | Unknown - Unlikely Lead |  |  |  | No | Other |  | Will Inspect meter box at a later date | Unknown | Don't Know | Don't Know |  | Building | Unknown | Unknown | No |  |  | Unknown
14284 | 1021 E YESO DR 203B, HOBBS NM |  | No | No | Unknown - Unlikely Lead | Don't Know |  |  |  | No | Other |  | Will Inspect meter box at a later date | Unknown - Unlikely Lead |  |  |  | No | Other |  | Will Inspect meter box at a later date | Unknown | Don't Know | Don't Know |  | Building | Unknown | Unknown | No |  |  | Unknown
3149 | 3901 N CENTRAL B 103, HOBBS NM |  | No | No | Non-Lead - Plastic | No | 2009 | 3/4 | Field inspection only with no records | Yes | Visual inspection at the meter pit | 05/26/2024 00:00:00 |  | Non-Lead - Plastic | 2009 | 3/4 | Installation date after lead ban | Yes | Visual inspection at the meter pit | 05/26/2024 00:00:00 |  | Non-Lead | No | No |  | Single Family Residence |  | No | No |  |  | Non-Lead
324 | 1317 E ALSTON ST, HOBBS NM |  | No | No | Unknown - Unlikely Lead | Don't Know |  |  |  | No | Other |  | Will Inspect meter box at a later date | Unknown - Unlikely Lead |  |  |  | No | Other |  | Will Inspect meter box at a later date | Unknown | Don't Know | Don't Know |  | Building | Unknown | Unknown | No |  |  | Unknown
4374 | 3709 N DAL PASO ST, HOBBS NM |  | No | No | Unknown - Unlikely Lead | Don't Know |  |  |  | No | Other |  | Will Inspect meter box at a later date | Unknown - Unlikely Lead |  |  |  | No | Other |  | Will Inspect meter box at a later date | Unknown | Don't Know | Don't Know |  | Building | Unknown | Unknown | No |  |  | Unknown
300 | 403 W ALSTON ST, HOBBS NM |  | No | No | Unknown - Unlikely Lead | Don't Know |  |  |  | No | Other |  | Will Inspect meter box at a later date | Unknown - Unlikely Lead |  |  |  | No | Other |  | Will Inspect meter box at a later date | Unknown | Don't Know | Don't Know |  | Building | Unknown | Unknown | No |  |  | Unknown
3047 | 3901 N CENTRAL N 303, HOBBS NM |  | No | No | Non-Lead - Plastic | No | 2009 | 3/4 | Field inspection only with no records | Yes | Visual inspection at the meter pit | 05/26/2024 00:00:00 |  | Non-Lead - Plastic | 2009 | 3/4 | Installation date after lead ban | Yes | Visual inspection at the meter pit | 05/26/2024 00:00:00 |  | Non-Lead | No | No |  | Single Family Residence |  | No | No |  |  | Non-Lead
13980 | 604 E WHITE ST, HOBBS NM |  | No | No | Unknown - Unlikely Lead | Don't Know |  |  |  | No | Other |  | Will Inspect meter box at a later date | Unknown - Unlikely Lead |  |  |  | No | Other |  | Will Inspect meter box at a later date | Unknown | Don't Know | Don't Know |  | Building | Unknown | Unknown | No |  |  | Unknown
1491 | 1808 N BRAZOS AVE, HOBBS NM |  | No | No | Unknown - Unlikely Lead | Don't Know |  |  |  | No | Other |  | Will Inspect meter box at a later date | Unknown - Unlikely Lead |  |  |  | No | Other |  | Will Inspect meter box at a later date | Unknown | Don't Know | Don't Know |  | Building | Unknown | Unknown | No |  |  | Unknown
1951 | 2207 E BOND ST, HOBBS NM |  | No | No | Unknown - Unlikely Lead | Don't Know |  |  |  | No | Other |  | Will Inspect meter box at a later date | Unknown - Unlikely Lead |  |  |  | No | Other |  | Will Inspect meter box at a later date | Unknown | Don't Know | Don't Know |  | Building | Unknown | Unknown | No |  |  | Unknown
14323 | 1021 E YESO DR 101A, HOBBS NM |  | No | No | Unknown - Unlikely Lead | Don't Know |  |  |  | No | Other |  | Will Inspect meter box at a later date | Unknown - Unlikely Lead |  |  |  | No | Other |  | Will Inspect meter box at a later date | Unknown | Don't Know | Don't Know |  | Building | Unknown | Unknown | No |  |  | Unknown
3409 | 1214 W CAPROCK ST, HOBBS NM |  | No | No | Unknown - Unlikely Lead | Don't Know |  |  |  | No | Other |  | Will Inspect meter box at a later date | Unknown - Unlikely Lead |  |  |  | No | Other |  | Will Inspect meter box at a later date | Unknown | Don't Know | Don't Know |  | Building | Unknown | Unknown | No |  |  | Unknown
3351 | 924 W CAPROCK ST, HOBBS NM |  | No | No | Unknown - Unlikely Lead | Don't Know |  |  |  | No | Other |  | Will Inspect meter box at a later date | Unknown - Unlikely Lead |  |  |  | No | Other |  | Will Inspect meter box at a later date | Unknown | Don't Know | Don't Know |  | Building | Unknown | Unknown | No |  |  | Unknown
3606 | 517-B N COLEMAN ST, HOBBS NM |  | No | No | Unknown - Unlikely Lead | Don't Know |  |  |  | No | Other |  | Will Inspect meter box at a later date | Unknown - Unlikely Lead |  |  |  | No | Other |  | Will Inspect meter box at a later date | Unknown | Don't Know | Don't Know |  | Building | Unknown | Unknown | No |  |  | Unknown
2354 | 301 S COCHRAN ST, HOBBS NM |  | No | No | Unknown - Unlikely Lead | Don't Know |  |  |  | No | Other |  | Will Inspect meter box at a later date | Unknown - Unlikely Lead |  |  |  | No | Other |  | Will Inspect meter box at a later date | Unknown | Don't Know | Don't Know |  | Building | Unknown | Unknown | No |  |  | Unknown
2053 | 1303 E CLINTON ST, HOBBS NM |  | No | No | Unknown - Unlikely Lead | Don't Know |  |  |  | No | Other |  | Will Inspect meter box at a later date | Unknown - Unlikely Lead |  |  |  | No | Other |  | Will Inspect meter box at a later date | Unknown | Don't Know | Don't Know |  | Building | Unknown | Unknown | No |  |  | Unknown
4596 | 718-A S DALMONT ST, HOBBS NM |  | No | No | Unknown - Unlikely Lead | Don't Know |  |  |  | No | Other |  | Will Inspect meter box at a later date | Unknown - Unlikely Lead |  |  |  | No | Other |  | Will Inspect meter box at a later date | Unknown | Don't Know | Don't Know |  | Building | Unknown | Unknown | No |  |  | Unknown
1772 | 800 W BROADWAY ST, HOBBS NM |  | No | No | Unknown - Unlikely Lead | Don't Know |  |  |  | No | Other |  | Will Inspect meter box at a later date | Unknown - Unlikely Lead |  |  |  | No | Other |  | Will Inspect meter box at a later date | Unknown | Don't Know | Don't Know |  | Building | Unknown | Unknown | No |  |  | Unknown
4167 | 1507 N CATHERINE DR, HOBBS NM |  | No | No | Unknown - Unlikely Lead | Don't Know |  |  |  | No | Other |  | Will Inspect meter box at a later date | Unknown - Unlikely Lead |  |  |  | No | Other |  | Will Inspect meter box at a later date | Unknown | Don't Know | Don't Know |  | Building | Unknown | Unknown | No |  |  | Unknown
14404 | 703 E YUCCA ST, HOBBS NM |  | No | No | Non-Lead - Copper | Don't Know |  | 1 | Field inspection only with no records | Yes | Visual inspection at the meter pit | 08/26/2024 00:00:00 |  | Non-Lead - Plastic |  | 3/4 | Field inspection only with no records | Yes | Visual inspection at the meter pit | 08/26/2024 00:00:00 |  | Non-Lead | No | Don't Know |  | Single Family Residence |  | No | No |  |  | Non-Lead
1541 | 1810 N BLANCO DR, HOBBS NM |  | No | No | Unknown - Unlikely Lead | Don't Know |  |  |  | No | Other |  | Will Inspect meter box at a later date | Unknown - Unlikely Lead |  |  |  | No | Other |  | Will Inspect meter box at a later date | Unknown | Don't Know | Don't Know |  | Building | Unknown | Unknown | No |  |  | Unknown
2869 | 326 W CLEARFORK DR, HOBBS NM |  | No | No | Unknown - Unlikely Lead | Don't Know |  |  |  | No | Other |  | Will Inspect meter box at a later date | Unknown - Unlikely Lead |  |  |  | No | Other |  | Will Inspect meter box at a later date | Unknown | Don't Know | Don't Know |  | Building | Unknown | Unknown | No |  |  | Unknown
2485 | 907 W COAL AVE, HOBBS NM |  | No | No | Unknown - Unlikely Lead | Don't Know |  |  |  | No | Other |  | Will Inspect meter box at a later date | Unknown - Unlikely Lead |  |  |  | No | Other |  | Will Inspect meter box at a later date | Unknown | Don't Know | Don't Know |  | Building | Unknown | Unknown | No |  |  | Unknown
2937 | 3901 N CENTRAL I 207, HOBBS NM |  | No | No | Non-Lead - Plastic | No | 2009 | 3/4 | Field inspection only with no records | Yes | Visual inspection at the meter pit | 05/26/2024 00:00:00 |  | Non-Lead - Plastic | 2009 | 3/4 | Installation date after lead ban | Yes | Visual inspection at the meter pit | 05/26/2024 00:00:00 |  | Non-Lead | No | No |  | Single Family Residence |  | No | No |  |  | Non-Lead
4429 | 3419 N DAL PASO BLD 17 D, HOBBS NM |  | No | No | Non-Lead - Plastic | No | 2020 | 3/4 | Field inspection only with no records | Yes | Visual inspection at the meter pit | 05/26/2024 00:00:00 |  | Non-Lead - Plastic |  | 3/4 | Installation date after lead ban | Yes | Visual inspection at the meter pit | 05/26/2024 00:00:00 |  | Non-Lead | No | No |  | Single Family Residence |  | No | No |  |  | Non-Lead
2250 | 1702 S COCHRAN ST, HOBBS NM |  | No | No | Unknown - Unlikely Lead | Don't Know |  |  |  | No | Other |  | Will Inspect meter box at a later date | Unknown - Unlikely Lead |  |  |  | No | Other |  | Will Inspect meter box at a later date | Unknown | Don't Know | Don't Know |  | Building | Unknown | Unknown | No |  |  | Unknown
3675 | 1639 N CHAMA DR, HOBBS NM |  | No | No | Unknown - Unlikely Lead | Don't Know |  |  |  | No | Other |  | Will Inspect meter box at a later date | Unknown - Unlikely Lead |  |  |  | No | Other |  | Will Inspect meter box at a later date | Unknown | Don't Know | Don't Know |  | Building | Unknown | Unknown | No |  |  | Unknown
2142 | 306 W CLINTON ST, HOBBS NM |  | No | No | Non-Lead - Plastic | Don't Know |  | 1 | Field inspection only with no records | Yes | Visual inspection at the meter pit | 07/23/2024 00:00:00 |  | Galvanized | 1982 | 3/4 | Field inspection only with no records | Yes | Visual inspection at the meter pit | 07/23/2024 00:00:00 |  | Non-Lead | No | Don't Know |  | Single Family Residence |  | No | No |  |  | Non-Lead
3482 | 1108 N CECIL ST, HOBBS NM |  | No | No | Unknown - Unlikely Lead | Don't Know |  |  |  | No | Other |  | Will Inspect meter box at a later date | Unknown - Unlikely Lead |  |  |  | No | Other |  | Will Inspect meter box at a later date | Unknown | Don't Know | Don't Know |  | Building | Unknown | Unknown | No |  |  | Unknown
2870 | 100 W CLEARFORK DR, HOBBS NM |  | No | No | Unknown - Unlikely Lead | Don't Know |  |  |  | No | Other |  | Will Inspect meter box at a later date | Unknown - Unlikely Lead |  |  |  | No | Other |  | Will Inspect meter box at a later date | Unknown | Don't Know | Don't Know |  | Building | Unknown | Unknown | No |  |  | Unknown
3541 | 1212 N COLEMAN ST, HOBBS NM |  | No | No | Unknown - Unlikely Lead | Don't Know |  |  |  | No | Other |  | Will Inspect meter box at a later date | Unknown - Unlikely Lead |  |  |  | No | Other |  | Will Inspect meter box at a later date | Unknown | Don't Know | Don't Know |  | Building | Unknown | Unknown | No |  |  | Unknown
14141 | 224 N WILLOW ST, HOBBS NM |  | No | No | Unknown - Unlikely Lead | Don't Know |  |  |  | No | Other |  | Will Inspect meter box at a later date | Unknown - Unlikely Lead |  |  |  | No | Other |  | Will Inspect meter box at a later date | Unknown | Don't Know | Don't Know |  | Building | Unknown | Unknown | No |  |  | Unknown
2648 | 1701 N CIELO DR, HOBBS NM |  | No | No | Unknown - Unlikely Lead | Don't Know |  |  |  | No | Other |  | Will Inspect meter box at a later date | Unknown - Unlikely Lead |  |  |  | No | Other |  | Will Inspect meter box at a later date | Unknown | Don't Know | Don't Know |  | Building | Unknown | Unknown | No |  |  | Unknown
2636 | 1714 N CIELO DR, HOBBS NM |  | No | No | Unknown - Unlikely Lead | Don't Know |  |  |  | No | Other |  | Will Inspect meter box at a later date | Unknown - Unlikely Lead |  |  |  | No | Other |  | Will Inspect meter box at a later date | Unknown | Don't Know | Don't Know |  | Building | Unknown | Unknown | No |  |  | Unknown
4046 | 2627 CHARLCIA BLVD, HOBBS NM |  | No | No | Unknown - Unlikely Lead | Don't Know |  |  |  | No | Other |  | Will Inspect meter box at a later date | Unknown - Unlikely Lead |  |  |  | No | Other |  | Will Inspect meter box at a later date | Unknown | Don't Know | Don't Know |  | Building | Unknown | Unknown | No |  |  | Unknown
412 | 520 E ALTO DR, HOBBS NM |  | No | No | Unknown - Unlikely Lead | Don't Know |  |  |  | No | Other |  | Will Inspect meter box at a later date | Unknown - Unlikely Lead |  |  |  | No | Other |  | Will Inspect meter box at a later date | Unknown | Don't Know | Don't Know |  | Building | Unknown | Unknown | No |  |  | Unknown
1588 | 1621 BRADLEY CT, HOBBS NM |  | No | No | Unknown - Unlikely Lead | Don't Know |  |  |  | No | Other |  | Will Inspect meter box at a later date | Unknown - Unlikely Lead |  |  |  | No | Other |  | Will Inspect meter box at a later date | Unknown | Don't Know | Don't Know |  | Building | Unknown | Unknown | No |  |  | Unknown
13716 | 401 W TAYLOR ST, HOBBS NM |  | No | No | Unknown - Unlikely Lead | Don't Know |  |  |  | No | Other |  | Will Inspect meter box at a later date | Unknown - Unlikely Lead |  |  |  | No | Other |  | Will Inspect meter box at a later date | Unknown | Don't Know | Don't Know |  | Building | Unknown | Unknown | No |  |  | Unknown
2231 | 1511 S COCHRAN ST, HOBBS NM |  | No | No | Unknown - Unlikely Lead | Don't Know |  |  |  | No | Other |  | Will Inspect meter box at a later date | Unknown - Unlikely Lead |  |  |  | No | Other |  | Will Inspect meter box at a later date | Unknown | Don't Know | Don't Know |  | Building | Unknown | Unknown | No |  |  | Unknown
2881 | 434 W CLEARFORK CIR, HOBBS NM |  | No | No | Unknown - Unlikely Lead | Don't Know |  |  |  | No | Other |  | Will Inspect meter box at a later date | Unknown - Unlikely Lead |  |  |  | No | Other |  | Will Inspect meter box at a later date | Unknown | Don't Know | Don't Know |  | Building | Unknown | Unknown | No |  |  | Unknown
4732 | 514 W DUNNAM ST, HOBBS NM |  | No | No | Unknown - Unlikely Lead | Don't Know |  |  |  | No | Other |  | Will Inspect meter box at a later date | Unknown - Unlikely Lead |  |  |  | No | Other |  | Will Inspect meter box at a later date | Unknown | Don't Know | Don't Know |  | Building | Unknown | Unknown | No |  |  | Unknown
352 | 602 E ALSTON ST, HOBBS NM |  | No | No | Unknown - Unlikely Lead | Don't Know |  |  |  | No | Other |  | Will Inspect meter box at a later date | Unknown - Unlikely Lead |  |  |  | No | Other |  | Will Inspect meter box at a later date | Unknown | Don't Know | Don't Know |  | Building | Unknown | Unknown | No |  |  | Unknown
229 | 1722 E ALBERTSON DR, HOBBS NM |  | No | No | Unknown - Unlikely Lead | Don't Know |  |  |  | No | Other |  | Will Inspect meter box at a later date | Unknown - Unlikely Lead |  |  |  | No | Other |  | Will Inspect meter box at a later date | Unknown | Don't Know | Don't Know |  | Building | Unknown | Unknown | No |  |  | Unknown
3056 | 3901 N CENTRAL G 306, HOBBS NM |  | No | No | Non-Lead - Plastic | No | 2009 | 3/4 | Field inspection only with no records | Yes | Visual inspection at the meter pit | 05/26/2024 00:00:00 |  | Non-Lead - Plastic | 2009 | 3/4 | Installation date after lead ban | Yes | Visual inspection at the meter pit | 05/26/2024 00:00:00 |  | Non-Lead | No | No |  | Single Family Residence |  | No | No |  |  | Non-Lead
194 | 303 E ALBERTSON DR, HOBBS NM |  | No | No | Unknown - Unlikely Lead | Don't Know |  |  |  | No | Other |  | Will Inspect meter box at a later date | Unknown - Unlikely Lead |  |  |  | No | Other |  | Will Inspect meter box at a later date | Unknown | Don't Know | Don't Know |  | Building | Unknown | Unknown | No |  |  | Unknown
2511 | 421 W COAL AVE, HOBBS NM |  | No | No | Unknown - Unlikely Lead | Don't Know |  |  |  | No | Other |  | Will Inspect meter box at a later date | Unknown - Unlikely Lead |  |  |  | No | Other |  | Will Inspect meter box at a later date | Unknown | Don't Know | Don't Know |  | Building | Unknown | Unknown | No |  |  | Unknown
3728 | 1314 E CIMARRON RD, HOBBS NM |  | No | No | Unknown - Unlikely Lead | Don't Know |  |  |  | No | Other |  | Will Inspect meter box at a later date | Unknown - Unlikely Lead |  |  |  | No | Other |  | Will Inspect meter box at a later date | Unknown | Don't Know | Don't Know |  | Building | Unknown | Unknown | No |  |  | Unknown
4090 | 2118 E CLIFFWOOD CIRCLE, HOBBS NM |  | No | No | Non-Lead - Plastic | Don't Know | 2019 | 1 | Field inspection only with no records | Yes | Visual inspection at the meter pit | 08/19/2024 00:00:00 |  | Non-Lead - Plastic | 2019 | 1 | Field inspection only with no records | Yes | Visual inspection at the meter pit | 08/19/2024 00:00:00 |  | Non-Lead | No | Don't Know |  | Single Family Residence |  | No | No |  |  | Non-Lead
2808 | 416 E COPPER AVE, HOBBS NM |  | No | No | Unknown - Unlikely Lead | Don't Know |  |  |  | No | Other |  | Will Inspect meter box at a later date | Unknown - Unlikely Lead |  |  |  | No | Other |  | Will Inspect meter box at a later date | Unknown | Don't Know | Don't Know |  | Building | Unknown | Unknown | No |  |  | Unknown
2748 | 1200 W COPPER AVE, HOBBS NM |  | No | No | Unknown - Unlikely Lead | Don't Know |  |  |  | No | Other |  | Will Inspect meter box at a later date | Unknown - Unlikely Lead |  |  |  | No | Other |  | Will Inspect meter box at a later date | Unknown | Don't Know | Don't Know |  | Building | Unknown | Unknown | No |  |  | Unknown
1757 | 1518 W BROADWAY ST, HOBBS NM |  | No | No | Unknown - Unlikely Lead | Don't Know |  |  |  | No | Other |  | Will Inspect meter box at a later date | Unknown - Unlikely Lead |  |  |  | No | Other |  | Will Inspect meter box at a later date | Unknown | Don't Know | Don't Know |  | Building | Unknown | Unknown | No |  |  | Unknown
388 | 511 E ALSTON ST, HOBBS NM |  | No | No | Unknown - Unlikely Lead | Don't Know |  |  |  | No | Other |  | Will Inspect meter box at a later date | Unknown - Unlikely Lead |  |  |  | No | Other |  | Will Inspect meter box at a later date | Unknown | Don't Know | Don't Know |  | Building | Unknown | Unknown | No |  |  | Unknown
2421 | 400 S CHILDERS DR, HOBBS NM |  | No | No | Unknown - Unlikely Lead | Don't Know |  |  |  | No | Other |  | Will Inspect meter box at a later date | Unknown - Unlikely Lead |  |  |  | No | Other |  | Will Inspect meter box at a later date | Unknown | Don't Know | Don't Know |  | Building | Unknown | Unknown | No |  |  | Unknown
2488 | 1009 W COAL AVE, HOBBS NM |  | No | No | Unknown - Unlikely Lead | Don't Know |  |  |  | No | Other |  | Will Inspect meter box at a later date | Unknown - Unlikely Lead |  |  |  | No | Other |  | Will Inspect meter box at a later date | Unknown | Don't Know | Don't Know |  | Building | Unknown | Unknown | No |  |  | Unknown
2757 | 900 W COPPER AVE, HOBBS NM |  | No | No | Unknown - Unlikely Lead | Don't Know |  |  |  | No | Other |  | Will Inspect meter box at a later date | Unknown - Unlikely Lead |  |  |  | No | Other |  | Will Inspect meter box at a later date | Unknown | Don't Know | Don't Know |  | Building | Unknown | Unknown | No |  |  | Unknown
1614 | 2130 N BRECKON DR, HOBBS NM |  | No | No | Unknown - Unlikely Lead | Don't Know |  |  |  | No | Other |  | Will Inspect meter box at a later date | Unknown - Unlikely Lead |  |  |  | No | Other |  | Will Inspect meter box at a later date | Unknown | Don't Know | Don't Know |  | Building | Unknown | Unknown | No |  |  | Unknown
3700 | 3213 N CIBOLA AVE, HOBBS NM |  | No | No | Unknown - Unlikely Lead | Don't Know |  |  |  | No | Other |  | Will Inspect meter box at a later date | Unknown - Unlikely Lead |  |  |  | No | Other |  | Will Inspect meter box at a later date | Unknown | Don't Know | Don't Know |  | Building | Unknown | Unknown | No |  |  | Unknown
3507 | 207 S CECIL ST, HOBBS NM |  | No | No | Unknown - Unlikely Lead | Don't Know |  |  |  | No | Other |  | Will Inspect meter box at a later date | Unknown - Unlikely Lead |  |  |  | No | Other |  | Will Inspect meter box at a later date | Unknown | Don't Know | Don't Know |  | Building | Unknown | Unknown | No |  |  | Unknown
14071 | 129 W WOLFCAMP DR, HOBBS NM |  | No | No | Unknown - Unlikely Lead | Don't Know |  |  |  | No | Other |  | Will Inspect meter box at a later date | Unknown - Unlikely Lead |  |  |  | No | Other |  | Will Inspect meter box at a later date | Unknown | Don't Know | Don't Know |  | Building | Unknown | Unknown | No |  |  | Unknown
2455 | 908 W COAL AVE, HOBBS NM |  | No | No | Unknown - Unlikely Lead | Don't Know |  |  |  | No | Other |  | Will Inspect meter box at a later date | Unknown - Unlikely Lead |  |  |  | No | Other |  | Will Inspect meter box at a later date | Unknown | Don't Know | Don't Know |  | Building | Unknown | Unknown | No |  |  | Unknown
3903 | 4106 N CALLE GRANDE, HOBBS NM |  | No | No | Unknown - Unlikely Lead | Don't Know |  |  |  | No | Other |  | Will Inspect meter box at a later date | Unknown - Unlikely Lead |  |  |  | No | Other |  | Will Inspect meter box at a later date | Unknown | Don't Know | Don't Know |  | Building | Unknown | Unknown | No |  |  | Unknown
3607 | 204 N COLEMAN ST, HOBBS NM |  | No | No | Unknown - Unlikely Lead | Don't Know |  |  |  | No | Other |  | Will Inspect meter box at a later date | Unknown - Unlikely Lead |  |  |  | No | Other |  | Will Inspect meter box at a later date | Unknown | Don't Know | Don't Know |  | Building | Unknown | Unknown | No |  |  | Unknown
2238 | 1812 S COCHRAN ST, HOBBS NM |  | No | No | Unknown - Unlikely Lead | Don't Know |  |  |  | No | Other |  | Will Inspect meter box at a later date | Unknown - Unlikely Lead |  |  |  | No | Other |  | Will Inspect meter box at a later date | Unknown | Don't Know | Don't Know |  | Building | Unknown | Unknown | No |  |  | Unknown
4703 | 402 E DUNNAM ST, HOBBS NM |  | No | No | Unknown - Unlikely Lead | Don't Know |  |  |  | No | Other |  | Will Inspect meter box at a later date | Unknown - Unlikely Lead |  |  |  | No | Other |  | Will Inspect meter box at a later date | Unknown | Don't Know | Don't Know |  | Building | Unknown | Unknown | No |  |  | Unknown
3930 | 1506-D W CALLE SUR ST, HOBBS NM |  | No | No | Unknown - Unlikely Lead | Don't Know |  |  |  | No | Other |  | Will Inspect meter box at a later date | Unknown - Unlikely Lead |  |  |  | No | Other |  | Will Inspect meter box at a later date | Unknown | Don't Know | Don't Know |  | Building | Unknown | Unknown | No |  |  | Unknown
3795 | 1533 W CAMINO DEL ARCO, HOBBS NM |  | No | No | Unknown - Unlikely Lead | Don't Know |  |  |  | No | Other |  | Will Inspect meter box at a later date | Unknown - Unlikely Lead |  |  |  | No | Other |  | Will Inspect meter box at a later date | Unknown | Don't Know | Don't Know |  | Building | Unknown | Unknown | No |  |  | Unknown
3292 | 914 W COCHITI AVE, HOBBS NM |  | No | No | Unknown - Unlikely Lead | Don't Know |  |  |  | No | Other |  | Will Inspect meter box at a later date | Unknown - Unlikely Lead |  |  |  | No | Other |  | Will Inspect meter box at a later date | Unknown | Don't Know | Don't Know |  | Building | Unknown | Unknown | No |  |  | Unknown
456 | 110 W ALTO DR, HOBBS NM |  | No | No | Unknown - Unlikely Lead | Don't Know |  |  |  | No | Other |  | Will Inspect meter box at a later date | Unknown - Unlikely Lead |  |  |  | No | Other |  | Will Inspect meter box at a later date | Unknown | Don't Know | Don't Know |  | Building | Unknown | Unknown | No |  |  | Unknown
334 | 514 E ALSTON ST, HOBBS NM |  | No | No | Unknown - Unlikely Lead | Don't Know |  |  |  | No | Other |  | Will Inspect meter box at a later date | Unknown - Unlikely Lead |  |  |  | No | Other |  | Will Inspect meter box at a later date | Unknown | Don't Know | Don't Know |  | Building | Unknown | Unknown | No |  |  | Unknown
2633 | 2208 N CIELO DR, HOBBS NM |  | No | No | Unknown - Unlikely Lead | Don't Know |  |  |  | No | Other |  | Will Inspect meter box at a later date | Unknown - Unlikely Lead |  |  |  | No | Other |  | Will Inspect meter box at a later date | Unknown | Don't Know | Don't Know |  | Building | Unknown | Unknown | No |  |  | Unknown
3609 | 508 N COLEMAN ST, HOBBS NM |  | No | No | Unknown - Unlikely Lead | Don't Know |  |  |  | No | Other |  | Will Inspect meter box at a later date | Unknown - Unlikely Lead |  |  |  | No | Other |  | Will Inspect meter box at a later date | Unknown | Don't Know | Don't Know |  | Building | Unknown | Unknown | No |  |  | Unknown
14374 | 1524 YESO CIR, HOBBS NM |  | No | No | Unknown - Unlikely Lead | Don't Know |  |  |  | No | Other |  | Will Inspect meter box at a later date | Unknown - Unlikely Lead |  |  |  | No | Other |  | Will Inspect meter box at a later date | Unknown | Don't Know | Don't Know |  | Building | Unknown | Unknown | No |  |  | Unknown
3191 | 3901 N CENTRAL A 108, HOBBS NM |  | No | No | Non-Lead - Plastic | No | 2009 | 3/4 | Field inspection only with no records | Yes | Visual inspection at the meter pit | 05/26/2024 00:00:00 |  | Non-Lead - Plastic | 2009 | 3/4 | Installation date after lead ban | Yes | Visual inspection at the meter pit | 05/26/2024 00:00:00 |  | Non-Lead | No | No |  | Single Family Residence |  | No | No |  |  | Non-Lead
3950 | 907 W CALLE SUR, HOBBS NM |  | No | No | Unknown - Unlikely Lead | Don't Know |  |  |  | No | Other |  | Will Inspect meter box at a later date | Unknown - Unlikely Lead |  |  |  | No | Other |  | Will Inspect meter box at a later date | Unknown | Don't Know | Don't Know |  | Building | Unknown | Unknown | No |  |  | Unknown
2086 | 501 E CLINTON ST, HOBBS NM |  | No | No | Unknown - Unlikely Lead | Don't Know |  |  |  | No | Other |  | Will Inspect meter box at a later date | Unknown - Unlikely Lead |  |  |  | No | Other |  | Will Inspect meter box at a later date | Unknown | Don't Know | Don't Know |  | Building | Unknown | Unknown | No |  |  | Unknown
13830 | 3305 N VISTA DR, HOBBS NM |  | No | No | Unknown - Unlikely Lead | Don't Know |  |  |  | No | Other |  | Will Inspect meter box at a later date | Unknown - Unlikely Lead |  |  |  | No | Other |  | Will Inspect meter box at a later date | Unknown | Don't Know | Don't Know |  | Building | Unknown | Unknown | No |  |  | Unknown
2384 | 1213 S COCHRAN ST, HOBBS NM |  | No | No | Unknown - Unlikely Lead | Don't Know |  |  |  | No | Other |  | Will Inspect meter box at a later date | Unknown - Unlikely Lead |  |  |  | No | Other |  | Will Inspect meter box at a later date | Unknown | Don't Know | Don't Know |  | Building | Unknown | Unknown | No |  |  | Unknown
4320 | 3419 N DAL PASO BLD 20 A, HOBBS NM |  | No | No | Non-Lead - Plastic | No | 2020 | 3/4 | Field inspection only with no records | Yes | Visual inspection at the meter pit | 05/26/2024 00:00:00 |  | Non-Lead - Plastic |  | 3/4 | Installation date after lead ban | Yes | Visual inspection at the meter pit | 05/26/2024 00:00:00 |  | Non-Lead | No | No |  | Single Family Residence |  | No | No |  |  | Non-Lead
14106 | 411 S WILLOW ST, HOBBS NM |  | No | No | Unknown - Unlikely Lead | Don't Know |  |  |  | No | Other |  | Will Inspect meter box at a later date | Unknown - Unlikely Lead |  |  |  | No | Other |  | Will Inspect meter box at a later date | Unknown | Don't Know | Don't Know |  | Building | Unknown | Unknown | No |  |  | Unknown
3091 | 3901 N CENTRAL N 202, HOBBS NM |  | No | No | Non-Lead - Plastic | No | 2009 | 3/4 | Field inspection only with no records | Yes | Visual inspection at the meter pit | 05/26/2024 00:00:00 |  | Non-Lead - Plastic | 2009 | 3/4 | Installation date after lead ban | Yes | Visual inspection at the meter pit | 05/26/2024 00:00:00 |  | Non-Lead | No | No |  | Single Family Residence |  | No | No |  |  | Non-Lead
1628 | 2200 N BRECKON DR, HOBBS NM |  | No | No | Unknown - Unlikely Lead | Don't Know |  |  |  | No | Other |  | Will Inspect meter box at a later date | Unknown - Unlikely Lead |  |  |  | No | Other |  | Will Inspect meter box at a later date | Unknown | Don't Know | Don't Know |  | Building | Unknown | Unknown | No |  |  | Unknown
4721 | 120 E DUNNAM ST, HOBBS NM |  | No | No | Unknown - Unlikely Lead | Don't Know |  |  |  | No | Other |  | Will Inspect meter box at a later date | Unknown - Unlikely Lead |  |  |  | No | Other |  | Will Inspect meter box at a later date | Unknown | Don't Know | Don't Know |  | Building | Unknown | Unknown | No |  |  | Unknown
363 | 408 E ALSTON ST, HOBBS NM |  | No | No | Unknown - Unlikely Lead | Don't Know |  |  |  | No | Other |  | Will Inspect meter box at a later date | Unknown - Unlikely Lead |  |  |  | No | Other |  | Will Inspect meter box at a later date | Unknown | Don't Know | Don't Know |  | Building | Unknown | Unknown | No |  |  | Unknown
13826 | 3301 N VISTA DR, HOBBS NM |  | No | No | Unknown - Unlikely Lead | Don't Know |  |  |  | No | Other |  | Will Inspect meter box at a later date | Unknown - Unlikely Lead |  |  |  | No | Other |  | Will Inspect meter box at a later date | Unknown | Don't Know | Don't Know |  | Building | Unknown | Unknown | No |  |  | Unknown
2533 | 301 E CAIN ST, HOBBS NM |  | No | No | Unknown - Unlikely Lead | Don't Know |  |  |  | No | Other |  | Will Inspect meter box at a later date | Unknown - Unlikely Lead |  |  |  | No | Other |  | Will Inspect meter box at a later date | Unknown | Don't Know | Don't Know |  | Building | Unknown | Unknown | No |  |  | Unknown
13760 | 2500 N TRAVIS DR, HOBBS NM |  | No | No | Unknown - Unlikely Lead | Don't Know |  |  |  | No | Other |  | Will Inspect meter box at a later date | Unknown - Unlikely Lead |  |  |  | No | Other |  | Will Inspect meter box at a later date | Unknown | Don't Know | Don't Know |  | Building | Unknown | Unknown | No |  |  | Unknown
4222 | 3710 W CARLSBAD HWY, HOBBS NM |  | No | No | Unknown - Unlikely Lead | Don't Know |  |  |  | No | Other |  | Will Inspect meter box at a later date | Unknown - Unlikely Lead |  |  |  | No | Other |  | Will Inspect meter box at a later date | Unknown | Don't Know | Don't Know |  | Building | Unknown | Unknown | No |  |  | Unknown
3533 | 1602 N COLEMAN ST, HOBBS NM |  | No | No | Unknown - Unlikely Lead | Don't Know |  |  |  | No | Other |  | Will Inspect meter box at a later date | Unknown - Unlikely Lead |  |  |  | No | Other |  | Will Inspect meter box at a later date | Unknown | Don't Know | Don't Know |  | Building | Unknown | Unknown | No |  |  | Unknown
13814 | 609 W VISTA CT, HOBBS NM |  | No | No | Unknown - Unlikely Lead | Don't Know |  |  |  | No | Other |  | Will Inspect meter box at a later date | Unknown - Unlikely Lead |  |  |  | No | Other |  | Will Inspect meter box at a later date | Unknown | Don't Know | Don't Know |  | Building | Unknown | Unknown | No |  |  | Unknown
445 | 126 W ALTO DR, HOBBS NM |  | No | No | Unknown - Unlikely Lead | Don't Know |  |  |  | No | Other |  | Will Inspect meter box at a later date | Unknown - Unlikely Lead |  |  |  | No | Other |  | Will Inspect meter box at a later date | Unknown | Don't Know | Don't Know |  | Building | Unknown | Unknown | No |  |  | Unknown
14352 | 108 W YESO DR, HOBBS NM |  | No | No | Galvanized | No |  | 3/4 | Field inspection only with no records | Yes | Visual inspection at the meter pit | 06/03/2024 00:00:00 |  | Galvanized | 1950 | 3/4 | Field inspection only with no records | Yes | Visual inspection at the meter pit | 06/03/2024 00:00:00 |  | Non-Lead | No | No |  | Single Family Residence |  | No | No |  |  | Non-Lead
3586 | 800-C N COLEMAN ST, HOBBS NM |  | No | No | Unknown - Unlikely Lead | Don't Know |  |  |  | No | Other |  | Will Inspect meter box at a later date | Unknown - Unlikely Lead |  |  |  | No | Other |  | Will Inspect meter box at a later date | Unknown | Don't Know | Don't Know |  | Building | Unknown | Unknown | No |  |  | Unknown
14402 | 612 E YUCCA ST, HOBBS NM |  | No | No | Unknown - Unlikely Lead | Don't Know |  |  |  | No | Other |  | Will Inspect meter box at a later date | Unknown - Unlikely Lead |  |  |  | No | Other |  | Will Inspect meter box at a later date | Unknown | Don't Know | Don't Know |  | Building | Unknown | Unknown | No |  |  | Unknown
2673 | 407 W CIELO DR, HOBBS NM |  | No | No | Unknown - Unlikely Lead | Don't Know |  |  |  | No | Other |  | Will Inspect meter box at a later date | Unknown - Unlikely Lead |  |  |  | No | Other |  | Will Inspect meter box at a later date | Unknown | Don't Know | Don't Know |  | Building | Unknown | Unknown | No |  |  | Unknown
3876 | 4028 N CALLE GRANDE, HOBBS NM |  | No | No | Unknown - Unlikely Lead | Don't Know |  |  |  | No | Other |  | Will Inspect meter box at a later date | Unknown - Unlikely Lead |  |  |  | No | Other |  | Will Inspect meter box at a later date | Unknown | Don't Know | Don't Know |  | Building | Unknown | Unknown | No |  |  | Unknown
14454 | 106 E YUCCA ST, HOBBS NM |  | No | No | Unknown - Unlikely Lead | Don't Know |  |  |  | No | Other |  | Will Inspect meter box at a later date | Unknown - Unlikely Lead |  |  |  | No | Other |  | Will Inspect meter box at a later date | Unknown | Don't Know | Don't Know |  | Building | Unknown | Unknown | No |  |  | Unknown
3905 | 4012 N CALLE GRANDE, HOBBS NM |  | No | No | Unknown - Unlikely Lead | Don't Know |  |  |  | No | Other |  | Will Inspect meter box at a later date | Unknown - Unlikely Lead |  |  |  | No | Other |  | Will Inspect meter box at a later date | Unknown | Don't Know | Don't Know |  | Building | Unknown | Unknown | No |  |  | Unknown
3485 | 121 N CECIL ST, HOBBS NM |  | No | No | Unknown - Unlikely Lead | Don't Know |  |  |  | No | Other |  | Will Inspect meter box at a later date | Unknown - Unlikely Lead |  |  |  | No | Other |  | Will Inspect meter box at a later date | Unknown | Don't Know | Don't Know |  | Building | Unknown | Unknown | No |  |  | Unknown
2441 | 1212 W COAL AVE, HOBBS NM |  | No | No | Unknown - Unlikely Lead | Don't Know |  |  |  | No | Other |  | Will Inspect meter box at a later date | Unknown - Unlikely Lead |  |  |  | No | Other |  | Will Inspect meter box at a later date | Unknown | Don't Know | Don't Know |  | Building | Unknown | Unknown | No |  |  | Unknown
4041 | 1501 CHUCKWAGON DR, HOBBS NM |  | No | No | Unknown - Unlikely Lead | Don't Know |  |  |  | No | Other |  | Will Inspect meter box at a later date | Unknown - Unlikely Lead |  |  |  | No | Other |  | Will Inspect meter box at a later date | Unknown | Don't Know | Don't Know |  | Building | Unknown | Unknown | No |  |  | Unknown
4417 | 3419 N DAL PASO BLD 18 B, HOBBS NM |  | No | No | Non-Lead - Plastic | No | 2020 | 3/4 | Field inspection only with no records | Yes | Visual inspection at the meter pit | 05/26/2024 00:00:00 |  | Non-Lead - Plastic |  | 3/4 | Installation date after lead ban | Yes | Visual inspection at the meter pit | 05/26/2024 00:00:00 |  | Non-Lead | No | No |  | Single Family Residence |  | No | No |  |  | Non-Lead
3782 | 1601 W CAMINO DEL ARCO, HOBBS NM |  | No | No | Unknown - Unlikely Lead | Don't Know |  |  |  | No | Other |  | Will Inspect meter box at a later date | Unknown - Unlikely Lead |  |  |  | No | Other |  | Will Inspect meter box at a later date | Unknown | Don't Know | Don't Know |  | Building | Unknown | Unknown | No |  |  | Unknown
2641 | 2108 N CIELO DR, HOBBS NM |  | No | No | Unknown - Unlikely Lead | Don't Know |  |  |  | No | Other |  | Will Inspect meter box at a later date | Unknown - Unlikely Lead |  |  |  | No | Other |  | Will Inspect meter box at a later date | Unknown | Don't Know | Don't Know |  | Building | Unknown | Unknown | No |  |  | Unknown
2214 | 112 S COCHRAN ST, HOBBS NM |  | No | No | Unknown - Unlikely Lead | Don't Know |  |  |  | No | Other |  | Will Inspect meter box at a later date | Unknown - Unlikely Lead |  |  |  | No | Other |  | Will Inspect meter box at a later date | Unknown | Don't Know | Don't Know |  | Building | Unknown | Unknown | No |  |  | Unknown
13668 | 1718-B S THORP ST, HOBBS NM |  | No | No | Unknown - Unlikely Lead | Don't Know |  |  |  | No | Other |  | Will Inspect meter box at a later date | Unknown - Unlikely Lead |  |  |  | No | Other |  | Will Inspect meter box at a later date | Unknown | Don't Know | Don't Know |  | Building | Unknown | Unknown | No |  |  | Unknown
1674 | 1803 N BRECKON DR, HOBBS NM |  | No | No | Unknown - Unlikely Lead | Don't Know |  |  |  | No | Other |  | Will Inspect meter box at a later date | Unknown - Unlikely Lead |  |  |  | No | Other |  | Will Inspect meter box at a later date | Unknown | Don't Know | Don't Know |  | Building | Unknown | Unknown | No |  |  | Unknown
13750 | 1524 W TURTLEBACK CT, HOBBS NM |  | No | No | Non-Lead - Plastic | No | 2019 | 1 | Installation date after lead ban | No | Other |  | GIS verfied because of being built after ban | Non-Lead - Plastic | 2008 | 1 | Installation date after lead ban | No | Other |  | Newer Construction, verified by GIS Mapping |  | No | No |  | Single Family Residence | Unknown | No | No |  |  | Non-Lead
2605 | 308 S AVENUE C, HOBBS NM |  | No | No | Unknown - Unlikely Lead | Don't Know |  |  |  | No | Other |  | Will Inspect meter box at a later date | Unknown - Unlikely Lead |  |  |  | No | Other |  | Will Inspect meter box at a later date | Unknown | Don't Know | Don't Know |  | Building | Unknown | Unknown | No |  |  | Unknown
163 | 209 W ALBERTSON DR, HOBBS NM |  | No | No | Unknown - Unlikely Lead | Don't Know |  |  |  | No | Other |  | Will Inspect meter box at a later date | Unknown - Unlikely Lead |  |  |  | No | Other |  | Will Inspect meter box at a later date | Unknown | Don't Know | Don't Know |  | Building | Unknown | Unknown | No |  |  | Unknown
14516 | 6113 N NATALIE, HOBBS NM |  | No | No | Non-Lead - Plastic | Don't Know | 2024 | 1 | Field inspection only with no records | Yes | Visual inspection at the meter pit | 09/10/2024 00:00:00 |  | Non-Lead - Plastic | 2024 | 1 | Field inspection only with no records | Yes | Visual inspection at the meter pit | 09/10/2024 00:00:00 |  | Non-Lead | No | Don't Know |  | Single Family Residence |  | No | No |  |  | Non-Lead
2489 | 708 W COAL AVE, HOBBS NM |  | No | No | Unknown - Unlikely Lead | Don't Know |  |  |  | No | Other |  | Will Inspect meter box at a later date | Unknown - Unlikely Lead |  |  |  | No | Other |  | Will Inspect meter box at a later date | Unknown | Don't Know | Don't Know |  | Building | Unknown | Unknown | No |  |  | Unknown
298 | 312 W ALSTON ST, HOBBS NM |  | No | No | Unknown - Unlikely Lead | Don't Know |  |  |  | No | Other |  | Will Inspect meter box at a later date | Unknown - Unlikely Lead |  |  |  | No | Other |  | Will Inspect meter box at a later date | Unknown | Don't Know | Don't Know |  | Building | Unknown | Unknown | No |  |  | Unknown
1429 | 4914 N BREANNA, HOBBS NM |  | No | No | Non-Lead - Plastic |  | 2008 | 1 | Installation date after lead ban | No | Other |  | Newer Construction, verified by GIS Mapping | Non-Lead - Plastic | 2008 | 1 | Installation date after lead ban | No | Other |  | Newer Construction, verified by GIS Mapping | Non-Lead | No | No |  | Single Family Residence |  | Unknown | No |  |  | Non-Lead
2601 | 205 S AVENUE C, HOBBS NM |  | No | No | Unknown - Unlikely Lead | Don't Know |  |  |  | No | Other |  | Will Inspect meter box at a later date | Unknown - Unlikely Lead |  |  |  | No | Other |  | Will Inspect meter box at a later date | Unknown | Don't Know | Don't Know |  | Building | Unknown | Unknown | No |  |  | Unknown
13730 | 116 W TAYLOR ST, HOBBS NM |  | No | No | Unknown - Unlikely Lead | Don't Know |  |  |  | No | Other |  | Will Inspect meter box at a later date | Unknown - Unlikely Lead |  |  |  | No | Other |  | Will Inspect meter box at a later date | Unknown | Don't Know | Don't Know |  | Building | Unknown | Unknown | No |  |  | Unknown
2801 | 519 W COPPER AVE, HOBBS NM |  | No | No | Unknown - Unlikely Lead | Don't Know |  |  |  | No | Other |  | Will Inspect meter box at a later date | Unknown - Unlikely Lead |  |  |  | No | Other |  | Will Inspect meter box at a later date | Unknown | Don't Know | Don't Know |  | Building | Unknown | Unknown | No |  |  | Unknown
2486 | 1121 W COAL AVE, HOBBS NM |  | No | No | Unknown - Unlikely Lead | Don't Know |  |  |  | No | Other |  | Will Inspect meter box at a later date | Unknown - Unlikely Lead |  |  |  | No | Other |  | Will Inspect meter box at a later date | Unknown | Don't Know | Don't Know |  | Building | Unknown | Unknown | No |  |  | Unknown
14192 | 416 E YESO DR, HOBBS NM |  | No | No | Unknown - Unlikely Lead | Don't Know |  |  |  | No | Other |  | Will Inspect meter box at a later date | Unknown - Unlikely Lead |  |  |  | No | Other |  | Will Inspect meter box at a later date | Unknown | Don't Know | Don't Know |  | Building | Unknown | Unknown | No |  |  | Unknown
4711 | 1410 E DUNNAM ST, HOBBS NM |  | No | No | Unknown - Unlikely Lead | Don't Know |  |  |  | No | Other |  | Will Inspect meter box at a later date | Unknown - Unlikely Lead |  |  |  | No | Other |  | Will Inspect meter box at a later date | Unknown | Don't Know | Don't Know |  | Building | Unknown | Unknown | No |  |  | Unknown
2898 | 3901 N CENTRAL O 202, HOBBS NM |  | No | No | Non-Lead - Plastic | No | 2009 | 3/4 | Field inspection only with no records | Yes | Visual inspection at the meter pit | 05/26/2024 00:00:00 |  | Non-Lead - Plastic | 2009 | 3/4 | Installation date after lead ban | Yes | Visual inspection at the meter pit | 05/26/2024 00:00:00 |  | Non-Lead | No | No |  | Single Family Residence |  | No | No |  |  | Non-Lead
14346 | 1021 E YESO DR- COM CEN, HOBBS NM |  | No | No | Unknown - Unlikely Lead | Don't Know |  |  |  | No | Other |  | Will Inspect meter box at a later date | Unknown - Unlikely Lead |  |  |  | No | Other |  | Will Inspect meter box at a later date | Unknown | Don't Know | Don't Know |  | Building | Unknown | Unknown | No |  |  | Unknown
4654 | 1610 E DUNNAM ST, HOBBS NM |  | No | No | Unknown - Unlikely Lead | Don't Know |  |  |  | No | Other |  | Will Inspect meter box at a later date | Unknown - Unlikely Lead |  |  |  | No | Other |  | Will Inspect meter box at a later date | Unknown | Don't Know | Don't Know |  | Building | Unknown | Unknown | No |  |  | Unknown
146 | 3313 N ACOMA DR, HOBBS NM |  | No | No | Unknown - Unlikely Lead | Don't Know |  |  |  | No | Other |  | Will Inspect meter box at a later date | Unknown - Unlikely Lead |  |  |  | No | Other |  | Will Inspect meter box at a later date | Unknown | Don't Know | Don't Know |  | Building | Unknown | Unknown | No |  |  | Unknown
3311 | 601 W COCHITI AVE, HOBBS NM |  | No | No | Unknown - Unlikely Lead | Don't Know |  |  |  | No | Other |  | Will Inspect meter box at a later date | Unknown - Unlikely Lead |  |  |  | No | Other |  | Will Inspect meter box at a later date | Unknown | Don't Know | Don't Know |  | Building | Unknown | Unknown | No |  |  | Unknown
199 | 605 E ALBERTSON CIR, HOBBS NM |  | No | No | Unknown - Unlikely Lead | Don't Know |  |  |  | No | Other |  | Will Inspect meter box at a later date | Unknown - Unlikely Lead |  |  |  | No | Other |  | Will Inspect meter box at a later date | Unknown | Don't Know | Don't Know |  | Building | Unknown | Unknown | No |  |  | Unknown
2300 | 1107 N COCHRAN ST, HOBBS NM |  | No | No | Unknown - Unlikely Lead | Don't Know |  |  |  | No | Other |  | Will Inspect meter box at a later date | Unknown - Unlikely Lead |  |  |  | No | Other |  | Will Inspect meter box at a later date | Unknown | Don't Know | Don't Know |  | Building | Unknown | Unknown | No |  |  | Unknown
2654 | 1917 N CIELO DR, HOBBS NM |  | No | No | Unknown - Unlikely Lead | Don't Know |  |  |  | No | Other |  | Will Inspect meter box at a later date | Unknown - Unlikely Lead |  |  |  | No | Other |  | Will Inspect meter box at a later date | Unknown | Don't Know | Don't Know |  | Building | Unknown | Unknown | No |  |  | Unknown
2038 | 1102 E CLINTON ST, HOBBS NM |  | No | No | Unknown - Unlikely Lead | Don't Know |  |  |  | No | Other |  | Will Inspect meter box at a later date | Unknown - Unlikely Lead |  |  |  | No | Other |  | Will Inspect meter box at a later date | Unknown | Don't Know | Don't Know |  | Building | Unknown | Unknown | No |  |  | Unknown
2031 | 1302 E CLINTON ST, HOBBS NM |  | No | No | Unknown - Unlikely Lead | Don't Know |  |  |  | No | Other |  | Will Inspect meter box at a later date | Unknown - Unlikely Lead |  |  |  | No | Other |  | Will Inspect meter box at a later date | Unknown | Don't Know | Don't Know |  | Building | Unknown | Unknown | No |  |  | Unknown
2836 | 434 E COPPER AVE, HOBBS NM |  | No | No | Unknown - Unlikely Lead | Don't Know |  |  |  | No | Other |  | Will Inspect meter box at a later date | Unknown - Unlikely Lead |  |  |  | No | Other |  | Will Inspect meter box at a later date | Unknown | Don't Know | Don't Know |  | Building | Unknown | Unknown | No |  |  | Unknown
3800 | 1507 W CAMINO DEL ARCO, HOBBS NM |  | No | No | Unknown - Unlikely Lead | Don't Know |  |  |  | No | Other |  | Will Inspect meter box at a later date | Unknown - Unlikely Lead |  |  |  | No | Other |  | Will Inspect meter box at a later date | Unknown | Don't Know | Don't Know |  | Building | Unknown | Unknown | No |  |  | Unknown
2168 | 409 E CASTLE AVE, HOBBS NM |  | No | No | Unknown - Unlikely Lead | Don't Know |  |  |  | No | Other |  | Will Inspect meter box at a later date | Unknown - Unlikely Lead |  |  |  | No | Other |  | Will Inspect meter box at a later date | Unknown | Don't Know | Don't Know |  | Building | Unknown | Unknown | No |  |  | Unknown
3179 | 3901 N CENTRAL F 108, HOBBS NM |  | No | No | Non-Lead - Plastic | No | 2009 | 3/4 | Field inspection only with no records | Yes | Visual inspection at the meter pit | 05/26/2024 00:00:00 |  | Non-Lead - Plastic | 2009 | 3/4 | Installation date after lead ban | Yes | Visual inspection at the meter pit | 05/26/2024 00:00:00 |  | Non-Lead | No | No |  | Single Family Residence |  | No | No |  |  | Non-Lead
4193 | 2822 N CARINO DR, HOBBS NM |  | No | No | Non-Lead - Plastic | Don't Know | 2019 | 1 | Field inspection only with no records | Yes | Visual inspection at the meter pit | 08/19/2024 00:00:00 |  | Non-Lead - Plastic | 2019 | 1 | Field inspection only with no records | Yes | Visual inspection at the meter pit | 08/19/2024 00:00:00 |  | Non-Lead | No | Don't Know |  | Single Family Residence |  | No | No |  |  | Non-Lead
14241 | 315 E YESO DR, HOBBS NM |  | No | No | Unknown - Unlikely Lead | Don't Know |  |  |  | No | Other |  | Will Inspect meter box at a later date | Unknown - Unlikely Lead |  |  |  | No | Other |  | Will Inspect meter box at a later date | Unknown | Don't Know | Don't Know |  | Building | Unknown | Unknown | No |  |  | Unknown
2152 | 206 E CASTLE AVE, HOBBS NM |  | No | No | Unknown - Unlikely Lead | Don't Know |  |  |  | No | Other |  | Will Inspect meter box at a later date | Unknown - Unlikely Lead |  |  |  | No | Other |  | Will Inspect meter box at a later date | Unknown | Don't Know | Don't Know |  | Building | Unknown | Unknown | No |  |  | Unknown
3670 | 1606 N CHAMA DR, HOBBS NM |  | No | No | Unknown - Unlikely Lead | Don't Know |  |  |  | No | Other |  | Will Inspect meter box at a later date | Unknown - Unlikely Lead |  |  |  | No | Other |  | Will Inspect meter box at a later date | Unknown | Don't Know | Don't Know |  | Building | Unknown | Unknown | No |  |  | Unknown
2674 | 509 W CIELO DR, HOBBS NM |  | No | No | Unknown - Unlikely Lead | Don't Know |  |  |  | No | Other |  | Will Inspect meter box at a later date | Unknown - Unlikely Lead |  |  |  | No | Other |  | Will Inspect meter box at a later date | Unknown | Don't Know | Don't Know |  | Building | Unknown | Unknown | No |  |  | Unknown
14357 | 222 W YESO DR, HOBBS NM |  | No | No | Unknown - Unlikely Lead | Don't Know |  |  |  | No | Other |  | Will Inspect meter box at a later date | Unknown - Unlikely Lead |  |  |  | No | Other |  | Will Inspect meter box at a later date | Unknown | Don't Know | Don't Know |  | Building | Unknown | Unknown | No |  |  | Unknown
4111 | 1119 W CANTERBURY ST, HOBBS NM |  | No | No | Unknown - Unlikely Lead | Don't Know |  |  |  | No | Other |  | Will Inspect meter box at a later date | Unknown - Unlikely Lead |  |  |  | No | Other |  | Will Inspect meter box at a later date | Unknown | Don't Know | Don't Know |  | Building | Unknown | Unknown | No |  |  | Unknown
1946 | 1614 E BOND ST, HOBBS NM |  | No | No | Unknown - Unlikely Lead | Don't Know |  |  |  | No | Other |  | Will Inspect meter box at a later date | Unknown - Unlikely Lead |  |  |  | No | Other |  | Will Inspect meter box at a later date | Unknown | Don't Know | Don't Know |  | Building | Unknown | Unknown | No |  |  | Unknown
3090 | 3901 N CENTRAL I 203, HOBBS NM |  | No | No | Non-Lead - Plastic | No | 2009 | 3/4 | Field inspection only with no records | Yes | Visual inspection at the meter pit | 05/26/2024 00:00:00 |  | Non-Lead - Plastic | 2009 | 3/4 | Installation date after lead ban | Yes | Visual inspection at the meter pit | 05/26/2024 00:00:00 |  | Non-Lead | No | No |  | Single Family Residence |  | No | No |  |  | Non-Lead
1919 | 1201 West Brittany Drive, Hobbs, NM 88242 |  | No | No | Non-Lead - Plastic | No | 2008 | 1 | Installation date after lead ban | Yes | Other | 03/01/2024 00:00:00 | Newer Construction, verified by GIS Mapping | Non-Lead - Plastic | 2008 | 1 | Installation date after lead ban | No | Other |  | Newer Construction, verified by GIS Mapping |  | No | No |  | Single Family Residence | Unknown | No | No |  |  | Non-Lead | Tier 5 | 32.75746 | -103.150474
2537 | 615 E CAIN ST, HOBBS NM |  | No | No | Unknown - Unlikely Lead | Don't Know |  |  |  | No | Other |  | Will Inspect meter box at a later date | Unknown - Unlikely Lead |  |  |  | No | Other |  | Will Inspect meter box at a later date | Unknown | Don't Know | Don't Know |  | Building | Unknown | Unknown | No |  |  | Unknown
4026 | 1710 CATTLE CALL DR, HOBBS NM |  | No | No | Unknown - Unlikely Lead | Don't Know |  |  |  | No | Other |  | Will Inspect meter box at a later date | Unknown - Unlikely Lead |  |  |  | No | Other |  | Will Inspect meter box at a later date | Unknown | Don't Know | Don't Know |  | Building | Unknown | Unknown | No |  |  | Unknown
4752 | 521 W DUNNAM ST, HOBBS NM |  | No | No | Unknown - Unlikely Lead | Don't Know |  |  |  | No | Other |  | Will Inspect meter box at a later date | Unknown - Unlikely Lead |  |  |  | No | Other |  | Will Inspect meter box at a later date | Unknown | Don't Know | Don't Know |  | Building | Unknown | Unknown | No |  |  | Unknown
13891 | 211 E VEGA DR, HOBBS NM |  | No | No | Unknown - Unlikely Lead | Don't Know |  |  |  | No | Other |  | Will Inspect meter box at a later date | Unknown - Unlikely Lead |  |  |  | No | Other |  | Will Inspect meter box at a later date | Unknown | Don't Know | Don't Know |  | Building | Unknown | Unknown | No |  |  | Unknown
3781 | 1539 W CAMINO DEL ARCO, HOBBS NM |  | No | No | Unknown - Unlikely Lead | Don't Know |  |  |  | No | Other |  | Will Inspect meter box at a later date | Unknown - Unlikely Lead |  |  |  | No | Other |  | Will Inspect meter box at a later date | Unknown | Don't Know | Don't Know |  | Building | Unknown | Unknown | No |  |  | Unknown
3809 | 1533 CORDOBA LN, HOBBS NM |  | No | No | Unknown - Unlikely Lead | Don't Know |  |  |  | No | Other |  | Will Inspect meter box at a later date | Unknown - Unlikely Lead |  |  |  | No | Other |  | Will Inspect meter box at a later date | Unknown | Don't Know | Don't Know |  | Building | Unknown | Unknown | No |  |  | Unknown
3406 | 900 W CAPROCK ST, HOBBS NM |  | No | No | Unknown - Unlikely Lead | Don't Know |  |  |  | No | Other |  | Will Inspect meter box at a later date | Unknown - Unlikely Lead |  |  |  | No | Other |  | Will Inspect meter box at a later date | Unknown | Don't Know | Don't Know |  | Building | Unknown | Unknown | No |  |  | Unknown
2502 | 901 W COAL AVE, HOBBS NM |  | No | No | Unknown - Unlikely Lead | Don't Know |  |  |  | No | Other |  | Will Inspect meter box at a later date | Unknown - Unlikely Lead |  |  |  | No | Other |  | Will Inspect meter box at a later date | Unknown | Don't Know | Don't Know |  | Building | Unknown | Unknown | No |  |  | Unknown
406 | 201 E ALTO DR, HOBBS NM |  | No | No | Unknown - Unlikely Lead | Don't Know |  |  |  | No | Other |  | Will Inspect meter box at a later date | Unknown - Unlikely Lead |  |  |  | No | Other |  | Will Inspect meter box at a later date | Unknown | Don't Know | Don't Know |  | Building | Unknown | Unknown | No |  |  | Unknown
4360 | 3419 N DAL PASO BLD 5 D, HOBBS NM |  | No | No | Non-Lead - Plastic | No | 2020 | 3/4 | Field inspection only with no records | Yes | Visual inspection at the meter pit | 05/26/2024 00:00:00 |  | Non-Lead - Plastic |  | 3/4 | Installation date after lead ban | Yes | Visual inspection at the meter pit | 05/26/2024 00:00:00 |  | Non-Lead | No | No |  | Single Family Residence |  | No | No |  |  | Non-Lead
1858 | 407 E BROADWAY ST, HOBBS NM |  | No | No | Unknown - Unlikely Lead | Don't Know |  |  |  | No | Other |  | Will Inspect meter box at a later date | Unknown - Unlikely Lead |  |  |  | No | Other |  | Will Inspect meter box at a later date | Unknown | Don't Know | Don't Know |  | Building | Unknown | Unknown | No |  |  | Unknown
14000 | 300 E WHITE ST BLDG E, HOBBS NM |  | No | No | Unknown - Unlikely Lead | Don't Know |  |  |  | No | Other |  | Will Inspect meter box at a later date | Unknown - Unlikely Lead |  |  |  | No | Other |  | Will Inspect meter box at a later date | Unknown | Don't Know | Don't Know |  | Building | Unknown | Unknown | No |  |  | Unknown
13943 | 2933 N WEDGEWOOD DR, HOBBS NM |  | No | No | Non-Lead - Plastic | Don't Know | 2019 | 1 | Field inspection only with no records | Yes | Visual inspection at the meter pit | 08/19/2024 00:00:00 |  | Non-Lead - Plastic | 2019 | 1 | Field inspection only with no records | Yes | Visual inspection at the meter pit | 08/19/2024 00:00:00 |  | Non-Lead | No | Don't Know |  | Single Family Residence |  | No | No |  |  | Non-Lead
340 | 1302 E ALSTON ST, HOBBS NM |  | No | No | Unknown - Unlikely Lead | Don't Know |  |  |  | No | Other |  | Will Inspect meter box at a later date | Unknown - Unlikely Lead |  |  |  | No | Other |  | Will Inspect meter box at a later date | Unknown | Don't Know | Don't Know |  | Building | Unknown | Unknown | No |  |  | Unknown
14164 | 3423 N WEST COUNTY RD, HOBBS NM |  | No | No | Unknown - Unlikely Lead | Don't Know |  |  |  | No | Other |  | Will Inspect meter box at a later date | Unknown - Unlikely Lead |  |  |  | No | Other |  | Will Inspect meter box at a later date | Unknown | Don't Know | Don't Know |  | Building | Unknown | Unknown | No |  |  | Unknown
4642 | 707 E DUNNAM ST, HOBBS NM |  | No | No | Unknown - Unlikely Lead | Don't Know |  |  |  | No | Other |  | Will Inspect meter box at a later date | Unknown - Unlikely Lead |  |  |  | No | Other |  | Will Inspect meter box at a later date | Unknown | Don't Know | Don't Know |  | Building | Unknown | Unknown | No |  |  | Unknown
1414 | 510 W BYERS ST, HOBBS NM |  | No | No | Unknown - Unlikely Lead | Don't Know |  |  |  | No | Other |  | Will Inspect meter box at a later date | Unknown - Unlikely Lead |  |  |  | No | Other |  | Will Inspect meter box at a later date | Unknown | Don't Know | Don't Know |  | Building | Unknown | Unknown | No |  |  | Unknown
4664 | 1519 E DUNNAM ST, HOBBS NM |  | No | No | Unknown - Unlikely Lead | Don't Know |  |  |  | No | Other |  | Will Inspect meter box at a later date | Unknown - Unlikely Lead |  |  |  | No | Other |  | Will Inspect meter box at a later date | Unknown | Don't Know | Don't Know |  | Building | Unknown | Unknown | No |  |  | Unknown
13834 | 3312-D N VISTA DR, HOBBS NM |  | No | No | Unknown - Unlikely Lead | Don't Know |  |  |  | No | Other |  | Will Inspect meter box at a later date | Unknown - Unlikely Lead |  |  |  | No | Other |  | Will Inspect meter box at a later date | Unknown | Don't Know | Don't Know |  | Building | Unknown | Unknown | No |  |  | Unknown
3321 | 901 W COCHITI AVE, HOBBS NM |  | No | No | Unknown - Unlikely Lead | Don't Know |  |  |  | No | Other |  | Will Inspect meter box at a later date | Unknown - Unlikely Lead |  |  |  | No | Other |  | Will Inspect meter box at a later date | Unknown | Don't Know | Don't Know |  | Building | Unknown | Unknown | No |  |  | Unknown
2030 | 1400 E CLINTON ST, HOBBS NM |  | No | No | Unknown - Unlikely Lead | Don't Know |  |  |  | No | Other |  | Will Inspect meter box at a later date | Unknown - Unlikely Lead |  |  |  | No | Other |  | Will Inspect meter box at a later date | Unknown | Don't Know | Don't Know |  | Building | Unknown | Unknown | No |  |  | Unknown
14122 | 208 S WILLOW ST, HOBBS NM |  | No | No | Unknown - Unlikely Lead | Don't Know |  |  |  | No | Other |  | Will Inspect meter box at a later date | Unknown - Unlikely Lead |  |  |  | No | Other |  | Will Inspect meter box at a later date | Unknown | Don't Know | Don't Know |  | Building | Unknown | Unknown | No |  |  | Unknown
3828 | 1509 CORDOBA LN, HOBBS NM |  | No | No | Unknown - Unlikely Lead | Don't Know |  |  |  | No | Other |  | Will Inspect meter box at a later date | Unknown - Unlikely Lead |  |  |  | No | Other |  | Will Inspect meter box at a later date | Unknown | Don't Know | Don't Know |  | Building | Unknown | Unknown | No |  |  | Unknown
1840 | 119 W BROADWAY ST, HOBBS NM |  | No | No | Unknown - Unlikely Lead | Don't Know |  |  |  | No | Other |  | Will Inspect meter box at a later date | Unknown - Unlikely Lead |  |  |  | No | Other |  | Will Inspect meter box at a later date | Unknown | Don't Know | Don't Know |  | Building | Unknown | Unknown | No |  |  | Unknown
14482 | 1200 ZUNI ST, HOBBS NM |  | No | No | Unknown - Unlikely Lead | Don't Know |  |  |  | No | Other |  | Will Inspect meter box at a later date | Unknown - Unlikely Lead |  |  |  | No | Other |  | Will Inspect meter box at a later date | Unknown | Don't Know | Don't Know |  | Building | Unknown | Unknown | No |  |  | Unknown
4231 | 2715 N DAL PASO ST, HOBBS NM |  | No | No | Unknown - Unlikely Lead | Don't Know |  |  |  | No | Other |  | Will Inspect meter box at a later date | Unknown - Unlikely Lead |  |  |  | No | Other |  | Will Inspect meter box at a later date | Unknown | Don't Know | Don't Know |  | Building | Unknown | Unknown | No |  |  | Unknown
13903 | 103 W VEGA DR, HOBBS NM |  | No | No | Unknown - Unlikely Lead | Don't Know |  |  |  | No | Other |  | Will Inspect meter box at a later date | Unknown - Unlikely Lead |  |  |  | No | Other |  | Will Inspect meter box at a later date | Unknown | Don't Know | Don't Know |  | Building | Unknown | Unknown | No |  |  | Unknown
2462 | 106 W COAL AVE, HOBBS NM |  | No | No | Unknown - Unlikely Lead | Don't Know |  |  |  | No | Other |  | Will Inspect meter box at a later date | Unknown - Unlikely Lead |  |  |  | No | Other |  | Will Inspect meter box at a later date | Unknown | Don't Know | Don't Know |  | Building | Unknown | Unknown | No |  |  | Unknown
3937 | 1618-A W CALLE SUR ST, HOBBS NM |  | No | No | Unknown - Unlikely Lead | Don't Know |  |  |  | No | Other |  | Will Inspect meter box at a later date | Unknown - Unlikely Lead |  |  |  | No | Other |  | Will Inspect meter box at a later date | Unknown | Don't Know | Don't Know |  | Building | Unknown | Unknown | No |  |  | Unknown
14468 | 1138 N YUCCA ST, HOBBS NM |  | No | No | Unknown - Unlikely Lead | Don't Know |  |  |  | No | Other |  | Will Inspect meter box at a later date | Unknown - Unlikely Lead |  |  |  | No | Other |  | Will Inspect meter box at a later date | Unknown | Don't Know | Don't Know |  | Building | Unknown | Unknown | No |  |  | Unknown
3959 | 1328 W CALLE SUR ST, HOBBS NM |  | No | No | Unknown - Unlikely Lead | Don't Know |  |  |  | No | Other |  | Will Inspect meter box at a later date | Unknown - Unlikely Lead |  |  |  | No | Other |  | Will Inspect meter box at a later date | Unknown | Don't Know | Don't Know |  | Building | Unknown | Unknown | No |  |  | Unknown
1448 | 1406 N BRAZOS AVE, HOBBS NM |  | No | No | Unknown - Unlikely Lead | Don't Know |  |  |  | No | Other |  | Will Inspect meter box at a later date | Unknown - Unlikely Lead |  |  |  | No | Other |  | Will Inspect meter box at a later date | Unknown | Don't Know | Don't Know |  | Building | Unknown | Unknown | No |  |  | Unknown
4212 | 4919 N CARRIAGE RD, HOBBS NM |  | No | No | Unknown - Unlikely Lead | Don't Know |  |  |  | No | Other |  | Will Inspect meter box at a later date | Unknown - Unlikely Lead |  |  |  | No | Other |  | Will Inspect meter box at a later date | Unknown | Don't Know | Don't Know |  | Building | Unknown | Unknown | No |  |  | Unknown
2699 | 1918 N CIELO DR, HOBBS NM |  | No | No | Unknown - Unlikely Lead | Don't Know |  |  |  | No | Other |  | Will Inspect meter box at a later date | Unknown - Unlikely Lead |  |  |  | No | Other |  | Will Inspect meter box at a later date | Unknown | Don't Know | Don't Know |  | Building | Unknown | Unknown | No |  |  | Unknown
13717 | 300 W TAYLOR ST, HOBBS NM |  | No | No | Unknown - Unlikely Lead | Don't Know |  |  |  | No | Other |  | Will Inspect meter box at a later date | Unknown - Unlikely Lead |  |  |  | No | Other |  | Will Inspect meter box at a later date | Unknown | Don't Know | Don't Know |  | Building | Unknown | Unknown | No |  |  | Unknown
3377 | 1016 W CAPROCK ST, HOBBS NM |  | No | No | Unknown - Unlikely Lead | Don't Know |  |  |  | No | Other |  | Will Inspect meter box at a later date | Unknown - Unlikely Lead |  |  |  | No | Other |  | Will Inspect meter box at a later date | Unknown | Don't Know | Don't Know |  | Building | Unknown | Unknown | No |  |  | Unknown
2793 | 920 W COPPER AVE, HOBBS NM |  | No | No | Unknown - Unlikely Lead | Don't Know |  |  |  | No | Other |  | Will Inspect meter box at a later date | Unknown - Unlikely Lead |  |  |  | No | Other |  | Will Inspect meter box at a later date | Unknown | Don't Know | Don't Know |  | Building | Unknown | Unknown | No |  |  | Unknown
1554 | 1916 N BLANCO DR, HOBBS NM |  | No | No | Unknown - Unlikely Lead | Don't Know |  |  |  | No | Other |  | Will Inspect meter box at a later date | Unknown - Unlikely Lead |  |  |  | No | Other |  | Will Inspect meter box at a later date | Unknown | Don't Know | Don't Know |  | Building | Unknown | Unknown | No |  |  | Unknown
17 | S 14TH - VERA 1 HSE, HOBBS NM |  | No | No | Unknown - Unlikely Lead | Don't Know |  |  |  | No | Other |  | Will Inspect meter box at a later date | Unknown - Unlikely Lead |  |  |  | No | Other |  | Will Inspect meter box at a later date | Unknown | Don't Know | Don't Know |  | Building | Unknown | Unknown | No |  |  | Unknown
2524 | 1210 1/2 E CAIN ST, HOBBS NM |  | No | No | Unknown - Unlikely Lead | Don't Know |  |  |  | No | Other |  | Will Inspect meter box at a later date | Unknown - Unlikely Lead |  |  |  | No | Other |  | Will Inspect meter box at a later date | Unknown | Don't Know | Don't Know |  | Building | Unknown | Unknown | No |  |  | Unknown
14250 | 1021 E YESO DR 102A, HOBBS NM |  | No | No | Unknown - Unlikely Lead | Don't Know |  |  |  | No | Other |  | Will Inspect meter box at a later date | Unknown - Unlikely Lead |  |  |  | No | Other |  | Will Inspect meter box at a later date | Unknown | Don't Know | Don't Know |  | Building | Unknown | Unknown | No |  |  | Unknown
14026 | 3608 W WHITE OAK ST, HOBBS NM |  | No | No | Non-Lead - Plastic | Don't Know | 2019 | 1 | Field inspection only with no records | Yes | Visual inspection at the meter pit | 08/19/2024 00:00:00 |  | Non-Lead - Plastic | 2019 | 1 | Field inspection only with no records | Yes | Visual inspection at the meter pit | 08/19/2024 00:00:00 |  | Non-Lead | No | Don't Know |  | Single Family Residence |  | No | No |  |  | Non-Lead
14174 | 1300 N WEST COUNTY RD, HOBBS NM |  | No | No | Unknown - Unlikely Lead | Don't Know |  |  |  | No | Other |  | Will Inspect meter box at a later date | Unknown - Unlikely Lead |  |  |  | No | Other |  | Will Inspect meter box at a later date | Unknown | Don't Know | Don't Know |  | Building | Unknown | Unknown | No |  |  | Unknown
446 | 130 W ALTO DR, HOBBS NM |  | No | No | Unknown - Unlikely Lead | Don't Know |  |  |  | No | Other |  | Will Inspect meter box at a later date | Unknown - Unlikely Lead |  |  |  | No | Other |  | Will Inspect meter box at a later date | Unknown | Don't Know | Don't Know |  | Building | Unknown | Unknown | No |  |  | Unknown
1551 | 322 W BLANCO DR, HOBBS NM |  | No | No | Unknown - Unlikely Lead | Don't Know |  |  |  | No | Other |  | Will Inspect meter box at a later date | Unknown - Unlikely Lead |  |  |  | No | Other |  | Will Inspect meter box at a later date | Unknown | Don't Know | Don't Know |  | Building | Unknown | Unknown | No |  |  | Unknown
3271 | 908 W COCHITI AVE, HOBBS NM |  | No | No | Unknown - Unlikely Lead | Don't Know |  |  |  | No | Other |  | Will Inspect meter box at a later date | Unknown - Unlikely Lead |  |  |  | No | Other |  | Will Inspect meter box at a later date | Unknown | Don't Know | Don't Know |  | Building | Unknown | Unknown | No |  |  | Unknown
4144 | 4232 North Corto Circle, Hobbs, NM 88240 |  | No | No | Non-Lead - Plastic |  | 1999 | 1 | Field inspection only with no records | Yes | Visual inspection at the meter pit | 07/22/2024 00:00:00 |  | Non-Lead - Plastic | 1999 | 1 | Field inspection only with no records | Yes | Visual inspection at the meter pit | 07/22/2024 00:00:00 |  | Non-Lead | No | Don't Know |  |  | Unknown | No | No |  |  | Non-Lead | No Tier | 32.74741 | -103.145642
4676 | 1607 E DUNNAM ST, HOBBS NM |  | No | No | Unknown - Unlikely Lead | Don't Know |  |  |  | No | Other |  | Will Inspect meter box at a later date | Unknown - Unlikely Lead |  |  |  | No | Other |  | Will Inspect meter box at a later date | Unknown | Don't Know | Don't Know |  | Building | Unknown | Unknown | No |  |  | Unknown
2813 | 404 E COPPER AVE, HOBBS NM |  | No | No | Unknown - Unlikely Lead | Don't Know |  |  |  | No | Other |  | Will Inspect meter box at a later date | Unknown - Unlikely Lead |  |  |  | No | Other |  | Will Inspect meter box at a later date | Unknown | Don't Know | Don't Know |  | Building | Unknown | Unknown | No |  |  | Unknown
4148 | 831 W CORTO, HOBBS NM |  | No | No | Unknown - Unlikely Lead | Don't Know |  |  |  | No | Other |  | Will Inspect meter box at a later date | Unknown - Unlikely Lead |  |  |  | No | Other |  | Will Inspect meter box at a later date | Unknown | Don't Know | Don't Know |  | Building | Unknown | Unknown | No |  |  | Unknown
14432 | 716 E YUCCA ST, HOBBS NM |  | No | No | Unknown - Unlikely Lead | Don't Know |  |  |  | No | Other |  | Will Inspect meter box at a later date | Unknown - Unlikely Lead |  |  |  | No | Other |  | Will Inspect meter box at a later date | Unknown | Don't Know | Don't Know |  | Building | Unknown | Unknown | No |  |  | Unknown
4215 | 2207 E CHURCH DR, HOBBS NM |  | No | No | Unknown - Unlikely Lead | Don't Know |  |  |  | No | Other |  | Will Inspect meter box at a later date | Unknown - Unlikely Lead |  |  |  | No | Other |  | Will Inspect meter box at a later date | Unknown | Don't Know | Don't Know |  | Building | Unknown | Unknown | No |  |  | Unknown
3638 | 225 S COLEMAN ST, HOBBS NM |  | No | No | Unknown - Unlikely Lead | Don't Know |  |  |  | No | Other |  | Will Inspect meter box at a later date | Unknown - Unlikely Lead |  |  |  | No | Other |  | Will Inspect meter box at a later date | Unknown | Don't Know | Don't Know |  | Building | Unknown | Unknown | No |  |  | Unknown
14197 | 704 E YESO DR, HOBBS NM |  | No | No | Unknown - Unlikely Lead | Don't Know |  |  |  | No | Other |  | Will Inspect meter box at a later date | Unknown - Unlikely Lead |  |  |  | No | Other |  | Will Inspect meter box at a later date | Unknown | Don't Know | Don't Know |  | Building | Unknown | Unknown | No |  |  | Unknown
13684 | 408 E TAYLOR ST, HOBBS NM |  | No | No | Unknown - Unlikely Lead | Don't Know |  |  |  | No | Other |  | Will Inspect meter box at a later date | Unknown - Unlikely Lead |  |  |  | No | Other |  | Will Inspect meter box at a later date | Unknown | Don't Know | Don't Know |  | Building | Unknown | Unknown | No |  |  | Unknown
3966 | 1614-D W CALLE SUR ST, HOBBS NM |  | No | No | Unknown - Unlikely Lead | Don't Know |  |  |  | No | Other |  | Will Inspect meter box at a later date | Unknown - Unlikely Lead |  |  |  | No | Other |  | Will Inspect meter box at a later date | Unknown | Don't Know | Don't Know |  | Building | Unknown | Unknown | No |  |  | Unknown
2162 | 300 E CASTLE AVE, HOBBS NM |  | No | No | Unknown - Unlikely Lead | Don't Know |  |  |  | No | Other |  | Will Inspect meter box at a later date | Unknown - Unlikely Lead |  |  |  | No | Other |  | Will Inspect meter box at a later date | Unknown | Don't Know | Don't Know |  | Building | Unknown | Unknown | No |  |  | Unknown
4232 | 2521 N DAL PASO ST, HOBBS NM |  | No | No | Unknown - Unlikely Lead | Don't Know |  |  |  | No | Other |  | Will Inspect meter box at a later date | Unknown - Unlikely Lead |  |  |  | No | Other |  | Will Inspect meter box at a later date | Unknown | Don't Know | Don't Know |  | Building | Unknown | Unknown | No |  |  | Unknown
3181 | 3901 N CENTRAL L 102, HOBBS NM |  | No | No | Non-Lead - Plastic | No | 2009 | 3/4 | Field inspection only with no records | Yes | Visual inspection at the meter pit | 05/26/2024 00:00:00 |  | Non-Lead - Plastic | 2009 | 3/4 | Installation date after lead ban | Yes | Visual inspection at the meter pit | 05/26/2024 00:00:00 |  | Non-Lead | No | No |  | Single Family Residence |  | No | No |  |  | Non-Lead
2289 | 1105 N COCHRAN ST, HOBBS NM |  | No | No | Unknown - Unlikely Lead | Don't Know |  |  |  | No | Other |  | Will Inspect meter box at a later date | Unknown - Unlikely Lead |  |  |  | No | Other |  | Will Inspect meter box at a later date | Unknown | Don't Know | Don't Know |  | Building | Unknown | Unknown | No |  |  | Unknown
3410 | 1410 W CAPROCK ST, HOBBS NM |  | No | No | Unknown - Unlikely Lead | Don't Know |  |  |  | No | Other |  | Will Inspect meter box at a later date | Unknown - Unlikely Lead |  |  |  | No | Other |  | Will Inspect meter box at a later date | Unknown | Don't Know | Don't Know |  | Building | Unknown | Unknown | No |  |  | Unknown
1839 | 1200 E BROADWAY ST, HOBBS NM |  | No | No | Unknown - Unlikely Lead | Don't Know |  |  |  | No | Other |  | Will Inspect meter box at a later date | Unknown - Unlikely Lead |  |  |  | No | Other |  | Will Inspect meter box at a later date | Unknown | Don't Know | Don't Know |  | Building | Unknown | Unknown | No |  |  | Unknown
2944 | 3901 N CENTRAL I 205, HOBBS NM |  | No | No | Non-Lead - Plastic | No | 2009 | 3/4 | Field inspection only with no records | Yes | Visual inspection at the meter pit | 05/26/2024 00:00:00 |  | Non-Lead - Plastic | 2009 | 3/4 | Installation date after lead ban | Yes | Visual inspection at the meter pit | 05/26/2024 00:00:00 |  | Non-Lead | No | No |  | Single Family Residence |  | No | No |  |  | Non-Lead
213 | 500 E ALBERTSON CIR, HOBBS NM |  | No | No | Unknown - Unlikely Lead | Don't Know |  |  |  | No | Other |  | Will Inspect meter box at a later date | Unknown - Unlikely Lead |  |  |  | No | Other |  | Will Inspect meter box at a later date | Unknown | Don't Know | Don't Know |  | Building | Unknown | Unknown | No |  |  | Unknown
14270 | 900 E YESO DR #19, HOBBS NM |  | No | No | Unknown - Unlikely Lead | Don't Know |  |  |  | No | Other |  | Will Inspect meter box at a later date | Unknown - Unlikely Lead |  |  |  | No | Other |  | Will Inspect meter box at a later date | Unknown | Don't Know | Don't Know |  | Building | Unknown | Unknown | No |  |  | Unknown
2966 | 3901 N CENTRAL F 206, HOBBS NM |  | No | No | Non-Lead - Plastic | No | 2009 | 3/4 | Field inspection only with no records | Yes | Visual inspection at the meter pit | 05/26/2024 00:00:00 |  | Non-Lead - Plastic | 2009 | 3/4 | Installation date after lead ban | Yes | Visual inspection at the meter pit | 05/26/2024 00:00:00 |  | Non-Lead | No | No |  | Single Family Residence |  | No | No |  |  | Non-Lead
13835 | 3312-A N VISTA DR, HOBBS NM |  | No | No | Unknown - Unlikely Lead | Don't Know |  |  |  | No | Other |  | Will Inspect meter box at a later date | Unknown - Unlikely Lead |  |  |  | No | Other |  | Will Inspect meter box at a later date | Unknown | Don't Know | Don't Know |  | Building | Unknown | Unknown | No |  |  | Unknown
3120 | 3901 N CENTRAL E 104, HOBBS NM |  | No | No | Non-Lead - Plastic | No | 2009 | 3/4 | Field inspection only with no records | Yes | Visual inspection at the meter pit | 05/26/2024 00:00:00 |  | Non-Lead - Plastic | 2009 | 3/4 | Installation date after lead ban | Yes | Visual inspection at the meter pit | 05/26/2024 00:00:00 |  | Non-Lead | No | No |  | Single Family Residence |  | No | No |  |  | Non-Lead
13711 | 200 W TAYLOR ST, HOBBS NM |  | No | No | Unknown - Unlikely Lead | Don't Know |  |  |  | No | Other |  | Will Inspect meter box at a later date | Unknown - Unlikely Lead |  |  |  | No | Other |  | Will Inspect meter box at a later date | Unknown | Don't Know | Don't Know |  | Building | Unknown | Unknown | No |  |  | Unknown
2368 | 1511 S COCHRAN ST, HOBBS NM |  | No | No | Unknown - Unlikely Lead | Don't Know |  |  |  | No | Other |  | Will Inspect meter box at a later date | Unknown - Unlikely Lead |  |  |  | No | Other |  | Will Inspect meter box at a later date | Unknown | Don't Know | Don't Know |  | Building | Unknown | Unknown | No |  |  | Unknown
3747 | 1207 W COLLEGE LN, HOBBS NM |  | No | No | Unknown - Unlikely Lead | Don't Know |  |  |  | No | Other |  | Will Inspect meter box at a later date | Unknown - Unlikely Lead |  |  |  | No | Other |  | Will Inspect meter box at a later date | Unknown | Don't Know | Don't Know |  | Building | Unknown | Unknown | No |  |  | Unknown
2742 | 921 W COPPER AVE, HOBBS NM |  | No | No | Unknown - Unlikely Lead | Don't Know |  |  |  | No | Other |  | Will Inspect meter box at a later date | Unknown - Unlikely Lead |  |  |  | No | Other |  | Will Inspect meter box at a later date | Unknown | Don't Know | Don't Know |  | Building | Unknown | Unknown | No |  |  | Unknown
3547 | 1537 N COLEMAN ST, HOBBS NM |  | No | No | Unknown - Unlikely Lead | Don't Know |  |  |  | No | Other |  | Will Inspect meter box at a later date | Unknown - Unlikely Lead |  |  |  | No | Other |  | Will Inspect meter box at a later date | Unknown | Don't Know | Don't Know |  | Building | Unknown | Unknown | No |  |  | Unknown
3813 | 1506 CORDOBA LN, HOBBS NM |  | No | No | Unknown - Unlikely Lead | Don't Know |  |  |  | No | Other |  | Will Inspect meter box at a later date | Unknown - Unlikely Lead |  |  |  | No | Other |  | Will Inspect meter box at a later date | Unknown | Don't Know | Don't Know |  | Building | Unknown | Unknown | No |  |  | Unknown
13924 | 2927 N WEDGEWOOD DR, HOBBS NM |  | No | No | Non-Lead - Plastic | Don't Know | 2019 | 1 | Field inspection only with no records | Yes | Visual inspection at the meter pit | 08/19/2024 00:00:00 |  | Non-Lead - Plastic | 2019 | 1 | Field inspection only with no records | Yes | Visual inspection at the meter pit | 08/19/2024 00:00:00 |  | Non-Lead | No | Don't Know |  | Single Family Residence |  | No | No |  |  | Non-Lead
3294 | 206 W COCHITI AVE, HOBBS NM |  | No | No | Unknown - Unlikely Lead | Don't Know |  |  |  | No | Other |  | Will Inspect meter box at a later date | Unknown - Unlikely Lead |  |  |  | No | Other |  | Will Inspect meter box at a later date | Unknown | Don't Know | Don't Know |  | Building | Unknown | Unknown | No |  |  | Unknown
2437 | 620 W COAL AVE, HOBBS NM |  | No | No | Unknown - Unlikely Lead | Don't Know |  |  |  | No | Other |  | Will Inspect meter box at a later date | Unknown - Unlikely Lead |  |  |  | No | Other |  | Will Inspect meter box at a later date | Unknown | Don't Know | Don't Know |  | Building | Unknown | Unknown | No |  |  | Unknown
13905 | 203 W VEGA DR, HOBBS NM |  | No | No | Unknown - Unlikely Lead | Don't Know |  |  |  | No | Other |  | Will Inspect meter box at a later date | Unknown - Unlikely Lead |  |  |  | No | Other |  | Will Inspect meter box at a later date | Unknown | Don't Know | Don't Know |  | Building | Unknown | Unknown | No |  |  | Unknown
3938 | 1522-D W CALLE SUR ST, HOBBS NM |  | No | No | Unknown - Unlikely Lead | Don't Know |  |  |  | No | Other |  | Will Inspect meter box at a later date | Unknown - Unlikely Lead |  |  |  | No | Other |  | Will Inspect meter box at a later date | Unknown | Don't Know | Don't Know |  | Building | Unknown | Unknown | No |  |  | Unknown
3103 | 3901 N CENTRAL G 207, HOBBS NM |  | No | No | Non-Lead - Plastic | No | 2009 | 3/4 | Field inspection only with no records | Yes | Visual inspection at the meter pit | 05/26/2024 00:00:00 |  | Non-Lead - Plastic | 2009 | 3/4 | Installation date after lead ban | Yes | Visual inspection at the meter pit | 05/26/2024 00:00:00 |  | Non-Lead | No | No |  | Single Family Residence |  | No | No |  |  | Non-Lead
3783 | 1411 W CAMINO DEL ARCO, HOBBS NM |  | No | No | Unknown - Unlikely Lead | Don't Know |  |  |  | No | Other |  | Will Inspect meter box at a later date | Unknown - Unlikely Lead |  |  |  | No | Other |  | Will Inspect meter box at a later date | Unknown | Don't Know | Don't Know |  | Building | Unknown | Unknown | No |  |  | Unknown
4182 | 4125 N CORTEZ ST, HOBBS NM |  | No | No | Unknown - Unlikely Lead | Don't Know |  |  |  | No | Other |  | Will Inspect meter box at a later date | Unknown - Unlikely Lead |  |  |  | No | Other |  | Will Inspect meter box at a later date | Unknown | Don't Know | Don't Know |  | Building | Unknown | Unknown | No |  |  | Unknown
1637 | 1919 N BRECKON DR, HOBBS NM |  | No | No | Unknown - Unlikely Lead | Don't Know |  |  |  | No | Other |  | Will Inspect meter box at a later date | Unknown - Unlikely Lead |  |  |  | No | Other |  | Will Inspect meter box at a later date | Unknown | Don't Know | Don't Know |  | Building | Unknown | Unknown | No |  |  | Unknown
13962 | 620 E WHITE ST, HOBBS NM |  | No | No | Unknown - Unlikely Lead | Don't Know |  |  |  | No | Other |  | Will Inspect meter box at a later date | Unknown - Unlikely Lead |  |  |  | No | Other |  | Will Inspect meter box at a later date | Unknown | Don't Know | Don't Know |  | Building | Unknown | Unknown | No |  |  | Unknown
2269 | 417 N COCHRAN ST, HOBBS NM |  | No | No | Unknown - Unlikely Lead | Don't Know |  |  |  | No | Other |  | Will Inspect meter box at a later date | Unknown - Unlikely Lead |  |  |  | No | Other |  | Will Inspect meter box at a later date | Unknown | Don't Know | Don't Know |  | Building | Unknown | Unknown | No |  |  | Unknown
190 | 409 E ALBERTSON DR, HOBBS NM |  | No | No | Unknown - Unlikely Lead | Don't Know |  |  |  | No | Other |  | Will Inspect meter box at a later date | Unknown - Unlikely Lead |  |  |  | No | Other |  | Will Inspect meter box at a later date | Unknown | Don't Know | Don't Know |  | Building | Unknown | Unknown | No |  |  | Unknown
14177 | 3424 N WEST COUNTY RD, HOBBS NM |  | No | No | Unknown - Unlikely Lead | Don't Know |  |  |  | No | Other |  | Will Inspect meter box at a later date | Unknown - Unlikely Lead |  |  |  | No | Other |  | Will Inspect meter box at a later date | Unknown | Don't Know | Don't Know |  | Building | Unknown | Unknown | No |  |  | Unknown
2875 | 333 W CLEARFORK DR, HOBBS NM |  | No | No | Unknown - Unlikely Lead | Don't Know |  |  |  | No | Other |  | Will Inspect meter box at a later date | Unknown - Unlikely Lead |  |  |  | No | Other |  | Will Inspect meter box at a later date | Unknown | Don't Know | Don't Know |  | Building | Unknown | Unknown | No |  |  | Unknown
4085 | 2913 N CLIFFWOOD CIRCLE, HOBBS NM |  | No | No | Non-Lead - Plastic | Don't Know | 2019 | 1 | Field inspection only with no records | Yes | Visual inspection at the meter pit | 08/19/2024 00:00:00 |  | Non-Lead - Plastic | 2019 | 1 | Field inspection only with no records | Yes | Visual inspection at the meter pit | 08/19/2024 00:00:00 |  | Non-Lead | No | Don't Know |  | Single Family Residence |  | No | No |  |  | Non-Lead
13859 | 2038 N VEGA CT, HOBBS NM |  | No | No | Unknown - Unlikely Lead | Don't Know |  |  |  | No | Other |  | Will Inspect meter box at a later date | Unknown - Unlikely Lead |  |  |  | No | Other |  | Will Inspect meter box at a later date | Unknown | Don't Know | Don't Know |  | Building | Unknown | Unknown | No |  |  | Unknown
14272 | 325 E YESO DR, HOBBS NM |  | No | No | Unknown - Unlikely Lead | Don't Know |  |  |  | No | Other |  | Will Inspect meter box at a later date | Unknown - Unlikely Lead |  |  |  | No | Other |  | Will Inspect meter box at a later date | Unknown | Don't Know | Don't Know |  | Building | Unknown | Unknown | No |  |  | Unknown
1775 | 1227 W BROADWAY ST, HOBBS NM |  | No | No | Unknown - Unlikely Lead | Don't Know |  |  |  | No | Other |  | Will Inspect meter box at a later date | Unknown - Unlikely Lead |  |  |  | No | Other |  | Will Inspect meter box at a later date | Unknown | Don't Know | Don't Know |  | Building | Unknown | Unknown | No |  |  | Unknown
2639 | 2222 N CIELO DR, HOBBS NM |  | No | No | Unknown - Unlikely Lead | Don't Know |  |  |  | No | Other |  | Will Inspect meter box at a later date | Unknown - Unlikely Lead |  |  |  | No | Other |  | Will Inspect meter box at a later date | Unknown | Don't Know | Don't Know |  | Building | Unknown | Unknown | No |  |  | Unknown
4324 | 3419 N DAL PASO BLD 1 D, HOBBS NM |  | No | No | Non-Lead - Plastic | No | 2020 | 3/4 | Field inspection only with no records | Yes | Visual inspection at the meter pit | 05/26/2024 00:00:00 |  | Non-Lead - Plastic |  | 3/4 | Installation date after lead ban | Yes | Visual inspection at the meter pit | 05/26/2024 00:00:00 |  | Non-Lead | No | No |  | Single Family Residence |  | No | No |  |  | Non-Lead
9554 | 4916 W MIGHTY ATOM RD, HOBBS NM |  | No | No | Non-Lead - Plastic | No | 2020 | 1 | Field inspection only with no records | Yes | Visual inspection at the meter pit | 06/03/2024 00:00:00 |  | Non-Lead - Plastic | 2020 | 1 | Field inspection only with no records | Yes | Visual inspection at the meter pit | 06/03/2024 00:00:00 |  | Non-Lead | No | No |  | Single Family Residence |  | No | No |  |  | Non-Lead |  | 32.747744 | -103.199398
13745 | 902 S TEXACO RD, HOBBS NM |  | No | No | Unknown - Unlikely Lead | Don't Know |  |  |  | No | Other |  | Will Inspect meter box at a later date | Unknown - Unlikely Lead |  |  |  | No | Other |  | Will Inspect meter box at a later date | Unknown | Don't Know | Don't Know |  | Building | Unknown | Unknown | No |  |  | Unknown
14345 | 1021 E YESO DR- DAYCARE, HOBBS NM |  | No | No | Unknown - Unlikely Lead | Don't Know |  |  |  | No | Other |  | Will Inspect meter box at a later date | Unknown - Unlikely Lead |  |  |  | No | Other |  | Will Inspect meter box at a later date | Unknown | Don't Know | Don't Know |  | Building | Unknown | Unknown | No |  |  | Unknown
210 | 519 E ALBERTSON CIR, HOBBS NM |  | No | No | Unknown - Unlikely Lead | Don't Know |  |  |  | No | Other |  | Will Inspect meter box at a later date | Unknown - Unlikely Lead |  |  |  | No | Other |  | Will Inspect meter box at a later date | Unknown | Don't Know | Don't Know |  | Building | Unknown | Unknown | No |  |  | Unknown
9670 | 2212 N MORA DR, HOBBS NM |  | No | No | Unknown - Unlikely Lead | Don't Know |  |  |  | No | Other |  | Will Inspect meter box at a later date | Unknown - Unlikely Lead |  |  |  | No | Other |  | Will Inspect meter box at a later date | Unknown | Don't Know | Don't Know |  | Building | Unknown | Unknown | No |  |  | Unknown |  | 32.7249836 | -103.117208
8131 | 722 S LEECH ST, HOBBS NM |  | No | No | Unknown - Unlikely Lead | Don't Know |  |  |  | No | Other |  | Will Inspect meter box at a later date | Unknown - Unlikely Lead |  |  |  | No | Other |  | Will Inspect meter box at a later date | Unknown | Don't Know | Don't Know |  | Building | Unknown | Unknown | No |  |  | Unknown |  | 32.6936277 | -103.1422903
314 | 413 W ALSTON ST, HOBBS NM |  | No | No | Unknown - Unlikely Lead | Don't Know |  |  |  | No | Other |  | Will Inspect meter box at a later date | Unknown - Unlikely Lead |  |  |  | No | Other |  | Will Inspect meter box at a later date | Unknown | Don't Know | Don't Know |  | Building | Unknown | Unknown | No |  |  | Unknown
6902 | 1214 S HANNAH RD, HOBBS NM |  | No | No | Unknown - Unlikely Lead | Don't Know |  |  |  | No | Other |  | Will Inspect meter box at a later date | Unknown - Unlikely Lead |  |  |  | No | Other |  | Will Inspect meter box at a later date | Unknown | Don't Know | Don't Know |  | Building | Unknown | Unknown | No |  |  | Unknown |  | 32.6880724 | -103.1421402
6257 | 817 N GRIMES ST, HOBBS NM |  | No | No | Unknown - Unlikely Lead | Don't Know |  |  |  | No | Other |  | Will Inspect meter box at a later date | Unknown - Unlikely Lead |  |  |  | No | Other |  | Will Inspect meter box at a later date | Unknown | Don't Know | Don't Know |  | Building | Unknown | Unknown | No |  |  | Unknown |  | 32.7089015 | -103.1455694
2830 | 517 E COPPER AVE, HOBBS NM |  | No | No | Unknown - Unlikely Lead | Don't Know |  |  |  | No | Other |  | Will Inspect meter box at a later date | Unknown - Unlikely Lead |  |  |  | No | Other |  | Will Inspect meter box at a later date | Unknown | Don't Know | Don't Know |  | Building | Unknown | Unknown | No |  |  | Unknown
5667 | 439 W GOLD AVE, HOBBS NM |  | No | No | Unknown - Unlikely Lead | Don't Know |  |  |  | No | Other |  | Will Inspect meter box at a later date | Unknown - Unlikely Lead |  |  |  | No | Other |  | Will Inspect meter box at a later date | Unknown | Don't Know | Don't Know |  | Building | Unknown | Unknown | No |  |  | Unknown
7029 | 1630 HARVARD CT, HOBBS NM |  | No | No | Unknown - Unlikely Lead | Don't Know |  |  |  | No | Other |  | Will Inspect meter box at a later date | Unknown - Unlikely Lead |  |  |  | No | Other |  | Will Inspect meter box at a later date | Unknown | Don't Know | Don't Know |  | Building | Unknown | Unknown | No |  |  | Unknown |  | 32.7182108 | -103.1240458
9247 | 1607 E MAIN ST, HOBBS NM |  | No | No | Unknown - Unlikely Lead | Don't Know |  |  |  | No | Other |  | Will Inspect meter box at a later date | Unknown - Unlikely Lead |  |  |  | No | Other |  | Will Inspect meter box at a later date | Unknown | Don't Know | Don't Know |  | Building | Unknown | Unknown | No |  |  | Unknown |  | 32.6921032 | -103.1171336
9656 | 2323 N MIMOSA LN, HOBBS NM |  | No | No | Non-Lead - Plastic | No | 2007 | 1 | Field inspection only with no records | Yes | Visual inspection at the meter pit | 06/03/2024 00:00:00 |  | Non-Lead - Plastic | 2007 | 1 | Field inspection only with no records | Yes | Visual inspection at the meter pit | 06/03/2024 00:00:00 |  | Non-Lead | No | No |  | Single Family Residence |  | No | No |  |  | Non-Lead |  | 32.726813 | -103.113538
14399 | 1217 E YUCCA ST, HOBBS NM |  | No | No | Unknown - Unlikely Lead | Don't Know |  |  |  | No | Other |  | Will Inspect meter box at a later date | Unknown - Unlikely Lead |  |  |  | No | Other |  | Will Inspect meter box at a later date | Unknown | Don't Know | Don't Know |  | Building | Unknown | Unknown | No |  |  | Unknown
9036 | 1224 S MCKINLEY ST, HOBBS NM |  | No | No | Unknown - Unlikely Lead | Don't Know |  |  |  | No | Other |  | Will Inspect meter box at a later date | Unknown - Unlikely Lead |  |  |  | No | Other |  | Will Inspect meter box at a later date | Unknown | Don't Know | Don't Know |  | Building | Unknown | Unknown | No |  |  | Unknown |  | 32.6870932 | -103.1328981
8266 | 1015 W LEAD AVE, HOBBS NM |  | No | No | Unknown - Unlikely Lead | Don't Know |  |  |  | No | Other |  | Will Inspect meter box at a later date | Unknown - Unlikely Lead |  |  |  | No | Other |  | Will Inspect meter box at a later date | Unknown | Don't Know | Don't Know |  | Building | Unknown | Unknown | No |  |  | Unknown |  | 32.7294683 | -103.1477757
3066 | 3901 N CENTRAL D 208, HOBBS NM |  | No | No | Non-Lead - Plastic | No | 2009 | 3/4 | Field inspection only with no records | Yes | Visual inspection at the meter pit | 05/26/2024 00:00:00 |  | Non-Lead - Plastic | 2009 | 3/4 | Installation date after lead ban | Yes | Visual inspection at the meter pit | 05/26/2024 00:00:00 |  | Non-Lead | No | No |  | Single Family Residence |  | No | No |  |  | Non-Lead
9856 | 3505 N NORTHWEST DR, HOBBS NM |  | No | No | Unknown - Unlikely Lead | Don't Know |  |  |  | No | Other |  | Will Inspect meter box at a later date | Unknown - Unlikely Lead |  |  |  | No | Other |  | Will Inspect meter box at a later date | Unknown | Don't Know | Don't Know |  | Building | Unknown | Unknown | No |  |  | Unknown |  | 32.7377598 | -103.1565491
4302 | 2911 N DAL PASO ST, HOBBS NM |  | No | No | Unknown - Unlikely Lead | Don't Know |  |  |  | No | Other |  | Will Inspect meter box at a later date | Unknown - Unlikely Lead |  |  |  | No | Other |  | Will Inspect meter box at a later date | Unknown | Don't Know | Don't Know |  | Building | Unknown | Unknown | No |  |  | Unknown
587 | 1501 1/2 E ALAMEDA ST, HOBBS NM |  | No | No | Unknown - Unlikely Lead | Don't Know |  |  |  | No | Other |  | Will Inspect meter box at a later date | Unknown - Unlikely Lead |  |  |  | No | Other |  | Will Inspect meter box at a later date | Unknown | Don't Know | Don't Know |  | Building | Unknown | Unknown | No |  |  | Unknown
3436 | 511 N CECIL ST, HOBBS NM |  | No | No | Unknown - Unlikely Lead | Don't Know |  |  |  | No | Other |  | Will Inspect meter box at a later date | Unknown - Unlikely Lead |  |  |  | No | Other |  | Will Inspect meter box at a later date | Unknown | Don't Know | Don't Know |  | Building | Unknown | Unknown | No |  |  | Unknown
3278 | 1102 W COCHITI AVE, HOBBS NM |  | No | No | Unknown - Unlikely Lead | Don't Know |  |  |  | No | Other |  | Will Inspect meter box at a later date | Unknown - Unlikely Lead |  |  |  | No | Other |  | Will Inspect meter box at a later date | Unknown | Don't Know | Don't Know |  | Building | Unknown | Unknown | No |  |  | Unknown
878 | 913 W BERRY DR, HOBBS NM |  | No | No | Unknown - Unlikely Lead | Don't Know |  |  |  | No | Other |  | Will Inspect meter box at a later date | Unknown - Unlikely Lead |  |  |  | No | Other |  | Will Inspect meter box at a later date | Unknown | Don't Know | Don't Know |  | Building | Unknown | Unknown | No |  |  | Unknown |  | 32.7138891 | -103.1468232
8814 | 1206 S MORRIS ST, HOBBS NM |  | No | No | Unknown - Unlikely Lead | Don't Know |  |  |  | No | Other |  | Will Inspect meter box at a later date | Unknown - Unlikely Lead |  |  |  | No | Other |  | Will Inspect meter box at a later date | Unknown | Don't Know | Don't Know |  | Building | Unknown | Unknown | No |  |  | Unknown |  | 32.6878108 | -103.1289567
6394 | 4917 W GREY GHOST RD, HOBBS NM |  | No | No | Non-Lead - Plastic | No | 2017 | 3/4 | Field inspection only with no records | Yes | Visual inspection at the meter pit | 05/26/2024 00:00:00 |  | Non-Lead - Plastic | 2017 | 3/4 | Installation date after lead ban | Yes | Visual inspection at the meter pit | 05/26/2024 00:00:00 |  | Non-Lead | No | No |  | Single Family Residence |  | No | No |  |  | Non-Lead |  | 32.749565 | -103.19939
7059 | 1108 W IRON AVE, HOBBS NM |  | No | No | Non-Lead - Copper | Don't Know |  | 3/4 | Field inspection only with no records | Yes | Visual inspection at the meter pit | 07/23/2024 00:00:00 |  | Non-Lead - Plastic | 1961 | 3/4 | Field inspection only with no records | Yes | Visual inspection at the meter pit | 07/23/2024 00:00:00 |  | Non-Lead | No | Don't Know |  | Single Family Residence |  | No | No |  |  | Non-Lead |  | 32.7319379 | -103.1485748
9915 | 1401 E NAVAJO DR, HOBBS NM |  | No | No | Unknown - Unlikely Lead | Don't Know |  |  |  | No | Other |  | Will Inspect meter box at a later date | Unknown - Unlikely Lead |  |  |  | No | Other |  | Will Inspect meter box at a later date | Unknown | Don't Know | Don't Know |  | Building | Unknown | Unknown | No |  |  | Unknown |  | 32.7384784 | -103.1209539
6489 | 1701 N HOUSTON ST, HOBBS NM |  | No | No | Unknown - Unlikely Lead | Don't Know |  |  |  | No | Other |  | Will Inspect meter box at a later date | Unknown - Unlikely Lead |  |  |  | No | Other |  | Will Inspect meter box at a later date | Unknown | Don't Know | Don't Know |  | Building | Unknown | Unknown | No |  |  | Unknown |  | 32.7186517 | -103.1306797
5854 | 220 W GYPSY ST, HOBBS NM |  | No | No | Unknown - Unlikely Lead | Don't Know |  |  |  | No | Other |  | Will Inspect meter box at a later date | Unknown - Unlikely Lead |  |  |  | No | Other |  | Will Inspect meter box at a later date | Unknown | Don't Know | Don't Know |  | Building | Unknown | Unknown | No |  |  | Unknown
9655 | 2319 N MIMOSA LN, HOBBS NM |  | No | No | Non-Lead - Plastic | No | 2007 | 1 | Field inspection only with no records | Yes | Visual inspection at the meter pit | 06/03/2024 00:00:00 |  | Non-Lead - Plastic | 2007 | 1 | Field inspection only with no records | Yes | Visual inspection at the meter pit | 06/03/2024 00:00:00 |  | Non-Lead | No | No |  | Single Family Residence |  | No | No |  |  | Non-Lead |  | 32.726856 | -103.11352
6903 | 1211 S HANNAH RD, HOBBS NM |  | No | No | Unknown - Unlikely Lead | Don't Know |  |  |  | No | Other |  | Will Inspect meter box at a later date | Unknown - Unlikely Lead |  |  |  | No | Other |  | Will Inspect meter box at a later date | Unknown | Don't Know | Don't Know |  | Building | Unknown | Unknown | No |  |  | Unknown |  | 32.6885983 | -103.1421277
724 | 2009 N ADOBE DR, HOBBS NM |  | No | No | Unknown - Unlikely Lead | Don't Know |  |  |  | No | Other |  | Will Inspect meter box at a later date | Unknown - Unlikely Lead |  |  |  | No | Other |  | Will Inspect meter box at a later date | Unknown | Don't Know | Don't Know |  | Building | Unknown | Unknown | No |  |  | Unknown |  | 32.7224014 | -103.1402233
7104 | 3419 INDUSTRIAL DR, HOBBS NM |  | No | No | Unknown - Unlikely Lead | Don't Know |  |  |  | No | Other |  | Will Inspect meter box at a later date | Unknown - Unlikely Lead |  |  |  | No | Other |  | Will Inspect meter box at a later date | Unknown | Don't Know | Don't Know |  | Building | Unknown | Unknown | No |  |  | Unknown |  | 32.7368432 | -103.1592127
1801 | 1801 W BROADWAY ST, HOBBS NM |  | No | No | Unknown - Unlikely Lead | Don't Know |  |  |  | No | Other |  | Will Inspect meter box at a later date | Unknown - Unlikely Lead |  |  |  | No | Other |  | Will Inspect meter box at a later date | Unknown | Don't Know | Don't Know |  | Building | Unknown | Unknown | No |  |  | Unknown
1926 | 1220 West Brittany Drive, Hobbs, NM 88242 |  | No | No | Non-Lead - Plastic | No | 2008 | 1 | Installation date after lead ban | Yes | Other | 03/01/2024 00:00:00 | Newer Construction, verified by GIS Mapping | Non-Lead - Plastic | 2008 | 1 | Installation date after lead ban | No | Other |  | Newer Construction, verified by GIS Mapping |  | No | No |  | Single Family Residence | Unknown | No | No |  |  | Non-Lead | Tier 5 | 32.758063 | -103.151474
13887 | 304 E VEGA DR, HOBBS NM |  | No | No | Unknown - Unlikely Lead | Don't Know |  |  |  | No | Other |  | Will Inspect meter box at a later date | Unknown - Unlikely Lead |  |  |  | No | Other |  | Will Inspect meter box at a later date | Unknown | Don't Know | Don't Know |  | Building | Unknown | Unknown | No |  |  | Unknown
1404 | 516 W BYERS ST, HOBBS NM |  | No | No | Unknown - Unlikely Lead | Don't Know |  |  |  | No | Other |  | Will Inspect meter box at a later date | Unknown - Unlikely Lead |  |  |  | No | Other |  | Will Inspect meter box at a later date | Unknown | Don't Know | Don't Know |  | Building | Unknown | Unknown | No |  |  | Unknown
70 | 604 S 9TH ST, HOBBS NM |  | No | No | Unknown - Unlikely Lead | Don't Know |  |  |  | No | Other |  | Will Inspect meter box at a later date | Unknown - Unlikely Lead |  |  |  | No | Other |  | Will Inspect meter box at a later date | Unknown | Don't Know | Don't Know |  | Building | Unknown | Unknown | No |  |  | Unknown |  | 32.6947414 | -103.1180344
6291 | 1023 N GRIMES ST, HOBBS NM |  | No | No | Unknown - Unlikely Lead | Don't Know |  |  |  | No | Other |  | Will Inspect meter box at a later date | Unknown - Unlikely Lead |  |  |  | No | Other |  | Will Inspect meter box at a later date | Unknown | Don't Know | Don't Know |  | Building | Unknown | Unknown | No |  |  | Unknown |  | 32.7109101 | -103.1451618
9699 | 1315 E MICHIGAN DR, HOBBS NM |  | No | No | Unknown - Unlikely Lead | Don't Know |  |  |  | No | Other |  | Will Inspect meter box at a later date | Unknown - Unlikely Lead |  |  |  | No | Other |  | Will Inspect meter box at a later date | Unknown | Don't Know | Don't Know |  | Building | Unknown | Unknown | No |  |  | Unknown |  | 32.7222916 | -103.1205152
1994 | 615 E CORBETT ST, HOBBS NM |  | No | No | Unknown - Unlikely Lead | Don't Know |  |  |  | No | Other |  | Will Inspect meter box at a later date | Unknown - Unlikely Lead |  |  |  | No | Other |  | Will Inspect meter box at a later date | Unknown | Don't Know | Don't Know |  | Building | Unknown | Unknown | No |  |  | Unknown
5884 | 919 E GYPSY ST, HOBBS NM |  | No | No | Unknown - Unlikely Lead | Don't Know |  |  |  | No | Other |  | Will Inspect meter box at a later date | Unknown - Unlikely Lead |  |  |  | No | Other |  | Will Inspect meter box at a later date | Unknown | Don't Know | Don't Know |  | Building | Unknown | Unknown | No |  |  | Unknown
9398 | 112 W MESA DR, HOBBS NM |  | No | No | Unknown - Unlikely Lead | Don't Know |  |  |  | No | Other |  | Will Inspect meter box at a later date | Unknown - Unlikely Lead |  |  |  | No | Other |  | Will Inspect meter box at a later date | Unknown | Don't Know | Don't Know |  | Building | Unknown | Unknown | No |  |  | Unknown |  | 32.717622 | -103.136266
6791 | 1124 E HUMBLE ST, HOBBS NM |  | No | No | Unknown - Unlikely Lead | Don't Know |  |  |  | No | Other |  | Will Inspect meter box at a later date | Unknown - Unlikely Lead |  |  |  | No | Other |  | Will Inspect meter box at a later date | Unknown | Don't Know | Don't Know |  | Building | Unknown | Unknown | No |  |  | Unknown |  | 32.693789 | -103.1227723
6514 | 2515 N HOUSTON ST, HOBBS NM |  | No | No | Unknown - Unlikely Lead | Don't Know |  |  |  | No | Other |  | Will Inspect meter box at a later date | Unknown - Unlikely Lead |  |  |  | No | Other |  | Will Inspect meter box at a later date | Unknown | Don't Know | Don't Know |  | Building | Unknown | Unknown | No |  |  | Unknown |  | 32.7287785 | -103.1330198
6141 | 4101 N GRIMES ST, HOBBS NM |  | No | No | Unknown - Unlikely Lead | Don't Know |  |  |  | No | Other |  | Will Inspect meter box at a later date | Unknown - Unlikely Lead |  |  |  | No | Other |  | Will Inspect meter box at a later date | Unknown | Don't Know | Don't Know |  | Building | Unknown | Unknown | No |  |  | Unknown |  | 32.7450504 | -103.1452161
7168 | 1010 JOE HARVEY BLVD, HOBBS NM |  | No | No | Unknown - Unlikely Lead | Don't Know |  |  |  | No | Other |  | Will Inspect meter box at a later date | Unknown - Unlikely Lead |  |  |  | No | Other |  | Will Inspect meter box at a later date | Unknown | Don't Know | Don't Know |  | Building | Unknown | Unknown | No |  |  | Unknown |  | 32.74077 | -103.147918
790 | 433 W BERRY DR, HOBBS NM |  | No | No | Unknown - Unlikely Lead | Don't Know |  |  |  | No | Other |  | Will Inspect meter box at a later date | Unknown - Unlikely Lead |  |  |  | No | Other |  | Will Inspect meter box at a later date | Unknown | Don't Know | Don't Know |  | Building | Unknown | Unknown | No |  |  | Unknown |  | 32.7139763 | -103.1406838
7123 | 2632 N JADE AVE, HOBBS NM |  | No | No | Unknown - Unlikely Lead | Don't Know |  |  |  | No | Other |  | Will Inspect meter box at a later date | Unknown - Unlikely Lead |  |  |  | No | Other |  | Will Inspect meter box at a later date | Unknown | Don't Know | Don't Know |  | Building | Unknown | Unknown | No |  |  | Unknown |  | 32.7308245 | -103.1393396
48 | 718 S 8TH ST, HOBBS NM |  | No | No | Unknown - Unlikely Lead | Don't Know |  |  |  | No | Other |  | Will Inspect meter box at a later date | Unknown - Unlikely Lead |  |  |  | No | Other |  | Will Inspect meter box at a later date | Unknown | Don't Know | Don't Know |  | Building | Unknown | Unknown | No |  |  | Unknown
9714 | 1106 E MICHIGAN DR, HOBBS NM |  | No | No | Unknown - Unlikely Lead | Don't Know |  |  |  | No | Other |  | Will Inspect meter box at a later date | Unknown - Unlikely Lead |  |  |  | No | Other |  | Will Inspect meter box at a later date | Unknown | Don't Know | Don't Know |  | Building | Unknown | Unknown | No |  |  | Unknown |  | 32.722713 | -103.1228431
5450 | 1819 N GRAYSON ST, HOBBS NM |  | No | No | Unknown - Unlikely Lead | Don't Know |  |  |  | No | Other |  | Will Inspect meter box at a later date | Unknown - Unlikely Lead |  |  |  | No | Other |  | Will Inspect meter box at a later date | Unknown | Don't Know | Don't Know |  | Building | Unknown | Unknown | No |  |  | Unknown
961 | 111 N AVENUE B, HOBBS NM |  | No | No | Unknown - Unlikely Lead | Don't Know |  |  |  | No | Other |  | Will Inspect meter box at a later date | Unknown - Unlikely Lead |  |  |  | No | Other |  | Will Inspect meter box at a later date | Unknown | Don't Know | Don't Know |  | Building | Unknown | Unknown | No |  |  | Unknown |  | 32.7013965 | -103.1260348
4604 | 317 S DALMONT ST, HOBBS NM |  | No | No | Unknown - Unlikely Lead | Don't Know |  |  |  | No | Other |  | Will Inspect meter box at a later date | Unknown - Unlikely Lead |  |  |  | No | Other |  | Will Inspect meter box at a later date | Unknown | Don't Know | Don't Know |  | Building | Unknown | Unknown | No |  |  | Unknown
952 | 207 N AVENUE B, HOBBS NM |  | No | No | Unknown - Unlikely Lead | Don't Know |  |  |  | No | Other |  | Will Inspect meter box at a later date | Unknown - Unlikely Lead |  |  |  | No | Other |  | Will Inspect meter box at a later date | Unknown | Don't Know | Don't Know |  | Building | Unknown | Unknown | No |  |  | Unknown |  | 32.70216 | -103.1259672
6250 | 3601 N GRIMES ST SUITE 200, HOBBS NM |  | No | No | Non-Lead - Plastic | Don't Know |  | 1 | Field inspection only with no records | Yes | Visual inspection at the meter pit | 08/13/2024 00:00:00 |  | Non-Lead - Plastic | 2022 | 1 | Field inspection only with no records | Yes | Visual inspection at the meter pit | 08/13/2024 00:00:00 |  | Non-Lead | No | Don't Know |  | Building |  | No | No |  |  | Non-Lead |  | 32.7391037 | -103.1454682
8140 | 716 S LEECH ST, HOBBS NM |  | No | No | Unknown - Unlikely Lead | Don't Know |  |  |  | No | Other |  | Will Inspect meter box at a later date | Unknown - Unlikely Lead |  |  |  | No | Other |  | Will Inspect meter box at a later date | Unknown | Don't Know | Don't Know |  | Building | Unknown | Unknown | No |  |  | Unknown |  | 32.6938515 | -103.14236
2211 | 312 S COCHRAN ST, HOBBS NM |  | No | No | Unknown - Unlikely Lead | Don't Know |  |  |  | No | Other |  | Will Inspect meter box at a later date | Unknown - Unlikely Lead |  |  |  | No | Other |  | Will Inspect meter box at a later date | Unknown | Don't Know | Don't Know |  | Building | Unknown | Unknown | No |  |  | Unknown
14230 | 1021 E YESO DR 110B, HOBBS NM |  | No | No | Unknown - Unlikely Lead | Don't Know |  |  |  | No | Other |  | Will Inspect meter box at a later date | Unknown - Unlikely Lead |  |  |  | No | Other |  | Will Inspect meter box at a later date | Unknown | Don't Know | Don't Know |  | Building | Unknown | Unknown | No |  |  | Unknown
3443 | 211 N CECIL ST, HOBBS NM |  | No | No | Unknown - Unlikely Lead | Don't Know |  |  |  | No | Other |  | Will Inspect meter box at a later date | Unknown - Unlikely Lead |  |  |  | No | Other |  | Will Inspect meter box at a later date | Unknown | Don't Know | Don't Know |  | Building | Unknown | Unknown | No |  |  | Unknown
89 | 42 ACOMA CT, HOBBS NM |  | No | No | Unknown - Unlikely Lead | Don't Know |  |  |  | No | Other |  | Will Inspect meter box at a later date | Unknown - Unlikely Lead |  |  |  | No | Other |  | Will Inspect meter box at a later date | Unknown | Don't Know | Don't Know |  | Building | Unknown | Unknown | No |  |  | Unknown |  | 32.7354191 | -103.1400204
7522 | 414 W KIOWA AVE, HOBBS NM |  | No | No | Unknown - Unlikely Lead | Don't Know |  |  |  | No | Other |  | Will Inspect meter box at a later date | Unknown - Unlikely Lead |  |  |  | No | Other |  | Will Inspect meter box at a later date | Unknown | Don't Know | Don't Know |  | Building | Unknown | Unknown | No |  |  | Unknown |  | 32.7362641 | -103.1411856
5200 | 3301 N FOWLER ST, HOBBS NM |  | No | No | Unknown - Unlikely Lead | Don't Know |  |  |  | No | Other |  | Will Inspect meter box at a later date | Unknown - Unlikely Lead |  |  |  | No | Other |  | Will Inspect meter box at a later date | Unknown | Don't Know | Don't Know |  | Building | Unknown | Unknown | No |  |  | Unknown
9477 | 3901 W MILLEN DR, HOBBS NM |  | No | No | Unknown - Unlikely Lead | Don't Know |  |  |  | No | Other |  | Will Inspect meter box at a later date | Unknown - Unlikely Lead |  |  |  | No | Other |  | Will Inspect meter box at a later date | Unknown | Don't Know | Don't Know |  | Building | Unknown | Unknown | No |  |  | Unknown |  | 32.7521259 | -103.1853668
7311 | 1721 N JEFFERSON ST, HOBBS NM |  | Yes - School | No | Non-Lead - Plastic | No | Unknown | 1 | Field inspection only with no records | Yes | Visual inspection at the meter pit | 08/13/2024 00:00:00 |  | Non-Lead - Plastic | Unknown | 1 | Installation date after lead ban | Yes | Visual inspection at the meter pit | 08/13/2024 00:00:00 |  | Non-Lead | No | No |  | Building |  | No | No |  |  | Non-Lead |  | 32.71922 | -103.123595
4226 | 1801 N DAL PASO ST, HOBBS NM |  | No | No | Unknown - Unlikely Lead | Don't Know |  |  |  | No | Other |  | Will Inspect meter box at a later date | Unknown - Unlikely Lead |  |  |  | No | Other |  | Will Inspect meter box at a later date | Unknown | Don't Know | Don't Know |  | Building | Unknown | Unknown | No |  |  | Unknown
4677 | 1311 E DUNNAM ST, HOBBS NM |  | No | No | Unknown - Unlikely Lead | Don't Know |  |  |  | No | Other |  | Will Inspect meter box at a later date | Unknown - Unlikely Lead |  |  |  | No | Other |  | Will Inspect meter box at a later date | Unknown | Don't Know | Don't Know |  | Building | Unknown | Unknown | No |  |  | Unknown
7597 | 423 W KIOWA AVE, HOBBS NM |  | No | No | Unknown - Unlikely Lead | Don't Know |  |  |  | No | Other |  | Will Inspect meter box at a later date | Unknown - Unlikely Lead |  |  |  | No | Other |  | Will Inspect meter box at a later date | Unknown | Don't Know | Don't Know |  | Building | Unknown | Unknown | No |  |  | Unknown |  | 32.7357966 | -103.1414853
1990 | 524 E CORBETT ST, HOBBS NM |  | No | No | Unknown - Unlikely Lead | Don't Know |  |  |  | No | Other |  | Will Inspect meter box at a later date | Unknown - Unlikely Lead |  |  |  | No | Other |  | Will Inspect meter box at a later date | Unknown | Don't Know | Don't Know |  | Building | Unknown | Unknown | No |  |  | Unknown
4958 | 1116 S EDWARDS ST, HOBBS NM |  | No | No | Unknown - Unlikely Lead | Don't Know |  |  |  | No | Other |  | Will Inspect meter box at a later date | Unknown - Unlikely Lead |  |  |  | No | Other |  | Will Inspect meter box at a later date | Unknown | Don't Know | Don't Know |  | Building | Unknown | Unknown | No |  |  | Unknown
14518 | 6121 N NATALIE, HOBBS NM |  | No | No | Non-Lead - Plastic | Don't Know | 2024 | 1 | Field inspection only with no records | Yes | Visual inspection at the meter pit | 09/10/2024 00:00:00 |  | Non-Lead - Plastic | 2024 | 1 | Field inspection only with no records | Yes | Visual inspection at the meter pit | 09/10/2024 00:00:00 |  | Non-Lead | No | Don't Know |  | Single Family Residence |  | No | No |  |  | Non-Lead
7618 | 4721 W KING KELLY RD, HOBBS NM |  | No | No | Non-Lead - Plastic | No | 2021 | 1 | Field inspection only with no records | Yes | Visual inspection at the meter pit | 09/30/2024 00:00:00 |  | Non-Lead - Plastic | 2021 | 3/4 | Field inspection only with no records | Yes | Visual inspection at the meter pit | 09/30/2024 00:00:00 |  | Non-Lead | No | No |  | Single Family Residence |  | No | No |  |  | Non-Lead |  | 32.748801 | -103.197237
9785 | 2924 N NORTHWEST DR, HOBBS NM |  | No | No | Unknown - Unlikely Lead | Don't Know |  |  |  | No | Other |  | Will Inspect meter box at a later date | Unknown - Unlikely Lead |  |  |  | No | Other |  | Will Inspect meter box at a later date | Unknown | Don't Know | Don't Know |  | Building | Unknown | Unknown | No |  |  | Unknown |  | 32.7319959 | -103.150165
7009 | 1417 W HONEYSUCKLE CT, HOBBS NM |  | No | No | Non-Lead - Plastic | No | 2021 | 1 | Installation date after lead ban | No | Other |  | GIS verfied because of being built after ban | Non-Lead - Plastic | 2021 | 1 | Installation date after lead ban | No | Other |  | Newer Construction, verified by GIS Mapping |  | No | No |  | Single Family Residence | Unknown | No | No |  |  | Non-Lead |  | 32.773449 | -103.153653
8037 | 721 N LINAM ST, HOBBS NM |  | No | No | Unknown - Unlikely Lead | Don't Know |  |  |  | No | Other |  | Will Inspect meter box at a later date | Unknown - Unlikely Lead |  |  |  | No | Other |  | Will Inspect meter box at a later date | Unknown | Don't Know | Don't Know |  | Building | Unknown | Unknown | No |  |  | Unknown |  | 32.7078871 | -103.1389776
8491 | 3001 W MARLAND ST, HOBBS NM |  | No | No | Unknown - Unlikely Lead | Don't Know |  |  |  | No | Other |  | Will Inspect meter box at a later date | Unknown - Unlikely Lead |  |  |  | No | Other |  | Will Inspect meter box at a later date | Unknown | Don't Know | Don't Know |  | Building | Unknown | Unknown | No |  |  | Unknown |  | 32.69547 | -103.176338
5689 | 837 E GOLD AVE, HOBBS NM |  | No | No | Unknown - Unlikely Lead | Don't Know |  |  |  | No | Other |  | Will Inspect meter box at a later date | Unknown - Unlikely Lead |  |  |  | No | Other |  | Will Inspect meter box at a later date | Unknown | Don't Know | Don't Know |  | Building | Unknown | Unknown | No |  |  | Unknown
5849 | 204 W GYPSY ST, HOBBS NM |  | No | No | Unknown - Unlikely Lead | Don't Know |  |  |  | No | Other |  | Will Inspect meter box at a later date | Unknown - Unlikely Lead |  |  |  | No | Other |  | Will Inspect meter box at a later date | Unknown | Don't Know | Don't Know |  | Building | Unknown | Unknown | No |  |  | Unknown
4484 | 314 S DAL PASO ST, HOBBS NM |  | No | No | Unknown - Unlikely Lead | Don't Know |  |  |  | No | Other |  | Will Inspect meter box at a later date | Unknown - Unlikely Lead |  |  |  | No | Other |  | Will Inspect meter box at a later date | Unknown | Don't Know | Don't Know |  | Building | Unknown | Unknown | No |  |  | Unknown
3081 | 3901 N CENTRAL D 108, HOBBS NM |  | No | No | Non-Lead - Plastic | No | 2009 | 3/4 | Field inspection only with no records | Yes | Visual inspection at the meter pit | 05/26/2024 00:00:00 |  | Non-Lead - Plastic | 2009 | 3/4 | Installation date after lead ban | Yes | Visual inspection at the meter pit | 05/26/2024 00:00:00 |  | Non-Lead | No | No |  | Single Family Residence |  | No | No |  |  | Non-Lead
7414 | 1008 E JACKSON RD, HOBBS NM |  | No | No | Unknown - Unlikely Lead | Don't Know |  |  |  | No | Other |  | Will Inspect meter box at a later date | Unknown - Unlikely Lead |  |  |  | No | Other |  | Will Inspect meter box at a later date | Unknown | Don't Know | Don't Know |  | Building | Unknown | Unknown | No |  |  | Unknown |  | 32.7208708 | -103.1240269
13953 | 1408 E WHITE ST, HOBBS NM |  | No | No | Unknown - Unlikely Lead | Don't Know |  |  |  | No | Other |  | Will Inspect meter box at a later date | Unknown - Unlikely Lead |  |  |  | No | Other |  | Will Inspect meter box at a later date | Unknown | Don't Know | Don't Know |  | Building | Unknown | Unknown | No |  |  | Unknown
13673 | 517 S THORP ST, HOBBS NM |  | No | No | Unknown - Unlikely Lead | Don't Know |  |  |  | No | Other |  | Will Inspect meter box at a later date | Unknown - Unlikely Lead |  |  |  | No | Other |  | Will Inspect meter box at a later date | Unknown | Don't Know | Don't Know |  | Building | Unknown | Unknown | No |  |  | Unknown
8120 | 213 N LEECH ST, HOBBS NM |  | No | No | Unknown - Unlikely Lead | Don't Know |  |  |  | No | Other |  | Will Inspect meter box at a later date | Unknown - Unlikely Lead |  |  |  | No | Other |  | Will Inspect meter box at a later date | Unknown | Don't Know | Don't Know |  | Building | Unknown | Unknown | No |  |  | Unknown |  | 32.7025095 | -103.1426202
5310 | 1505 W FOX FIRE CT, HOBBS NM |  | No | No | Non-Lead - Plastic | No | 2020 | 1 | Installation date after lead ban | No | Other |  | Newer Construction, verified by GIS Mapping | Non-Lead - Plastic | 2020 | 1 | Installation date after lead ban | No | Other |  | Newer Construction, verified by GIS Mapping |  | No | No |  | Single Family Residence | Unknown | No | No |  |  | Non-Lead
6469 | 2037 E HIGHLAND DR, HOBBS NM |  | No | No | Non-Lead - Copper | No | 2007 | 3/4 | Field inspection only with no records | Yes | Visual inspection at the meter pit | 05/26/2024 00:00:00 |  | Non-Lead - Copper | 2007 | 3/4 | Installation date after lead ban | Yes | Visual inspection at the meter pit | 05/26/2024 00:00:00 |  | Non-Lead | No | No |  | Single Family Residence |  | No | No |  |  | Non-Lead |  | 32.729232 | -103.1119156
1931 | 1624 E BOND ST, HOBBS NM |  | No | No | Unknown - Unlikely Lead | Don't Know |  |  |  | No | Other |  | Will Inspect meter box at a later date | Unknown - Unlikely Lead |  |  |  | No | Other |  | Will Inspect meter box at a later date | Unknown | Don't Know | Don't Know |  | Building | Unknown | Unknown | No |  |  | Unknown
2385 | 1809 S COCHRAN ST, HOBBS NM |  | No | No | Unknown - Unlikely Lead | Don't Know |  |  |  | No | Other |  | Will Inspect meter box at a later date | Unknown - Unlikely Lead |  |  |  | No | Other |  | Will Inspect meter box at a later date | Unknown | Don't Know | Don't Know |  | Building | Unknown | Unknown | No |  |  | Unknown
3826 | 1525 CORDOBA LN, HOBBS NM |  | No | No | Unknown - Unlikely Lead | Don't Know |  |  |  | No | Other |  | Will Inspect meter box at a later date | Unknown - Unlikely Lead |  |  |  | No | Other |  | Will Inspect meter box at a later date | Unknown | Don't Know | Don't Know |  | Building | Unknown | Unknown | No |  |  | Unknown
1495 | 2414 N BRAZOS AVE, HOBBS NM |  | No | No | Unknown - Unlikely Lead | Don't Know |  |  |  | No | Other |  | Will Inspect meter box at a later date | Unknown - Unlikely Lead |  |  |  | No | Other |  | Will Inspect meter box at a later date | Unknown | Don't Know | Don't Know |  | Building | Unknown | Unknown | No |  |  | Unknown
7659 | 2118 N KINGSLEY DR, HOBBS NM |  | No | No | Unknown - Unlikely Lead | Don't Know |  |  |  | No | Other |  | Will Inspect meter box at a later date | Unknown - Unlikely Lead |  |  |  | No | Other |  | Will Inspect meter box at a later date | Unknown | Don't Know | Don't Know |  | Building | Unknown | Unknown | No |  |  | Unknown |  | 32.7238779 | -103.1418097
272 | 604 E ALBERTSON CIR, HOBBS NM |  | No | No | Unknown - Unlikely Lead | Don't Know |  |  |  | No | Other |  | Will Inspect meter box at a later date | Unknown - Unlikely Lead |  |  |  | No | Other |  | Will Inspect meter box at a later date | Unknown | Don't Know | Don't Know |  | Building | Unknown | Unknown | No |  |  | Unknown
8106 | 1002 N LEECH ST, HOBBS NM |  | No | No | Unknown - Unlikely Lead | Don't Know |  |  |  | No | Other |  | Will Inspect meter box at a later date | Unknown - Unlikely Lead |  |  |  | No | Other |  | Will Inspect meter box at a later date | Unknown | Don't Know | Don't Know |  | Building | Unknown | Unknown | No |  |  | Unknown |  | 32.7102219 | -103.1421811
3944 | 1506-A W CALLE SUR ST, HOBBS NM |  | No | No | Unknown - Unlikely Lead | Don't Know |  |  |  | No | Other |  | Will Inspect meter box at a later date | Unknown - Unlikely Lead |  |  |  | No | Other |  | Will Inspect meter box at a later date | Unknown | Don't Know | Don't Know |  | Building | Unknown | Unknown | No |  |  | Unknown
3060 | 3901 N CENTRAL M 206, HOBBS NM |  | No | No | Non-Lead - Plastic | No | 2009 | 3/4 | Field inspection only with no records | Yes | Visual inspection at the meter pit | 05/26/2024 00:00:00 |  | Non-Lead - Plastic | 2009 | 3/4 | Installation date after lead ban | Yes | Visual inspection at the meter pit | 05/26/2024 00:00:00 |  | Non-Lead | No | No |  | Single Family Residence |  | No | No |  |  | Non-Lead
8842 | 218 S MORRIS ST, HOBBS NM |  | No | No | Unknown - Unlikely Lead | Don't Know |  |  |  | No | Other |  | Will Inspect meter box at a later date | Unknown - Unlikely Lead |  |  |  | No | Other |  | Will Inspect meter box at a later date | Unknown | Don't Know | Don't Know |  | Building | Unknown | Unknown | No |  |  | Unknown |  | 32.69953 | -103.1287312
5194 | 1813 N FOWLER ST, HOBBS NM |  | No | No | Unknown - Unlikely Lead | Don't Know |  |  |  | No | Other |  | Will Inspect meter box at a later date | Unknown - Unlikely Lead |  |  |  | No | Other |  | Will Inspect meter box at a later date | Unknown | Don't Know | Don't Know |  | Building | Unknown | Unknown | No |  |  | Unknown
5124 | 1700 N FOWLER ST, HOBBS NM |  | No | No | Unknown - Unlikely Lead | Don't Know |  |  |  | No | Other |  | Will Inspect meter box at a later date | Unknown - Unlikely Lead |  |  |  | No | Other |  | Will Inspect meter box at a later date | Unknown | Don't Know | Don't Know |  | Building | Unknown | Unknown | No |  |  | Unknown
5329 | 22 FAIRMONT CT, HOBBS NM |  | No | No | Unknown - Unlikely Lead | Don't Know |  |  |  | No | Other |  | Will Inspect meter box at a later date | Unknown - Unlikely Lead |  |  |  | No | Other |  | Will Inspect meter box at a later date | Unknown | Don't Know | Don't Know |  | Building | Unknown | Unknown | No |  |  | Unknown
9369 | 107 E MESA DR, HOBBS NM |  | No | No | Unknown - Unlikely Lead | Don't Know |  |  |  | No | Other |  | Will Inspect meter box at a later date | Unknown - Unlikely Lead |  |  |  | No | Other |  | Will Inspect meter box at a later date | Unknown | Don't Know | Don't Know |  | Building | Unknown | Unknown | No |  |  | Unknown |  | 32.7171616 | -103.1352008
6614 | 1711 S HOUSTON ST, HOBBS NM |  | No | No | Unknown - Unlikely Lead | Don't Know |  |  |  | No | Other |  | Will Inspect meter box at a later date | Unknown - Unlikely Lead |  |  |  | No | Other |  | Will Inspect meter box at a later date | Unknown | Don't Know | Don't Know |  | Building | Unknown | Unknown | No |  |  | Unknown |  | 32.683165 | -103.131575
6580 | 1010 S HOUSTON ST, HOBBS NM |  | No | No | Unknown - Unlikely Lead | Don't Know |  |  |  | No | Other |  | Will Inspect meter box at a later date | Unknown - Unlikely Lead |  |  |  | No | Other |  | Will Inspect meter box at a later date | Unknown | Don't Know | Don't Know |  | Building | Unknown | Unknown | No |  |  | Unknown |  | 32.6909988 | -103.1311019
6384 | 4812 W GREY GHOST RD, HOBBS NM |  | No | No | Non-Lead - Plastic | No | 2017 | 3/4 | Field inspection only with no records | Yes | Visual inspection at the meter pit | 05/26/2024 00:00:00 |  | Non-Lead - Plastic | 2017 | 3/4 | Installation date after lead ban | Yes | Visual inspection at the meter pit | 05/26/2024 00:00:00 |  | Non-Lead | No | No |  | Single Family Residence |  | No | No |  |  | Non-Lead |  | 32.75001 | -103.198115
14408 | 418 E YUCCA ST, HOBBS NM |  | No | No | Unknown - Unlikely Lead | Don't Know |  |  |  | No | Other |  | Will Inspect meter box at a later date | Unknown - Unlikely Lead |  |  |  | No | Other |  | Will Inspect meter box at a later date | Unknown | Don't Know | Don't Know |  | Building | Unknown | Unknown | No |  |  | Unknown
3420 | 1611 W CHICO DR, HOBBS NM |  | No | No | Unknown - Unlikely Lead | Don't Know |  |  |  | No | Other |  | Will Inspect meter box at a later date | Unknown - Unlikely Lead |  |  |  | No | Other |  | Will Inspect meter box at a later date | Unknown | Don't Know | Don't Know |  | Building | Unknown | Unknown | No |  |  | Unknown
2822 | 618 E COPPER AVE, HOBBS NM |  | No | No | Unknown - Unlikely Lead | Don't Know |  |  |  | No | Other |  | Will Inspect meter box at a later date | Unknown - Unlikely Lead |  |  |  | No | Other |  | Will Inspect meter box at a later date | Unknown | Don't Know | Don't Know |  | Building | Unknown | Unknown | No |  |  | Unknown
3810 | 1521 CORDOBA LN, HOBBS NM |  | No | No | Unknown - Unlikely Lead | Don't Know |  |  |  | No | Other |  | Will Inspect meter box at a later date | Unknown - Unlikely Lead |  |  |  | No | Other |  | Will Inspect meter box at a later date | Unknown | Don't Know | Don't Know |  | Building | Unknown | Unknown | No |  |  | Unknown
474 | 512 E ABO DR, HOBBS NM |  | No | No | Unknown - Unlikely Lead | Don't Know |  |  |  | No | Other |  | Will Inspect meter box at a later date | Unknown - Unlikely Lead |  |  |  | No | Other |  | Will Inspect meter box at a later date | Unknown | Don't Know | Don't Know |  | Building | Unknown | Unknown | No |  |  | Unknown
6539 | 1326 N HOUSTON ST, HOBBS NM |  | No | No | Unknown - Unlikely Lead | Don't Know |  |  |  | No | Other |  | Will Inspect meter box at a later date | Unknown - Unlikely Lead |  |  |  | No | Other |  | Will Inspect meter box at a later date | Unknown | Don't Know | Don't Know |  | Building | Unknown | Unknown | No |  |  | Unknown |  | 32.7143129 | -103.13038
7538 | 1123 W KIOWA AVE, HOBBS NM |  | No | No | Unknown - Unlikely Lead | Don't Know |  |  |  | No | Other |  | Will Inspect meter box at a later date | Unknown - Unlikely Lead |  |  |  | No | Other |  | Will Inspect meter box at a later date | Unknown | Don't Know | Don't Know |  | Building | Unknown | Unknown | No |  |  | Unknown |  | 32.7357505 | -103.149263
3033 | 3901 N CENTRAL G 302, HOBBS NM |  | No | No | Non-Lead - Plastic | No | 2009 | 3/4 | Field inspection only with no records | Yes | Visual inspection at the meter pit | 05/26/2024 00:00:00 |  | Non-Lead - Plastic | 2009 | 3/4 | Installation date after lead ban | Yes | Visual inspection at the meter pit | 05/26/2024 00:00:00 |  | Non-Lead | No | No |  | Single Family Residence |  | No | No |  |  | Non-Lead
4075 | 2424 CHARLCIA BLVD, HOBBS NM |  | No | No | Unknown - Unlikely Lead | Don't Know |  |  |  | No | Other |  | Will Inspect meter box at a later date | Unknown - Unlikely Lead |  |  |  | No | Other |  | Will Inspect meter box at a later date | Unknown | Don't Know | Don't Know |  | Building | Unknown | Unknown | No |  |  | Unknown
1864 | 213 E BROADWAY ST, HOBBS NM |  | No | No | Unknown - Unlikely Lead | Don't Know |  |  |  | No | Other |  | Will Inspect meter box at a later date | Unknown - Unlikely Lead |  |  |  | No | Other |  | Will Inspect meter box at a later date | Unknown | Don't Know | Don't Know |  | Building | Unknown | Unknown | No |  |  | Unknown
788 | 1113 W BERRY DR, HOBBS NM |  | No | No | Unknown - Unlikely Lead | Don't Know |  |  |  | No | Other |  | Will Inspect meter box at a later date | Unknown - Unlikely Lead |  |  |  | No | Other |  | Will Inspect meter box at a later date | Unknown | Don't Know | Don't Know |  | Building | Unknown | Unknown | No |  |  | Unknown |  | 32.7139246 | -103.1497232
825 | 222 W BERRY DR, HOBBS NM |  | No | No | Unknown - Unlikely Lead | Don't Know |  |  |  | No | Other |  | Will Inspect meter box at a later date | Unknown - Unlikely Lead |  |  |  | No | Other |  | Will Inspect meter box at a later date | Unknown | Don't Know | Don't Know |  | Building | Unknown | Unknown | No |  |  | Unknown |  | 32.7155146 | -103.1373267
8385 | 3800 N LOVINGTON HWY, HOBBS NM |  | No | No | Unknown - Unlikely Lead | Don't Know |  |  |  | No | Other |  | Will Inspect meter box at a later date | Unknown - Unlikely Lead |  |  |  | No | Other |  | Will Inspect meter box at a later date | Unknown | Don't Know | Don't Know |  | Building | Unknown | Unknown | No |  |  | Unknown |  | 32.743516 | -103.160404
1658 | 1511 N BRECKON DR, HOBBS NM |  | No | No | Unknown - Unlikely Lead | Don't Know |  |  |  | No | Other |  | Will Inspect meter box at a later date | Unknown - Unlikely Lead |  |  |  | No | Other |  | Will Inspect meter box at a later date | Unknown | Don't Know | Don't Know |  | Building | Unknown | Unknown | No |  |  | Unknown
8917 | 520 E MIDWEST ST, HOBBS NM |  | No | No | Unknown - Unlikely Lead | Don't Know |  |  |  | No | Other |  | Will Inspect meter box at a later date | Unknown - Unlikely Lead |  |  |  | No | Other |  | Will Inspect meter box at a later date | Unknown | Don't Know | Don't Know |  | Building | Unknown | Unknown | No |  |  | Unknown |  | 32.691627 | -103.130391
9178 | 1017 E MAIN ST, HOBBS NM |  | No | No | Unknown - Unlikely Lead | Don't Know |  |  |  | No | Other |  | Will Inspect meter box at a later date | Unknown - Unlikely Lead |  |  |  | No | Other |  | Will Inspect meter box at a later date | Unknown | Don't Know | Don't Know |  | Building | Unknown | Unknown | No |  |  | Unknown |  | 32.6921109 | -103.1243592
6719 | 114 S HALLAM ST, HOBBS NM |  | No | No | Unknown - Unlikely Lead | Don't Know |  |  |  | No | Other |  | Will Inspect meter box at a later date | Unknown - Unlikely Lead |  |  |  | No | Other |  | Will Inspect meter box at a later date | Unknown | Don't Know | Don't Know |  | Building | Unknown | Unknown | No |  |  | Unknown |  | 32.698565 | -103.111238
7989 | 829 E LINCOLN RD, HOBBS NM |  | No | No | Unknown - Unlikely Lead | Don't Know |  |  |  | No | Other |  | Will Inspect meter box at a later date | Unknown - Unlikely Lead |  |  |  | No | Other |  | Will Inspect meter box at a later date | Unknown | Don't Know | Don't Know |  | Building | Unknown | Unknown | No |  |  | Unknown |  | 32.7195331 | -103.1262656
4982 | 1507 EL CENTRO, HOBBS NM |  | No | No | Non-Lead - Plastic | No | 2015 | 1 | Field inspection only with no records | Yes | Visual inspection at the meter pit | 06/03/2024 00:00:00 |  | Non-Lead - Plastic | 2015 | 1 | Field inspection only with no records | Yes | Visual inspection at the meter pit | 06/03/2024 00:00:00 |  | Non-Lead | No | No |  | Single Family Residence |  | No | No |  |  | Non-Lead
7225 | 1111 E JEMEZ DR, HOBBS NM |  | No | No | Unknown - Unlikely Lead | Don't Know |  |  |  | No | Other |  | Will Inspect meter box at a later date | Unknown - Unlikely Lead |  |  |  | No | Other |  | Will Inspect meter box at a later date | Unknown | Don't Know | Don't Know |  | Building | Unknown | Unknown | No |  |  | Unknown |  | 32.7214218 | -103.1227406
877 | 506 W BERRY DR, HOBBS NM |  | No | No | Unknown - Unlikely Lead | Don't Know |  |  |  | No | Other |  | Will Inspect meter box at a later date | Unknown - Unlikely Lead |  |  |  | No | Other |  | Will Inspect meter box at a later date | Unknown | Don't Know | Don't Know |  | Building | Unknown | Unknown | No |  |  | Unknown |  | 32.7143371 | -103.1415318
9528 | 1804 MARQUIS LN, HOBBS NM |  | No | No | Unknown - Unlikely Lead | Don't Know |  |  |  | No | Other |  | Will Inspect meter box at a later date | Unknown - Unlikely Lead |  |  |  | No | Other |  | Will Inspect meter box at a later date | Unknown | Don't Know | Don't Know |  | Building | Unknown | Unknown | No |  |  | Unknown |  | 32.7400712 | -103.1583038
5765 | 1511 N GILA DR, HOBBS NM |  | No | No | Unknown - Unlikely Lead | Don't Know |  |  |  | No | Other |  | Will Inspect meter box at a later date | Unknown - Unlikely Lead |  |  |  | No | Other |  | Will Inspect meter box at a later date | Unknown | Don't Know | Don't Know |  | Building | Unknown | Unknown | No |  |  | Unknown
4855 | 1016 DESERT SAGE, HOBBS NM |  | No | No | Non-Lead - Plastic | No | 2005 | 3/4 | Field inspection only with no records | Yes | Visual inspection at the meter pit | 04/17/2024 00:00:00 |  | Non-Lead - Copper | 2005 | 3/4 | Field inspection only with no records | Yes | Visual inspection at the meter pit | 04/17/2024 00:00:00 |  | Non-Lead | No | No | Not Applicable | Single Family Residence | Unknown | No | No |  |  | Non-Lead
6212 | 1700 N GRIMES ST, HOBBS NM |  | No | No | Unknown - Unlikely Lead | Don't Know |  |  |  | No | Other |  | Will Inspect meter box at a later date | Unknown - Unlikely Lead |  |  |  | No | Other |  | Will Inspect meter box at a later date | Unknown | Don't Know | Don't Know |  | Building | Unknown | Unknown | No |  |  | Unknown |  | 32.7179084 | -103.1443576
1625 | 1825 N BRECKON DR, HOBBS NM |  | No | No | Unknown - Unlikely Lead | Don't Know |  |  |  | No | Other |  | Will Inspect meter box at a later date | Unknown - Unlikely Lead |  |  |  | No | Other |  | Will Inspect meter box at a later date | Unknown | Don't Know | Don't Know |  | Building | Unknown | Unknown | No |  |  | Unknown
4307 | 3320 N DAL PASO ST #12, HOBBS NM |  | No | No | Non-Lead - Plastic | No | 1986 | 3/4 | Field inspection only with no records | Yes | Visual inspection at the meter pit | 05/26/2024 00:00:00 |  | Non-Lead - Plastic |  | 3/4 | Installation date after lead ban | Yes | Visual inspection at the meter pit | 05/26/2024 00:00:00 |  | Non-Lead | No | No |  | Single Family Residence |  | No | No |  |  | Non-Lead
5571 | 1209 E GREEN ACRES DR, HOBBS NM |  | No | No | Unknown - Unlikely Lead | Don't Know |  |  |  | No | Other |  | Will Inspect meter box at a later date | Unknown - Unlikely Lead |  |  |  | No | Other |  | Will Inspect meter box at a later date | Unknown | Don't Know | Don't Know |  | Building | Unknown | Unknown | No |  |  | Unknown
366 | 405 E ALSTON ST, HOBBS NM |  | No | No | Unknown - Unlikely Lead | Don't Know |  |  |  | No | Other |  | Will Inspect meter box at a later date | Unknown - Unlikely Lead |  |  |  | No | Other |  | Will Inspect meter box at a later date | Unknown | Don't Know | Don't Know |  | Building | Unknown | Unknown | No |  |  | Unknown
4995 | 112 N EASTERN ST, HOBBS NM |  | No | No | Unknown - Unlikely Lead | Don't Know |  |  |  | No | Other |  | Will Inspect meter box at a later date | Unknown - Unlikely Lead |  |  |  | No | Other |  | Will Inspect meter box at a later date | Unknown | Don't Know | Don't Know |  | Building | Unknown | Unknown | No |  |  | Unknown
3879 | 4026 N CALLE GRANDE, HOBBS NM |  | No | No | Unknown - Unlikely Lead | Don't Know |  |  |  | No | Other |  | Will Inspect meter box at a later date | Unknown - Unlikely Lead |  |  |  | No | Other |  | Will Inspect meter box at a later date | Unknown | Don't Know | Don't Know |  | Building | Unknown | Unknown | No |  |  | Unknown
369 | 1410 E ALSTON ST, HOBBS NM |  | No | No | Unknown - Unlikely Lead | Don't Know |  |  |  | No | Other |  | Will Inspect meter box at a later date | Unknown - Unlikely Lead |  |  |  | No | Other |  | Will Inspect meter box at a later date | Unknown | Don't Know | Don't Know |  | Building | Unknown | Unknown | No |  |  | Unknown
1770 | 920 W BROADWAY ST, HOBBS NM |  | No | No | Unknown - Unlikely Lead | Don't Know |  |  |  | No | Other |  | Will Inspect meter box at a later date | Unknown - Unlikely Lead |  |  |  | No | Other |  | Will Inspect meter box at a later date | Unknown | Don't Know | Don't Know |  | Building | Unknown | Unknown | No |  |  | Unknown
14418 | 308 E YUCCA ST, HOBBS NM |  | No | No | Unknown - Unlikely Lead | Don't Know |  |  |  | No | Other |  | Will Inspect meter box at a later date | Unknown - Unlikely Lead |  |  |  | No | Other |  | Will Inspect meter box at a later date | Unknown | Don't Know | Don't Know |  | Building | Unknown | Unknown | No |  |  | Unknown
2400 | 1609 S COCHRAN ST, HOBBS NM |  | No | No | Unknown - Unlikely Lead | Don't Know |  |  |  | No | Other |  | Will Inspect meter box at a later date | Unknown - Unlikely Lead |  |  |  | No | Other |  | Will Inspect meter box at a later date | Unknown | Don't Know | Don't Know |  | Building | Unknown | Unknown | No |  |  | Unknown
22 | 906 S 1ST ST, HOBBS NM |  | No | No | Unknown - Unlikely Lead | Don't Know |  |  |  | No | Other |  | Will Inspect meter box at a later date | Unknown - Unlikely Lead |  |  |  | No | Other |  | Will Inspect meter box at a later date | Unknown | Don't Know | Don't Know |  | Building | Unknown | Unknown | No |  |  | Unknown
8988 | 404 W MIDWEST ST, HOBBS NM |  | No | No | Unknown - Unlikely Lead | Don't Know |  |  |  | No | Other |  | Will Inspect meter box at a later date | Unknown - Unlikely Lead |  |  |  | No | Other |  | Will Inspect meter box at a later date | Unknown | Don't Know | Don't Know |  | Building | Unknown | Unknown | No |  |  | Unknown |  | 32.6914959 | -103.1404399
2579 | 308 N AVENUE C, HOBBS NM |  | No | No | Unknown - Unlikely Lead | Don't Know |  |  |  | No | Other |  | Will Inspect meter box at a later date | Unknown - Unlikely Lead |  |  |  | No | Other |  | Will Inspect meter box at a later date | Unknown | Don't Know | Don't Know |  | Building | Unknown | Unknown | No |  |  | Unknown
1984 | 205 E CORBETT ST, HOBBS NM |  | No | No | Unknown - Unlikely Lead | Don't Know |  |  |  | No | Other |  | Will Inspect meter box at a later date | Unknown - Unlikely Lead |  |  |  | No | Other |  | Will Inspect meter box at a later date | Unknown | Don't Know | Don't Know |  | Building | Unknown | Unknown | No |  |  | Unknown
7485 | 533 E KIVA DR, HOBBS NM |  | No | No | Unknown - Unlikely Lead | Don't Know |  |  |  | No | Other |  | Will Inspect meter box at a later date | Unknown - Unlikely Lead |  |  |  | No | Other |  | Will Inspect meter box at a later date | Unknown | Don't Know | Don't Know |  | Building | Unknown | Unknown | No |  |  | Unknown |  | 32.7331326 | -103.1304574
6502 | 2413 N HOUSTON ST, HOBBS NM |  | No | No | Unknown - Unlikely Lead | Don't Know |  |  |  | No | Other |  | Will Inspect meter box at a later date | Unknown - Unlikely Lead |  |  |  | No | Other |  | Will Inspect meter box at a later date | Unknown | Don't Know | Don't Know |  | Building | Unknown | Unknown | No |  |  | Unknown |  | 32.7279397 | -103.1329885
7520 | 501-D W KIOWA AVE, HOBBS NM |  | No | No | Unknown - Unlikely Lead | Don't Know |  |  |  | No | Other |  | Will Inspect meter box at a later date | Unknown - Unlikely Lead |  |  |  | No | Other |  | Will Inspect meter box at a later date | Unknown | Don't Know | Don't Know |  | Building | Unknown | Unknown | No |  |  | Unknown
6948 | 2021 E HIGHWOOD AVE, HOBBS NM |  | No | No | Non-Lead - Plastic | Don't Know | 2019 | 1 | Field inspection only with no records | Yes | Visual inspection at the meter pit | 08/19/2024 00:00:00 |  | Non-Lead - Plastic | 2019 | 1 | Field inspection only with no records | Yes | Visual inspection at the meter pit | 08/19/2024 00:00:00 |  | Non-Lead | No | Don't Know |  | Single Family Residence |  | No | No |  |  | Non-Lead |  | 32.731684 | -103.11203
3736 | 1038 E CIMARRON CT, HOBBS NM |  | No | No | Unknown - Unlikely Lead | Don't Know |  |  |  | No | Other |  | Will Inspect meter box at a later date | Unknown - Unlikely Lead |  |  |  | No | Other |  | Will Inspect meter box at a later date | Unknown | Don't Know | Don't Know |  | Building | Unknown | Unknown | No |  |  | Unknown
5585 | 115 E GREEN ACRES DR, HOBBS NM |  | No | No | Unknown - Unlikely Lead | Don't Know |  |  |  | No | Other |  | Will Inspect meter box at a later date | Unknown - Unlikely Lead |  |  |  | No | Other |  | Will Inspect meter box at a later date | Unknown | Don't Know | Don't Know |  | Building | Unknown | Unknown | No |  |  | Unknown
8638 | 1601-A E MARLAND ST, HOBBS NM |  | No | No | Unknown - Unlikely Lead | Don't Know |  |  |  | No | Other |  | Will Inspect meter box at a later date | Unknown - Unlikely Lead |  |  |  | No | Other |  | Will Inspect meter box at a later date | Unknown | Don't Know | Don't Know |  | Building | Unknown | Unknown | No |  |  | Unknown
7751 | 1100 W LEA ST, HOBBS NM |  | No | No | Unknown - Unlikely Lead | Don't Know |  |  |  | No | Other |  | Will Inspect meter box at a later date | Unknown - Unlikely Lead |  |  |  | No | Other |  | Will Inspect meter box at a later date | Unknown | Don't Know | Don't Know |  | Building | Unknown | Unknown | No |  |  | Unknown |  | 32.7095909 | -103.1486205
2295 | 1315 N COCHRAN ST, HOBBS NM |  | No | No | Unknown - Unlikely Lead | Don't Know |  |  |  | No | Other |  | Will Inspect meter box at a later date | Unknown - Unlikely Lead |  |  |  | No | Other |  | Will Inspect meter box at a later date | Unknown | Don't Know | Don't Know |  | Building | Unknown | Unknown | No |  |  | Unknown
7331 | 104 JEFFERSON PL, HOBBS NM |  | No | No | Unknown - Unlikely Lead | Don't Know |  |  |  | No | Other |  | Will Inspect meter box at a later date | Unknown - Unlikely Lead |  |  |  | No | Other |  | Will Inspect meter box at a later date | Unknown | Don't Know | Don't Know |  | Building | Unknown | Unknown | No |  |  | Unknown |  | 32.7150024 | -103.1246543
4031 | 2412 CATTLE CALL DR, HOBBS NM |  | No | No | Unknown - Unlikely Lead | Don't Know |  |  |  | No | Other |  | Will Inspect meter box at a later date | Unknown - Unlikely Lead |  |  |  | No | Other |  | Will Inspect meter box at a later date | Unknown | Don't Know | Don't Know |  | Building | Unknown | Unknown | No |  |  | Unknown
9781 | 2803 N NORTHWEST DR, HOBBS NM |  | No | No | Unknown - Unlikely Lead | Don't Know |  |  |  | No | Other |  | Will Inspect meter box at a later date | Unknown - Unlikely Lead |  |  |  | No | Other |  | Will Inspect meter box at a later date | Unknown | Don't Know | Don't Know |  | Building | Unknown | Unknown | No |  |  | Unknown |  | 32.7304479 | -103.1493725
8373 | 5801 N LOVINGTON HWY, HOBBS NM |  | No | No | Unknown - Unlikely Lead | Don't Know |  |  |  | No | Other |  | Will Inspect meter box at a later date | Unknown - Unlikely Lead |  |  |  | No | Other |  | Will Inspect meter box at a later date | Unknown | Don't Know | Don't Know |  | Building | Unknown | Unknown | No |  |  | Unknown |  | 32.7650417 | -103.18722
409 | 118 E ALTO DR, HOBBS NM |  | No | No | Unknown - Unlikely Lead | Don't Know |  |  |  | No | Other |  | Will Inspect meter box at a later date | Unknown - Unlikely Lead |  |  |  | No | Other |  | Will Inspect meter box at a later date | Unknown | Don't Know | Don't Know |  | Building | Unknown | Unknown | No |  |  | Unknown
8728 | 200 N MARLAND BLVD, HOBBS NM |  | No | No | Unknown - Unlikely Lead | Don't Know |  |  |  | No | Other |  | Will Inspect meter box at a later date | Unknown - Unlikely Lead |  |  |  | No | Other |  | Will Inspect meter box at a later date | Unknown | Don't Know | Don't Know |  | Building | Unknown | Unknown | No |  |  | Unknown |  | 32.70185 | -103.120228
1481 | 2314 N BRAZOS AVE, HOBBS NM |  | No | No | Unknown - Unlikely Lead | Don't Know |  |  |  | No | Other |  | Will Inspect meter box at a later date | Unknown - Unlikely Lead |  |  |  | No | Other |  | Will Inspect meter box at a later date | Unknown | Don't Know | Don't Know |  | Building | Unknown | Unknown | No |  |  | Unknown
4576 | 5208 W DARK HORSE RD, HOBBS NM |  | No | No | Non-Lead - Plastic | No | 2015 | 3/4 | Field inspection only with no records | Yes | Visual inspection at the meter pit | 05/26/2024 00:00:00 |  | Non-Lead - Plastic | 2015 | 3/4 | Installation date after lead ban | Yes | Visual inspection at the meter pit | 05/26/2024 00:00:00 |  | Non-Lead | No | No |  | Single Family Residence |  | No | No |  |  | Non-Lead
3961 | 1403 W CALLE SUR ST, HOBBS NM |  | No | No | Unknown - Unlikely Lead | Don't Know |  |  |  | No | Other |  | Will Inspect meter box at a later date | Unknown - Unlikely Lead |  |  |  | No | Other |  | Will Inspect meter box at a later date | Unknown | Don't Know | Don't Know |  | Building | Unknown | Unknown | No |  |  | Unknown
3093 | 3901 N CENTRAL N 108, HOBBS NM |  | No | No | Non-Lead - Plastic | No | 2009 | 3/4 | Field inspection only with no records | Yes | Visual inspection at the meter pit | 05/26/2024 00:00:00 |  | Non-Lead - Plastic | 2009 | 3/4 | Installation date after lead ban | Yes | Visual inspection at the meter pit | 05/26/2024 00:00:00 |  | Non-Lead | No | No |  | Single Family Residence |  | No | No |  |  | Non-Lead
33 | 316 N 5TH ST, HOBBS NM |  | No | No | Unknown - Unlikely Lead | Don't Know |  |  |  | No | Other |  | Will Inspect meter box at a later date | Unknown - Unlikely Lead |  |  |  | No | Other |  | Will Inspect meter box at a later date | Unknown | Don't Know | Don't Know |  | Building | Unknown | Unknown | No |  |  | Unknown
1957 | 1627 E BOND ST, HOBBS NM |  | No | No | Unknown - Unlikely Lead | Don't Know |  |  |  | No | Other |  | Will Inspect meter box at a later date | Unknown - Unlikely Lead |  |  |  | No | Other |  | Will Inspect meter box at a later date | Unknown | Don't Know | Don't Know |  | Building | Unknown | Unknown | No |  |  | Unknown
1593 | 1530 BRADLEY CT, HOBBS NM |  | No | No | Unknown - Unlikely Lead | Don't Know |  |  |  | No | Other |  | Will Inspect meter box at a later date | Unknown - Unlikely Lead |  |  |  | No | Other |  | Will Inspect meter box at a later date | Unknown | Don't Know | Don't Know |  | Building | Unknown | Unknown | No |  |  | Unknown
6519 | 2421 N HOUSTON ST, HOBBS NM |  | No | No | Unknown - Unlikely Lead | Don't Know |  |  |  | No | Other |  | Will Inspect meter box at a later date | Unknown - Unlikely Lead |  |  |  | No | Other |  | Will Inspect meter box at a later date | Unknown | Don't Know | Don't Know |  | Building | Unknown | Unknown | No |  |  | Unknown |  | 32.7281963 | -103.1330222
8733 | 210 N MARLAND BLVD, HOBBS NM |  | No | No | Unknown - Unlikely Lead | Don't Know |  |  |  | No | Other |  | Will Inspect meter box at a later date | Unknown - Unlikely Lead |  |  |  | No | Other |  | Will Inspect meter box at a later date | Unknown | Don't Know | Don't Know |  | Building | Unknown | Unknown | No |  |  | Unknown |  | 32.7023676 | -103.1197004
9581 | 6 MIGHTY ATOM CIRCLE, HOBBS NM |  | No | No | Non-Lead - Plastic | No | 2020 | 1 | Field inspection only with no records | Yes | Visual inspection at the meter pit | 06/03/2024 00:00:00 |  | Non-Lead - Plastic | 2020 | 1 | Field inspection only with no records | Yes | Visual inspection at the meter pit | 06/03/2024 00:00:00 |  | Non-Lead | No | No |  | Single Family Residence |  | No | No |  |  | Non-Lead |  | 32.747168 | -103.197653
3980 | 1501 N COBB DR, HOBBS NM |  | No | No | Unknown - Unlikely Lead | Don't Know |  |  |  | No | Other |  | Will Inspect meter box at a later date | Unknown - Unlikely Lead |  |  |  | No | Other |  | Will Inspect meter box at a later date | Unknown | Don't Know | Don't Know |  | Building | Unknown | Unknown | No |  |  | Unknown
2445 | 1206 W COAL AVE, HOBBS NM |  | No | No | Unknown - Unlikely Lead | Don't Know |  |  |  | No | Other |  | Will Inspect meter box at a later date | Unknown - Unlikely Lead |  |  |  | No | Other |  | Will Inspect meter box at a later date | Unknown | Don't Know | Don't Know |  | Building | Unknown | Unknown | No |  |  | Unknown
3608 | 311 N COLEMAN ST, HOBBS NM |  | No | No | Unknown - Unlikely Lead | Don't Know |  |  |  | No | Other |  | Will Inspect meter box at a later date | Unknown - Unlikely Lead |  |  |  | No | Other |  | Will Inspect meter box at a later date | Unknown | Don't Know | Don't Know |  | Building | Unknown | Unknown | No |  |  | Unknown
6707 | 5303 W HARDTACK RD, HOBBS NM |  | No | No | Non-Lead - Plastic | No | 2015 | 3/4 | Field inspection only with no records | Yes | Visual inspection at the meter pit | 05/26/2024 00:00:00 |  | Non-Lead - Plastic | 2015 | 3/4 | Installation date after lead ban | Yes | Visual inspection at the meter pit | 05/26/2024 00:00:00 |  | Non-Lead | No | No |  | Single Family Residence |  | No | No |  |  | Non-Lead |  | 32.751679 | -103.203351
6264 | 2005 N GRIMES ST, HOBBS NM |  | No | No | Unknown - Unlikely Lead | Don't Know |  |  |  | No | Other |  | Will Inspect meter box at a later date | Unknown - Unlikely Lead |  |  |  | No | Other |  | Will Inspect meter box at a later date | Unknown | Don't Know | Don't Know |  | Building | Unknown | Unknown | No |  |  | Unknown |  | 32.7233069 | -103.1459736
2367 | 1611 S COCHRAN ST, HOBBS NM |  | No | No | Unknown - Unlikely Lead | Don't Know |  |  |  | No | Other |  | Will Inspect meter box at a later date | Unknown - Unlikely Lead |  |  |  | No | Other |  | Will Inspect meter box at a later date | Unknown | Don't Know | Don't Know |  | Building | Unknown | Unknown | No |  |  | Unknown
871 | 905 W BERRY DR, HOBBS NM |  | No | No | Unknown - Unlikely Lead | Don't Know |  |  |  | No | Other |  | Will Inspect meter box at a later date | Unknown - Unlikely Lead |  |  |  | No | Other |  | Will Inspect meter box at a later date | Unknown | Don't Know | Don't Know |  | Building | Unknown | Unknown | No |  |  | Unknown |  | 32.7139714 | -103.1464519
13949 | 2811 N WEDGEWOOD DR, HOBBS NM |  | No | No | Non-Lead - Plastic | Don't Know | 2019 | 1 | Field inspection only with no records | Yes | Visual inspection at the meter pit | 08/19/2024 00:00:00 |  | Non-Lead - Plastic | 2019 | 1 | Field inspection only with no records | Yes | Visual inspection at the meter pit | 08/19/2024 00:00:00 |  | Non-Lead | No | Don't Know |  | Single Family Residence |  | No | No |  |  | Non-Lead
13850 | 1819 N VEGA DR, HOBBS NM |  | No | No | Unknown - Unlikely Lead | Don't Know |  |  |  | No | Other |  | Will Inspect meter box at a later date | Unknown - Unlikely Lead |  |  |  | No | Other |  | Will Inspect meter box at a later date | Unknown | Don't Know | Don't Know |  | Building | Unknown | Unknown | No |  |  | Unknown
7912 | 916 E LLANO DR, HOBBS NM |  | No | No | Unknown - Unlikely Lead | Don't Know |  |  |  | No | Other |  | Will Inspect meter box at a later date | Unknown - Unlikely Lead |  |  |  | No | Other |  | Will Inspect meter box at a later date | Unknown | Don't Know | Don't Know |  | Building | Unknown | Unknown | No |  |  | Unknown |  | 32.7145543 | -103.1251668
3032 | 3901 N CENTRAL N 208, HOBBS NM |  | No | No | Non-Lead - Plastic | No | 2009 | 3/4 | Field inspection only with no records | Yes | Visual inspection at the meter pit | 05/26/2024 00:00:00 |  | Non-Lead - Plastic | 2009 | 3/4 | Installation date after lead ban | Yes | Visual inspection at the meter pit | 05/26/2024 00:00:00 |  | Non-Lead | No | No |  | Single Family Residence |  | No | No |  |  | Non-Lead
8143 | 315 S LEECH ST, HOBBS NM |  | No | No | Unknown - Unlikely Lead | Don't Know |  |  |  | No | Other |  | Will Inspect meter box at a later date | Unknown - Unlikely Lead |  |  |  | No | Other |  | Will Inspect meter box at a later date | Unknown | Don't Know | Don't Know |  | Building | Unknown | Unknown | No |  |  | Unknown |  | 32.6980184 | -103.1427647
5145 | 901 N FOWLER ST, HOBBS NM |  | No | No | Unknown - Unlikely Lead | Don't Know |  |  |  | No | Other |  | Will Inspect meter box at a later date | Unknown - Unlikely Lead |  |  |  | No | Other |  | Will Inspect meter box at a later date | Unknown | Don't Know | Don't Know |  | Building | Unknown | Unknown | No |  |  | Unknown
6236 | 3421 N GRIMES ST- SUITE 300, HOBBS NM |  | No | No | Non-Lead - Plastic | Don't Know |  | 1 | Field inspection only with no records | Yes | Visual inspection at the meter pit | 08/13/2024 00:00:00 |  | Non-Lead - Plastic | 2022 | 1 | Field inspection only with no records | Yes | Visual inspection at the meter pit | 08/13/2024 00:00:00 |  | Non-Lead | No | Don't Know |  | Building |  | No | No |  |  | Non-Lead
2613 | 2100 N CIELO DR, HOBBS NM |  | No | No | Unknown - Unlikely Lead | Don't Know |  |  |  | No | Other |  | Will Inspect meter box at a later date | Unknown - Unlikely Lead |  |  |  | No | Other |  | Will Inspect meter box at a later date | Unknown | Don't Know | Don't Know |  | Building | Unknown | Unknown | No |  |  | Unknown
3300 | 800 W COCHITI AVE, HOBBS NM |  | No | No | Unknown - Unlikely Lead | Don't Know |  |  |  | No | Other |  | Will Inspect meter box at a later date | Unknown - Unlikely Lead |  |  |  | No | Other |  | Will Inspect meter box at a later date | Unknown | Don't Know | Don't Know |  | Building | Unknown | Unknown | No |  |  | Unknown
4219 | 1825 W COMMERCE, HOBBS NM |  | No | No | Unknown - Unlikely Lead | Don't Know |  |  |  | No | Other |  | Will Inspect meter box at a later date | Unknown - Unlikely Lead |  |  |  | No | Other |  | Will Inspect meter box at a later date | Unknown | Don't Know | Don't Know |  | Building | Unknown | Unknown | No |  |  | Unknown
7322 | 2401 N JEFFERSON ST, HOBBS NM |  | No | No | Unknown - Unlikely Lead | Don't Know |  |  |  | No | Other |  | Will Inspect meter box at a later date | Unknown - Unlikely Lead |  |  |  | No | Other |  | Will Inspect meter box at a later date | Unknown | Don't Know | Don't Know |  | Building | Unknown | Unknown | No |  |  | Unknown |  | 32.727328 | -103.1237114
4811 | 1546 N DENSON DR, HOBBS NM |  | No | No | Unknown - Unlikely Lead | Don't Know |  |  |  | No | Other |  | Will Inspect meter box at a later date | Unknown - Unlikely Lead |  |  |  | No | Other |  | Will Inspect meter box at a later date | Unknown | Don't Know | Don't Know |  | Building | Unknown | Unknown | No |  |  | Unknown
2350 | 310 S COCHRAN ST, HOBBS NM |  | No | No | Unknown - Unlikely Lead | Don't Know |  |  |  | No | Other |  | Will Inspect meter box at a later date | Unknown - Unlikely Lead |  |  |  | No | Other |  | Will Inspect meter box at a later date | Unknown | Don't Know | Don't Know |  | Building | Unknown | Unknown | No |  |  | Unknown
2670 | 710 W CIELO DR, HOBBS NM |  | No | No | Unknown - Unlikely Lead | Don't Know |  |  |  | No | Other |  | Will Inspect meter box at a later date | Unknown - Unlikely Lead |  |  |  | No | Other |  | Will Inspect meter box at a later date | Unknown | Don't Know | Don't Know |  | Building | Unknown | Unknown | No |  |  | Unknown
3348 | 1309 W CAPROCK ST, HOBBS NM |  | No | No | Unknown - Unlikely Lead | Don't Know |  |  |  | No | Other |  | Will Inspect meter box at a later date | Unknown - Unlikely Lead |  |  |  | No | Other |  | Will Inspect meter box at a later date | Unknown | Don't Know | Don't Know |  | Building | Unknown | Unknown | No |  |  | Unknown
6402 | 2816 N GREGORY ST, HOBBS NM |  | No | No | Unknown - Unlikely Lead | Don't Know |  |  |  | No | Other |  | Will Inspect meter box at a later date | Unknown - Unlikely Lead |  |  |  | No | Other |  | Will Inspect meter box at a later date | Unknown | Don't Know | Don't Know |  | Building | Unknown | Unknown | No |  |  | Unknown |  | 32.731802 | -103.125754
6681 | 5005 W HARDTACK RD, HOBBS NM |  | No | No | Non-Lead - Plastic | No | 2015 | 3/4 | Field inspection only with no records | Yes | Visual inspection at the meter pit | 05/26/2024 00:00:00 |  | Non-Lead - Plastic | 2015 | 3/4 | Installation date after lead ban | Yes | Visual inspection at the meter pit | 05/26/2024 00:00:00 |  | Non-Lead | No | No |  | Single Family Residence |  | No | No |  |  | Non-Lead |  | 32.751675 | -103.200008
9091 | 1808 N MCKINLEY ST, HOBBS NM |  | No | No | Unknown - Unlikely Lead | Don't Know |  |  |  | No | Other |  | Will Inspect meter box at a later date | Unknown - Unlikely Lead |  |  |  | No | Other |  | Will Inspect meter box at a later date | Unknown | Don't Know | Don't Know |  | Building | Unknown | Unknown | No |  |  | Unknown |  | 32.719652 | -103.1343722
741 | 2916 N AMOR AVE, HOBBS NM |  | No | No | Non-Lead - Copper | No | 2020 | 3/4 | Field inspection only with no records | Yes | Visual inspection at the meter pit | 05/26/2024 00:00:00 |  | Non-Lead - Plastic | 2020 | 3/4 | Installation date after lead ban | Yes | Visual inspection at the meter pit | 05/26/2024 00:00:00 |  | Non-Lead | No | No |  | Building | [5 empty] | Non-Lead |  | 32.732479 | -103.114368
4328 | 3419 N DAL PASO BLD 1 B, HOBBS NM |  | No | No | Unknown - Unlikely Lead | Don't Know |  |  |  | No | Other |  | Will Inspect meter box at a later date | Unknown - Unlikely Lead |  |  |  | No | Other |  | Will Inspect meter box at a later date | Unknown | Don't Know | Don't Know |  | Building | Unknown | Unknown | No |  |  | Unknown
596 | 2019 E ALAMEDA ST, HOBBS NM |  | No | No | Unknown - Unlikely Lead | Don't Know |  |  |  | No | Other |  | Will Inspect meter box at a later date | Unknown - Unlikely Lead |  |  |  | No | Other |  | Will Inspect meter box at a later date | Unknown | Don't Know | Don't Know |  | Building | Unknown | Unknown | No |  |  | Unknown
9664 | 2315 N MIMOSA LN, HOBBS NM |  | No | No | Non-Lead - Plastic | No | 2007 | 1 | Field inspection only with no records | Yes | Visual inspection at the meter pit | 06/03/2024 00:00:00 |  | Non-Lead - Plastic | 2007 | 1 | Field inspection only with no records | Yes | Visual inspection at the meter pit | 06/03/2024 00:00:00 |  | Non-Lead | No | No |  | Single Family Residence |  | No | No |  |  | Non-Lead |  | 32.7264724 | -103.1135308
8258 | 5030 W LONGTAIL RD, HOBBS NM |  | No | No | Non-Lead - Plastic | No | 2020 | 1 | Field inspection only with no records | Yes | Visual inspection at the meter pit | 09/30/2024 00:00:00 |  | Non-Lead - Plastic | 2020 | 3/4 | Field inspection only with no records | Yes | Visual inspection at the meter pit | 09/30/2024 00:00:00 |  | Non-Lead | No | No |  | Single Family Residence | Unknown | No | No |  |  | Non-Lead |  | 32.750721 | -103.201029
8205 | 1005 W LAUGHLIN DR, HOBBS NM |  | No | No | Unknown - Unlikely Lead | Don't Know |  |  |  | No | Other |  | Will Inspect meter box at a later date | Unknown - Unlikely Lead |  |  |  | No | Other |  | Will Inspect meter box at a later date | Unknown | Don't Know | Don't Know |  | Building | Unknown | Unknown | No |  |  | Unknown |  | 32.7124225 | -103.1478841
273 | 311 E ALBERTSON DR, HOBBS NM |  | No | No | Unknown - Unlikely Lead | Don't Know |  |  |  | No | Other |  | Will Inspect meter box at a later date | Unknown - Unlikely Lead |  |  |  | No | Other |  | Will Inspect meter box at a later date | Unknown | Don't Know | Don't Know |  | Building | Unknown | Unknown | No |  |  | Unknown
9461 | 702 W MILLEN DR, HOBBS NM |  | No | No | Unknown - Unlikely Lead | Don't Know |  |  |  | No | Other |  | Will Inspect meter box at a later date | Unknown - Unlikely Lead |  |  |  | No | Other |  | Will Inspect meter box at a later date | Unknown | Don't Know | Don't Know |  | Building | Unknown | Unknown | No |  |  | Unknown |  | 32.7549957 | -103.1435326
6759 | 1821 N HOMESTEAD DR, HOBBS NM |  | No | No | Non-Lead - Plastic | No | 2019 | 1 | Field inspection only with no records | Yes | Visual inspection at the meter pit | 09/02/2024 00:00:00 |  | Non-Lead - Plastic | 2019 | 1 | Installation date after lead ban | Yes | Visual inspection at the meter pit | 09/02/2024 00:00:00 |  | Non-Lead | No | No |  | Single Family Residence |  | No | No |  |  | Non-Lead |  | 32.7208368 | -103.1123828
5154 | 1814 N FOWLER ST, HOBBS NM |  | No | No | Unknown - Unlikely Lead | Don't Know |  |  |  | No | Other |  | Will Inspect meter box at a later date | Unknown - Unlikely Lead |  |  |  | No | Other |  | Will Inspect meter box at a later date | Unknown | Don't Know | Don't Know |  | Building | Unknown | Unknown | No |  |  | Unknown
7496 | 601 E KIVA DR, HOBBS NM |  | No | No | Unknown - Unlikely Lead | Don't Know |  |  |  | No | Other |  | Will Inspect meter box at a later date | Unknown - Unlikely Lead |  |  |  | No | Other |  | Will Inspect meter box at a later date | Unknown | Don't Know | Don't Know |  | Building | Unknown | Unknown | No |  |  | Unknown |  | 32.7331245 | -103.130287
513 | 4132 N APODACA ST, HOBBS NM |  | No | No | Unknown - Unlikely Lead | Don't Know |  |  |  | No | Other |  | Will Inspect meter box at a later date | Unknown - Unlikely Lead |  |  |  | No | Other |  | Will Inspect meter box at a later date | Unknown | Don't Know | Don't Know |  | Building | Unknown | Unknown | No |  |  | Unknown
5393 | 1524 W FROG LEAP CT, HOBBS NM |  | No | No | Non-Lead - Plastic | No | 2019 | 1 | Installation date after lead ban | No | Other |  | Newer Construction, verified by GIS Mapping | Non-Lead - Plastic | 2008 | 1 | Installation date after lead ban | No | Other |  | Newer Construction, verified by GIS Mapping |  | No | No |  | Single Family Residence | Unknown | No | No |  |  | Non-Lead
7820 | 710 E LLANO DR, HOBBS NM |  | No | No | Unknown - Unlikely Lead | Don't Know |  |  |  | No | Other |  | Will Inspect meter box at a later date | Unknown - Unlikely Lead |  |  |  | No | Other |  | Will Inspect meter box at a later date | Unknown | Don't Know | Don't Know |  | Building | Unknown | Unknown | No |  |  | Unknown |  | 32.6591061 | -103.1287275
4824 | 1540 N DENSON DR, HOBBS NM |  | No | No | Unknown - Unlikely Lead | Don't Know |  |  |  | No | Other |  | Will Inspect meter box at a later date | Unknown - Unlikely Lead |  |  |  | No | Other |  | Will Inspect meter box at a later date | Unknown | Don't Know | Don't Know |  | Building | Unknown | Unknown | No |  |  | Unknown
6055 | 1023 E GLORIETTA C 104, HOBBS NM |  | No | No | Non-Lead - Plastic | No | 2019 | 1 | Field inspection only with no records | Yes | Visual inspection at the meter pit | 05/26/2024 00:00:00 |  | Non-Lead - Plastic | 2019 | 1 | Installation date after lead ban | Yes | Visual inspection at the meter pit | 05/26/2024 00:00:00 |  | Non-Lead | No | No |  | Single Family Residence |  | No | No |  |  | Non-Lead |  | 32.7322508 | -103.1251818
6490 | 2816 N HOUSTON ST, HOBBS NM |  | No | No | Unknown - Unlikely Lead | Don't Know |  |  |  | No | Other |  | Will Inspect meter box at a later date | Unknown - Unlikely Lead |  |  |  | No | Other |  | Will Inspect meter box at a later date | Unknown | Don't Know | Don't Know |  | Building | Unknown | Unknown | No |  |  | Unknown |  | 32.7317932 | -103.1316937
9879 | 3027 N NORTHWEST DR, HOBBS NM |  | No | No | Unknown - Unlikely Lead | Don't Know |  |  |  | No | Other |  | Will Inspect meter box at a later date | Unknown - Unlikely Lead |  |  |  | No | Other |  | Will Inspect meter box at a later date | Unknown | Don't Know | Don't Know |  | Building | Unknown | Unknown | No |  |  | Unknown |  | 32.7328669 | -103.1516416
8910 | 1418 E MIDWEST ST, HOBBS NM |  | No | No | Unknown - Unlikely Lead | Don't Know |  |  |  | No | Other |  | Will Inspect meter box at a later date | Unknown - Unlikely Lead |  |  |  | No | Other |  | Will Inspect meter box at a later date | Unknown | Don't Know | Don't Know |  | Building | Unknown | Unknown | No |  |  | Unknown |  | 32.691606 | -103.119428
6032 | 1023 E GLORIETTA D 103, HOBBS NM |  | No | No | Non-Lead - Plastic | No | 2019 | 1 | Field inspection only with no records | Yes | Visual inspection at the meter pit | 05/26/2024 00:00:00 |  | Non-Lead - Plastic | 2019 | 1 | Installation date after lead ban | Yes | Visual inspection at the meter pit | 05/26/2024 00:00:00 |  | Non-Lead | No | No |  | Single Family Residence |  | No | No |  |  | Non-Lead |  | 32.7322508 | -103.1251818
5696 | 1001 E GOLD AVE, HOBBS NM |  | No | No | Unknown - Unlikely Lead | Don't Know |  |  |  | No | Other |  | Will Inspect meter box at a later date | Unknown - Unlikely Lead |  |  |  | No | Other |  | Will Inspect meter box at a later date | Unknown | Don't Know | Don't Know |  | Building | Unknown | Unknown | No |  |  | Unknown
8580 | 2126 W MARLAND ST, HOBBS NM |  | No | No | Unknown - Unlikely Lead | Don't Know |  |  |  | No | Other |  | Will Inspect meter box at a later date | Unknown - Unlikely Lead |  |  |  | No | Other |  | Will Inspect meter box at a later date | Unknown | Don't Know | Don't Know |  | Building | Unknown | Unknown | No |  |  | Unknown |  | 32.6969137 | -103.1617234
6062 | 1023 E GLORIETTA A 103, HOBBS NM |  | No | No | Non-Lead - Plastic | No | 2019 | 1 | Field inspection only with no records | Yes | Visual inspection at the meter pit | 05/26/2024 00:00:00 |  | Non-Lead - Plastic | 2019 | 1 | Installation date after lead ban | Yes | Visual inspection at the meter pit | 05/26/2024 00:00:00 |  | Non-Lead | No | No |  | Single Family Residence |  | No | No |  |  | Non-Lead |  | 32.7322508 | -103.1251818
6144 | 4103 N GRIMES ST, HOBBS NM |  | No | No | Unknown - Unlikely Lead | Don't Know |  |  |  | No | Other |  | Will Inspect meter box at a later date | Unknown - Unlikely Lead |  |  |  | No | Other |  | Will Inspect meter box at a later date | Unknown | Don't Know | Don't Know |  | Building | Unknown | Unknown | No |  |  | Unknown |  | 32.7451461 | -103.1452641
7369 | 418 S JEFFERSON ST, HOBBS NM |  | No | No | Unknown - Unlikely Lead | Don't Know |  |  |  | No | Other |  | Will Inspect meter box at a later date | Unknown - Unlikely Lead |  |  |  | No | Other |  | Will Inspect meter box at a later date | Unknown | Don't Know | Don't Know |  | Building | Unknown | Unknown | No |  |  | Unknown |  | 32.6973794 | -103.1235665
6660 | 4801 W HARDTACK RD, HOBBS NM |  | No | No | Non-Lead - Plastic | No | 2015 | 3/4 | Field inspection only with no records | Yes | Visual inspection at the meter pit | 05/26/2024 00:00:00 |  | Non-Lead - Plastic | 2015 | 3/4 | Installation date after lead ban | Yes | Visual inspection at the meter pit | 05/26/2024 00:00:00 |  | Non-Lead | No | No |  | Single Family Residence |  | No | No |  |  | Non-Lead |  | 32.751674 | -103.197612
5532 | 1303 E GREEN ACRES DR, HOBBS NM |  | No | No | Unknown - Unlikely Lead | Don't Know |  |  |  | No | Other |  | Will Inspect meter box at a later date | Unknown - Unlikely Lead |  |  |  | No | Other |  | Will Inspect meter box at a later date | Unknown | Don't Know | Don't Know |  | Building | Unknown | Unknown | No |  |  | Unknown
5976 | 1235 N GULF ST, HOBBS NM |  | No | No | Unknown - Unlikely Lead | Don't Know |  |  |  | No | Other |  | Will Inspect meter box at a later date | Unknown - Unlikely Lead |  |  |  | No | Other |  | Will Inspect meter box at a later date | Unknown | Don't Know | Don't Know |  | Building | Unknown | Unknown | No |  |  | Unknown |  | 32.7134456 | -103.1532076
5015 | 1604 N ELEANOR CIR, HOBBS NM |  | No | No | Unknown - Unlikely Lead | Don't Know |  |  |  | No | Other |  | Will Inspect meter box at a later date | Unknown - Unlikely Lead |  |  |  | No | Other |  | Will Inspect meter box at a later date | Unknown | Don't Know | Don't Know |  | Building | Unknown | Unknown | No |  |  | Unknown
7013 | 1005 W HOLLIS DR, HOBBS NM |  | No | No | Unknown - Unlikely Lead | Don't Know |  |  |  | No | Other |  | Will Inspect meter box at a later date | Unknown - Unlikely Lead |  |  |  | No | Other |  | Will Inspect meter box at a later date | Unknown | Don't Know | Don't Know |  | Building | Unknown | Unknown | No |  |  | Unknown |  | 32.7146294 | -103.1478933
8672 | 1000 N MARLAND BLVD # 37, HOBBS NM |  | No | No | Non-Lead - Plastic | Don't Know | 2003 | 3/4 | Field inspection only with no records | Yes | Visual inspection at the meter pit | 08/26/2024 00:00:00 |  | Non-Lead - Plastic | 2003 | 3/4 | Field inspection only with no records | Yes | Visual inspection at the meter pit | 08/26/2024 00:00:00 |  | Non-Lead | No | Don't Know |  | Single Family Residence |  | No | No |  |  | Non-Lead
8253 | 4818 W LONGTAIL RD, HOBBS NM |  | No | No | Non-Lead - Plastic | No | 2020 | 1 | Field inspection only with no records | Yes | Visual inspection at the meter pit | 09/30/2024 00:00:00 |  | Non-Lead - Plastic | 2020 | 3/4 | Field inspection only with no records | Yes | Visual inspection at the meter pit | 09/30/2024 00:00:00 |  | Non-Lead | No | No |  | Single Family Residence | Unknown | No | No |  |  | Non-Lead |  | 32.750717 | -103.198331
8941 | 205 W MIDWEST ST, HOBBS NM |  | No | No | Unknown - Unlikely Lead | Don't Know |  |  |  | No | Other |  | Will Inspect meter box at a later date | Unknown - Unlikely Lead |  |  |  | No | Other |  | Will Inspect meter box at a later date | Unknown | Don't Know | Don't Know |  | Building | Unknown | Unknown | No |  |  | Unknown |  | 32.690981 | -103.1380818
6774 | 218 E HUMBLE ST, HOBBS NM |  | No | No | Unknown - Unlikely Lead | Don't Know |  |  |  | No | Other |  | Will Inspect meter box at a later date | Unknown - Unlikely Lead |  |  |  | No | Other |  | Will Inspect meter box at a later date | Unknown | Don't Know | Don't Know |  | Building | Unknown | Unknown | No |  |  | Unknown |  | 32.693702 | -103.134147
754 | 1114 E AVENTURA LN, HOBBS NM |  | No | No | Non-Lead - Plastic | No | 2021 | 1 | Field inspection only with no records | Yes | Visual inspection at the meter pit | 05/26/2024 00:00:00 |  | Non-Lead - Plastic | 2021 | 1 | Installation date after lead ban | Yes | Visual inspection at the meter pit | 05/26/2024 00:00:00 |  | Non-Lead | No | No |  | Single Family Residence |  | No | No |  |  | Non-Lead |  | 32.731442 | -103.122672
9740 | 4001 MESCALERO DR, HOBBS NM |  | No | No | Unknown - Unlikely Lead | Don't Know |  |  |  | No | Other |  | Will Inspect meter box at a later date | Unknown - Unlikely Lead |  |  |  | No | Other |  | Will Inspect meter box at a later date | Unknown | Don't Know | Don't Know |  | Building | Unknown | Unknown | No |  |  | Unknown |  | 32.7440661 | -103.152072
4820 | 1101 N DENSON DR, HOBBS NM |  | No | No | Unknown - Unlikely Lead | Don't Know |  |  |  | No | Other |  | Will Inspect meter box at a later date | Unknown - Unlikely Lead |  |  |  | No | Other |  | Will Inspect meter box at a later date | Unknown | Don't Know | Don't Know |  | Building | Unknown | Unknown | No |  |  | Unknown
880 | 218 W BERRY DR, HOBBS NM |  | No | No | Unknown - Unlikely Lead | Don't Know |  |  |  | No | Other |  | Will Inspect meter box at a later date | Unknown - Unlikely Lead |  |  |  | No | Other |  | Will Inspect meter box at a later date | Unknown | Don't Know | Don't Know |  | Building | Unknown | Unknown | No |  |  | Unknown |  | 32.7155891 | -103.1371339
8518 | 2020 W MARLAND ST, HOBBS NM |  | No | No | Unknown - Unlikely Lead | Don't Know |  |  |  | No | Other |  | Will Inspect meter box at a later date | Unknown - Unlikely Lead |  |  |  | No | Other |  | Will Inspect meter box at a later date | Unknown | Don't Know | Don't Know |  | Building | Unknown | Unknown | No |  |  | Unknown |  | 32.6969376 | -103.1608712
9065 | 220 S MCKINLEY ST, HOBBS NM |  | No | No | Unknown - Unlikely Lead | Don't Know |  |  |  | No | Other |  | Will Inspect meter box at a later date | Unknown - Unlikely Lead |  |  |  | No | Other |  | Will Inspect meter box at a later date | Unknown | Don't Know | Don't Know |  | Building | Unknown | Unknown | No |  |  | Unknown |  | 32.6994938 | -103.1324408
8907 | 201 E MIDWEST ST, HOBBS NM |  | No | No | Unknown - Unlikely Lead | Don't Know |  |  |  | No | Other |  | Will Inspect meter box at a later date | Unknown - Unlikely Lead |  |  |  | No | Other |  | Will Inspect meter box at a later date | Unknown | Don't Know | Don't Know |  | Building | Unknown | Unknown | No |  |  | Unknown |  | 32.6911098 | -103.1347443
8886 | 1622 E MIDWEST ST, HOBBS NM |  | No | No | Unknown - Unlikely Lead | Don't Know |  |  |  | No | Other |  | Will Inspect meter box at a later date | Unknown - Unlikely Lead |  |  |  | No | Other |  | Will Inspect meter box at a later date | Unknown | Don't Know | Don't Know |  | Building | Unknown | Unknown | No |  |  | Unknown |  | 32.6914302 | -103.1172787
5497 | 1712 N GRAYSON ST, HOBBS NM |  | No | No | Unknown - Unlikely Lead | Don't Know |  |  |  | No | Other |  | Will Inspect meter box at a later date | Unknown - Unlikely Lead |  |  |  | No | Other |  | Will Inspect meter box at a later date | Unknown | Don't Know | Don't Know |  | Building | Unknown | Unknown | No |  |  | Unknown
5051 | 400 S ELM, HOBBS NM |  | No | No | Unknown - Unlikely Lead | Don't Know |  |  |  | No | Other |  | Will Inspect meter box at a later date | Unknown - Unlikely Lead |  |  |  | No | Other |  | Will Inspect meter box at a later date | Unknown | Don't Know | Don't Know |  | Building | Unknown | Unknown | No |  |  | Unknown
5713 | 1531 N GILA DR, HOBBS NM |  | No | No | Unknown - Unlikely Lead | Don't Know |  |  |  | No | Other |  | Will Inspect meter box at a later date | Unknown - Unlikely Lead |  |  |  | No | Other |  | Will Inspect meter box at a later date | Unknown | Don't Know | Don't Know |  | Building | Unknown | Unknown | No |  |  | Unknown
6538 | 2508 N HOUSTON ST, HOBBS NM |  | No | No | Unknown - Unlikely Lead | Don't Know |  |  |  | No | Other |  | Will Inspect meter box at a later date | Unknown - Unlikely Lead |  |  |  | No | Other |  | Will Inspect meter box at a later date | Unknown | Don't Know | Don't Know |  | Building | Unknown | Unknown | No |  |  | Unknown |  | 32.7284861 | -103.1324193
8235 | 4824 W LONGTAIL RD, HOBBS NM |  | No | No | Non-Lead - Plastic | No | 2020 | 1 | Field inspection only with no records | Yes | Visual inspection at the meter pit | 09/30/2024 00:00:00 |  | Non-Lead - Plastic | 2020 | 3/4 | Field inspection only with no records | Yes | Visual inspection at the meter pit | 09/30/2024 00:00:00 |  | Non-Lead | No | No |  | Single Family Residence | Unknown | No | No |  |  | Non-Lead |  | 32.7506827 | -103.1985534
9114 | 1901 N MCKINLEY ST, HOBBS NM |  | No | No | Unknown - Unlikely Lead | Don't Know |  |  |  | No | Other |  | Will Inspect meter box at a later date | Unknown - Unlikely Lead |  |  |  | No | Other |  | Will Inspect meter box at a later date | Unknown | Don't Know | Don't Know |  | Building | Unknown | Unknown | No |  |  | Unknown |  | 32.7205603 | -103.1351065
5715 | 1833 N GILA DR, HOBBS NM |  | No | No | Unknown - Unlikely Lead | Don't Know |  |  |  | No | Other |  | Will Inspect meter box at a later date | Unknown - Unlikely Lead |  |  |  | No | Other |  | Will Inspect meter box at a later date | Unknown | Don't Know | Don't Know |  | Building | Unknown | Unknown | No |  |  | Unknown
578 | 1609 E ALAMEDA ST, HOBBS NM |  | No | No | Unknown - Unlikely Lead | Don't Know |  |  |  | No | Other |  | Will Inspect meter box at a later date | Unknown - Unlikely Lead |  |  |  | No | Other |  | Will Inspect meter box at a later date | Unknown | Don't Know | Don't Know |  | Building | Unknown | Unknown | No |  |  | Unknown
6612 | 1227 S HOUSTON ST, HOBBS NM |  | No | No | Unknown - Unlikely Lead | Don't Know |  |  |  | No | Other |  | Will Inspect meter box at a later date | Unknown - Unlikely Lead |  |  |  | No | Other |  | Will Inspect meter box at a later date | Unknown | Don't Know | Don't Know |  | Building | Unknown | Unknown | No |  |  | Unknown |  | 32.6867973 | -103.1315332
5757 | 1506 N GILA DR, HOBBS NM |  | No | No | Unknown - Unlikely Lead | Don't Know |  |  |  | No | Other |  | Will Inspect meter box at a later date | Unknown - Unlikely Lead |  |  |  | No | Other |  | Will Inspect meter box at a later date | Unknown | Don't Know | Don't Know |  | Building | Unknown | Unknown | No |  |  | Unknown
7920 | 904 E LLANO DR, HOBBS NM |  | No | No | Unknown - Unlikely Lead | Don't Know |  |  |  | No | Other |  | Will Inspect meter box at a later date | Unknown - Unlikely Lead |  |  |  | No | Other |  | Will Inspect meter box at a later date | Unknown | Don't Know | Don't Know |  | Building | Unknown | Unknown | No |  |  | Unknown |  | 32.7145819 | -103.125624
5294 | 4029 FIESTA DR, HOBBS NM |  | No | No | Unknown - Unlikely Lead | Don't Know |  |  |  | No | Other |  | Will Inspect meter box at a later date | Unknown - Unlikely Lead |  |  |  | No | Other |  | Will Inspect meter box at a later date | Unknown | Don't Know | Don't Know |  | Building | Unknown | Unknown | No |  |  | Unknown
6288 | 4401 N GRIMES ST SUITE 700, HOBBS NM |  | No | No | Non-Lead - Plastic | Don't Know |  | 1 | Field inspection only with no records | Yes | Visual inspection at the meter pit | 08/13/2024 00:00:00 |  | Non-Lead - Plastic | 2022 | 1 | Field inspection only with no records | Yes | Visual inspection at the meter pit | 08/13/2024 00:00:00 |  | Non-Lead | No | Don't Know |  | Building |  | No | No |  |  | Non-Lead |  | 32.7493134 | -103.144956
5563 | 400 E GREEN ACRES DR, HOBBS NM |  | No | No | Unknown - Unlikely Lead | Don't Know |  |  |  | No | Other |  | Will Inspect meter box at a later date | Unknown - Unlikely Lead |  |  |  | No | Other |  | Will Inspect meter box at a later date | Unknown | Don't Know | Don't Know |  | Building | Unknown | Unknown | No |  |  | Unknown
6883 | 309 W HUMBLE ST, HOBBS NM |  | No | No | Unknown - Unlikely Lead | Don't Know |  |  |  | No | Other |  | Will Inspect meter box at a later date | Unknown - Unlikely Lead |  |  |  | No | Other |  | Will Inspect meter box at a later date | Unknown | Don't Know | Don't Know |  | Building | Unknown | Unknown | No |  |  | Unknown |  | 32.6931624 | -103.1392101
5819 | 2226 N GILA DR, HOBBS NM |  | No | No | Unknown - Unlikely Lead | Don't Know |  |  |  | No | Other |  | Will Inspect meter box at a later date | Unknown - Unlikely Lead |  |  |  | No | Other |  | Will Inspect meter box at a later date | Unknown | Don't Know | Don't Know |  | Building | Unknown | Unknown | No |  |  | Unknown
6391 | 5011 W GREY GHOST RD, HOBBS NM |  | No | No | Non-Lead - Plastic | No | 2017 | 3/4 | Field inspection only with no records | Yes | Visual inspection at the meter pit | 05/26/2024 00:00:00 |  | Non-Lead - Plastic | 2017 | 3/4 | Installation date after lead ban | Yes | Visual inspection at the meter pit | 05/26/2024 00:00:00 |  | Non-Lead | No | No |  | Single Family Residence |  | No | No |  |  | Non-Lead |  | 32.749568 | -103.200383
8277 | 7118 N LOVINGTON HWY, HOBBS NM |  | No | No | Unknown - Unlikely Lead | Don't Know |  |  |  | No | Other |  | Will Inspect meter box at a later date | Unknown - Unlikely Lead |  |  |  | No | Other |  | Will Inspect meter box at a later date | Unknown | Don't Know | Don't Know |  | Building | Unknown | Unknown | No |  |  | Unknown |  | 32.78176 | -103.2013805
6007 | 304 E GLORIETTA DR, HOBBS NM |  | No | No | Unknown - Unlikely Lead | Don't Know |  |  |  | No | Other |  | Will Inspect meter box at a later date | Unknown - Unlikely Lead |  |  |  | No | Other |  | Will Inspect meter box at a later date | Unknown | Don't Know | Don't Know |  | Building | Unknown | Unknown | No |  |  | Unknown |  | 32.7331547 | -103.1336673
8546 | 1154 W MARLAND ST, HOBBS NM |  | No | No | Unknown - Unlikely Lead | Don't Know |  |  |  | No | Other |  | Will Inspect meter box at a later date | Unknown - Unlikely Lead |  |  |  | No | Other |  | Will Inspect meter box at a later date | Unknown | Don't Know | Don't Know |  | Building | Unknown | Unknown | No |  |  | Unknown |  | 32.6972889 | -103.1509388
9401 | 215 W MESA DR, HOBBS NM |  | No | No | Unknown - Unlikely Lead | Don't Know |  |  |  | No | Other |  | Will Inspect meter box at a later date | Unknown - Unlikely Lead |  |  |  | No | Other |  | Will Inspect meter box at a later date | Unknown | Don't Know | Don't Know |  | Building | Unknown | Unknown | No |  |  | Unknown |  | 32.7167624 | -103.1376552
5846 | 217 W GYPSY ST, HOBBS NM |  | No | No | Unknown - Unlikely Lead | Don't Know |  |  |  | No | Other |  | Will Inspect meter box at a later date | Unknown - Unlikely Lead |  |  |  | No | Other |  | Will Inspect meter box at a later date | Unknown | Don't Know | Don't Know |  | Building | Unknown | Unknown | No |  |  | Unknown
8995 | 2616 W MIDWEST ST, HOBBS NM |  | No | No | Unknown - Unlikely Lead | Don't Know |  |  |  | No | Other |  | Will Inspect meter box at a later date | Unknown - Unlikely Lead |  |  |  | No | Other |  | Will Inspect meter box at a later date | Unknown | Don't Know | Don't Know |  | Building | Unknown | Unknown | No |  |  | Unknown |  | 32.6914112 | -103.1672359
9447 | 1113 MOSELY CIR, HOBBS NM |  | No | No | Unknown - Unlikely Lead | Don't Know |  |  |  | No | Other |  | Will Inspect meter box at a later date | Unknown - Unlikely Lead |  |  |  | No | Other |  | Will Inspect meter box at a later date | Unknown | Don't Know | Don't Know |  | Building | Unknown | Unknown | No |  |  | Unknown |  | 32.7160084 | -103.1225794
8668 | 1000 N MARLAND BLVD #33, HOBBS NM |  | No | No | Non-Lead - Plastic | Don't Know | 2003 | 3/4 | Field inspection only with no records | Yes | Visual inspection at the meter pit | 08/26/2024 00:00:00 |  | Non-Lead - Plastic | 2003 | 3/4 | Field inspection only with no records | Yes | Visual inspection at the meter pit | 08/26/2024 00:00:00 |  | Non-Lead | No | Don't Know |  | Single Family Residence |  | No | No |  |  | Non-Lead
8355 | 6610 N LOVINGTON HWY, HOBBS NM |  | No | No | Unknown - Unlikely Lead | Don't Know |  |  |  | No | Other |  | Will Inspect meter box at a later date | Unknown - Unlikely Lead |  |  |  | No | Other |  | Will Inspect meter box at a later date | Unknown | Don't Know | Don't Know |  | Building | Unknown | Unknown | No |  |  | Unknown |  | 32.7752276 | -103.1890026
9380 | 610 E MESA DR, HOBBS NM |  | No | No | Unknown - Unlikely Lead | Don't Know |  |  |  | No | Other |  | Will Inspect meter box at a later date | Unknown - Unlikely Lead |  |  |  | No | Other |  | Will Inspect meter box at a later date | Unknown | Don't Know | Don't Know |  | Building | Unknown | Unknown | No |  |  | Unknown |  | 32.7182119 | -103.1298168
9735 | 4124 MESCALERO DR, HOBBS NM |  | No | No | Unknown - Unlikely Lead | Don't Know |  |  |  | No | Other |  | Will Inspect meter box at a later date | Unknown - Unlikely Lead |  |  |  | No | Other |  | Will Inspect meter box at a later date | Unknown | Don't Know | Don't Know |  | Building | Unknown | Unknown | No |  |  | Unknown |  | 32.7457933 | -103.151545
8051 | 1304 S LINAM ST, HOBBS NM |  | No | No | Unknown - Unlikely Lead | Don't Know |  |  |  | No | Other |  | Will Inspect meter box at a later date | Unknown - Unlikely Lead |  |  |  | No | Other |  | Will Inspect meter box at a later date | Unknown | Don't Know | Don't Know |  | Building | Unknown | Unknown | No |  |  | Unknown |  | 32.6871719 | -103.1385814
8333 | 3600 N LOVINGTON HWY, HOBBS NM |  | No | No | Unknown - Unlikely Lead | Don't Know |  |  |  | No | Other |  | Will Inspect meter box at a later date | Unknown - Unlikely Lead |  |  |  | No | Other |  | Will Inspect meter box at a later date | Unknown | Don't Know | Don't Know |  | Building | Unknown | Unknown | No |  |  | Unknown |  | 32.7390799 | -103.1589958
6842 | 221 W HUMBLE ST, HOBBS NM |  | No | No | Unknown - Unlikely Lead | Don't Know |  |  |  | No | Other |  | Will Inspect meter box at a later date | Unknown - Unlikely Lead |  |  |  | No | Other |  | Will Inspect meter box at a later date | Unknown | Don't Know | Don't Know |  | Building | Unknown | Unknown | No |  |  | Unknown |  | 32.6931912 | -103.1384129
6879 | 1009 W HUMBLE ST, HOBBS NM |  | No | No | Unknown - Unlikely Lead | Don't Know |  |  |  | No | Other |  | Will Inspect meter box at a later date | Unknown - Unlikely Lead |  |  |  | No | Other |  | Will Inspect meter box at a later date | Unknown | Don't Know | Don't Know |  | Building | Unknown | Unknown | No |  |  | Unknown |  | 32.693152 | -103.148307
9062 | 513 S MCKINLEY ST, HOBBS NM |  | No | No | Unknown - Unlikely Lead | Don't Know |  |  |  | No | Other |  | Will Inspect meter box at a later date | Unknown - Unlikely Lead |  |  |  | No | Other |  | Will Inspect meter box at a later date | Unknown | Don't Know | Don't Know |  | Building | Unknown | Unknown | No |  |  | Unknown |  | 32.6958434 | -103.13287
5026 | 111 N ELM ST, HOBBS NM |  | No | No | Unknown - Unlikely Lead | Don't Know |  |  |  | No | Other |  | Will Inspect meter box at a later date | Unknown - Unlikely Lead |  |  |  | No | Other |  | Will Inspect meter box at a later date | Unknown | Don't Know | Don't Know |  | Building | Unknown | Unknown | No |  |  | Unknown
527 | 419 E ARRIBA DR, HOBBS NM |  | No | No | Unknown - Unlikely Lead | Don't Know |  |  |  | No | Other |  | Will Inspect meter box at a later date | Unknown - Unlikely Lead |  |  |  | No | Other |  | Will Inspect meter box at a later date | Unknown | Don't Know | Don't Know |  | Building | Unknown | Unknown | No |  |  | Unknown
8470 | 2350 W MARLAND BLVD, HOBBS NM |  | No | No | Unknown - Unlikely Lead | Don't Know |  |  |  | No | Other |  | Will Inspect meter box at a later date | Unknown - Unlikely Lead |  |  |  | No | Other |  | Will Inspect meter box at a later date | Unknown | Don't Know | Don't Know |  | Building | Unknown | Unknown | No |  |  | Unknown |  | 32.6972604 | -103.1644418
6459 | 2012 E HIGHLAND DR, HOBBS NM |  | No | No | Non-Lead - Copper | No | 2007 | 3/4 | Field inspection only with no records | Yes | Visual inspection at the meter pit | 05/26/2024 00:00:00 |  | Non-Lead - Copper | 2007 | 3/4 | Installation date after lead ban | Yes | Visual inspection at the meter pit | 05/26/2024 00:00:00 |  | Non-Lead | No | No |  | Single Family Residence |  | No | No |  |  | Non-Lead |  | 32.7297346 | -103.1127595
9886 | 3216 N NORTHWEST DR, HOBBS NM |  | No | No | Unknown - Unlikely Lead | Don't Know |  |  |  | No | Other |  | Will Inspect meter box at a later date | Unknown - Unlikely Lead |  |  |  | No | Other |  | Will Inspect meter box at a later date | Unknown | Don't Know | Don't Know |  | Building | Unknown | Unknown | No |  |  | Unknown |  | 32.7356693 | -103.1538429
96 | 38 ACOMA CT, HOBBS NM |  | No | No | Unknown - Unlikely Lead | Don't Know |  |  |  | No | Other |  | Will Inspect meter box at a later date | Unknown - Unlikely Lead |  |  |  | No | Other |  | Will Inspect meter box at a later date | Unknown | Don't Know | Don't Know |  | Building | Unknown | Unknown | No |  |  | Unknown |  | 32.7354119 | -103.1395875
6616 | 1209 S HOUSTON ST, HOBBS NM |  | No | No | Unknown - Unlikely Lead | Don't Know |  |  |  | No | Other |  | Will Inspect meter box at a later date | Unknown - Unlikely Lead |  |  |  | No | Other |  | Will Inspect meter box at a later date | Unknown | Don't Know | Don't Know |  | Building | Unknown | Unknown | No |  |  | Unknown |  | 32.6881777 | -103.1315153
5425 | 1229 N GRAYSON ST, HOBBS NM |  | No | No | Unknown - Unlikely Lead | Don't Know |  |  |  | No | Other |  | Will Inspect meter box at a later date | Unknown - Unlikely Lead |  |  |  | No | Other |  | Will Inspect meter box at a later date | Unknown | Don't Know | Don't Know |  | Building | Unknown | Unknown | No |  |  | Unknown
6447 | 1405 E HIGHLAND DR, HOBBS NM |  | No | No | Unknown - Unlikely Lead | Don't Know |  |  |  | No | Other |  | Will Inspect meter box at a later date | Unknown - Unlikely Lead |  |  |  | No | Other |  | Will Inspect meter box at a later date | Unknown | Don't Know | Don't Know |  | Building | Unknown | Unknown | No |  |  | Unknown |  | 32.7289513 | -103.1194997
8151 | 800 S LEECH ST, HOBBS NM |  | No | No | Unknown - Unlikely Lead | Don't Know |  |  |  | No | Other |  | Will Inspect meter box at a later date | Unknown - Unlikely Lead |  |  |  | No | Other |  | Will Inspect meter box at a later date | Unknown | Don't Know | Don't Know |  | Building | Unknown | Unknown | No |  |  | Unknown |  | 32.6932582 | -103.1423754
783 | 209 E BERRY DR, HOBBS NM |  | No | No | Unknown - Unlikely Lead | Don't Know |  |  |  | No | Other |  | Will Inspect meter box at a later date | Unknown - Unlikely Lead |  |  |  | No | Other |  | Will Inspect meter box at a later date | Unknown | Don't Know | Don't Know |  | Building | Unknown | Unknown | No |  |  | Unknown |  | 32.7160638 | -103.1343793
8538 | 2100 W MARLAND ST, HOBBS NM |  | No | No | Unknown - Unlikely Lead | Don't Know |  |  |  | No | Other |  | Will Inspect meter box at a later date | Unknown - Unlikely Lead |  |  |  | No | Other |  | Will Inspect meter box at a later date | Unknown | Don't Know | Don't Know |  | Building | Unknown | Unknown | No |  |  | Unknown |  | 32.6969729 | -103.1610037
8897 | 1500 E MIDWEST ST, HOBBS NM |  | No | No | Unknown - Unlikely Lead | Don't Know |  |  |  | No | Other |  | Will Inspect meter box at a later date | Unknown - Unlikely Lead |  |  |  | No | Other |  | Will Inspect meter box at a later date | Unknown | Don't Know | Don't Know |  | Building | Unknown | Unknown | No |  |  | Unknown |  | 32.6915624 | -103.1188016
5348 | 28 FAIRMONT CT, HOBBS NM |  | No | No | Unknown - Unlikely Lead | Don't Know |  |  |  | No | Other |  | Will Inspect meter box at a later date | Unknown - Unlikely Lead |  |  |  | No | Other |  | Will Inspect meter box at a later date | Unknown | Don't Know | Don't Know |  | Building | Unknown | Unknown | No |  |  | Unknown
875 | 1109 W BERRY DR, HOBBS NM |  | No | No | Unknown - Unlikely Lead | Don't Know |  |  |  | No | Other |  | Will Inspect meter box at a later date | Unknown - Unlikely Lead |  |  |  | No | Other |  | Will Inspect meter box at a later date | Unknown | Don't Know | Don't Know |  | Building | Unknown | Unknown | No |  |  | Unknown |  | 32.7139139 | -103.1495373
9109 | 1933 N MCKINLEY ST, HOBBS NM |  | No | No | Unknown - Unlikely Lead | Don't Know |  |  |  | No | Other |  | Will Inspect meter box at a later date | Unknown - Unlikely Lead |  |  |  | No | Other |  | Will Inspect meter box at a later date | Unknown | Don't Know | Don't Know |  | Building | Unknown | Unknown | No |  |  | Unknown |  | 32.7217589 | -103.1354025
356 | 607 E ALSTON ST, HOBBS NM |  | No | No | Unknown - Unlikely Lead | Don't Know |  |  |  | No | Other |  | Will Inspect meter box at a later date | Unknown - Unlikely Lead |  |  |  | No | Other |  | Will Inspect meter box at a later date | Unknown | Don't Know | Don't Know |  | Building | Unknown | Unknown | No |  |  | Unknown
8790 | 704 N MORRIS ST, HOBBS NM |  | No | No | Unknown - Unlikely Lead | Don't Know |  |  |  | No | Other |  | Will Inspect meter box at a later date | Unknown - Unlikely Lead |  |  |  | No | Other |  | Will Inspect meter box at a later date | Unknown | Don't Know | Don't Know |  | Building | Unknown | Unknown | No |  |  | Unknown |  | 32.7074539 | -103.1286031
8565 | 519 W MARLAND BLVD, HOBBS NM |  | No | No | Unknown - Unlikely Lead | Don't Know |  |  |  | No | Other |  | Will Inspect meter box at a later date | Unknown - Unlikely Lead |  |  |  | No | Other |  | Will Inspect meter box at a later date | Unknown | Don't Know | Don't Know |  | Building | Unknown | Unknown | No |  |  | Unknown |  | 32.6965508 | -103.1303319
8008 | 1002 N LINAM ST #2, HOBBS NM |  | No | No | Unknown - Unlikely Lead | Don't Know |  |  |  | No | Other |  | Will Inspect meter box at a later date | Unknown - Unlikely Lead |  |  |  | No | Other |  | Will Inspect meter box at a later date | Unknown | Don't Know | Don't Know |  | Building | Unknown | Unknown | No |  |  | Unknown
5798 | 1841 N GILA DR, HOBBS NM |  | No | No | Unknown - Unlikely Lead | Don't Know |  |  |  | No | Other |  | Will Inspect meter box at a later date | Unknown - Unlikely Lead |  |  |  | No | Other |  | Will Inspect meter box at a later date | Unknown | Don't Know | Don't Know |  | Building | Unknown | Unknown | No |  |  | Unknown
6813 | 1306 E HUMBLE ST, HOBBS NM |  | No | No | Unknown - Unlikely Lead | Don't Know |  |  |  | No | Other |  | Will Inspect meter box at a later date | Unknown - Unlikely Lead |  |  |  | No | Other |  | Will Inspect meter box at a later date | Unknown | Don't Know | Don't Know |  | Building | Unknown | Unknown | No |  |  | Unknown |  | 32.6937015 | -103.1208911
7439 | 1102 JICARILLA ST, HOBBS NM |  | No | No | Unknown - Unlikely Lead | Don't Know |  |  |  | No | Other |  | Will Inspect meter box at a later date | Unknown - Unlikely Lead |  |  |  | No | Other |  | Will Inspect meter box at a later date | Unknown | Don't Know | Don't Know |  | Building | Unknown | Unknown | No |  |  | Unknown |  | 32.7454276 | -103.1482951
8810 | 1304 S MORRIS ST, HOBBS NM |  | No | No | Unknown - Unlikely Lead | Don't Know |  |  |  | No | Other |  | Will Inspect meter box at a later date | Unknown - Unlikely Lead |  |  |  | No | Other |  | Will Inspect meter box at a later date | Unknown | Don't Know | Don't Know |  | Building | Unknown | Unknown | No |  |  | Unknown |  | 32.6855613 | -103.1290269
4874 | 2327 N DESERT WILLOW LN, HOBBS NM |  | No | No | Non-Lead - Plastic | No | 2007 | 1 | Field inspection only with no records | Yes | Visual inspection at the meter pit | 06/03/2024 00:00:00 |  | Non-Lead - Plastic | 2007 | 1 | Field inspection only with no records | Yes | Visual inspection at the meter pit | 06/03/2024 00:00:00 |  | Non-Lead | No | No |  | Single Family Residence |  | No | No |  |  | Non-Lead
603 | 1627 E ALAMEDA ST, HOBBS NM |  | No | No | Unknown - Unlikely Lead | Don't Know |  |  |  | No | Other |  | Will Inspect meter box at a later date | Unknown - Unlikely Lead |  |  |  | No | Other |  | Will Inspect meter box at a later date | Unknown | Don't Know | Don't Know |  | Building | Unknown | Unknown | No |  |  | Unknown |  | 32.7022034 | -103.1154144
9593 | 901 W MACKENZIE DR, HOBBS NM |  | No | No | Unknown - Unlikely Lead | Don't Know |  |  |  | No | Other |  | Will Inspect meter box at a later date | Unknown - Unlikely Lead |  |  |  | No | Other |  | Will Inspect meter box at a later date | Unknown | Don't Know | Don't Know |  | Building | Unknown | Unknown | No |  |  | Unknown |  | 32.7131704 | -103.1461867
5454 | 1812 N GRAYSON ST, HOBBS NM |  | No | No | Unknown - Unlikely Lead | Don't Know |  |  |  | No | Other |  | Will Inspect meter box at a later date | Unknown - Unlikely Lead |  |  |  | No | Other |  | Will Inspect meter box at a later date | Unknown | Don't Know | Don't Know |  | Building | Unknown | Unknown | No |  |  | Unknown
7949 | 1300 N LLANO DR, HOBBS NM |  | No | No | Unknown - Unlikely Lead | Don't Know |  |  |  | No | Other |  | Will Inspect meter box at a later date | Unknown - Unlikely Lead |  |  |  | No | Other |  | Will Inspect meter box at a later date | Unknown | Don't Know | Don't Know |  | Building | Unknown | Unknown | No |  |  | Unknown |  | 32.7130825 | -103.1171939
6133 | 728 S GIBBS ST, HOBBS NM |  | No | No | Unknown - Unlikely Lead | Don't Know |  |  |  | No | Other |  | Will Inspect meter box at a later date | Unknown - Unlikely Lead |  |  |  | No | Other |  | Will Inspect meter box at a later date | Unknown | Don't Know | Don't Know |  | Building | Unknown | Unknown | No |  |  | Unknown |  | 32.693743 | -103.1713718
7116 | 5610 INDUSTRIAL, HOBBS NM |  | No | No | Unknown - Unlikely Lead | Don't Know |  |  |  | No | Other |  | Will Inspect meter box at a later date | Unknown - Unlikely Lead |  |  |  | No | Other |  | Will Inspect meter box at a later date | Unknown | Don't Know | Don't Know |  | Building | Unknown | Unknown | No |  |  | Unknown |  | 32.7632845 | -103.184465
8371 | 6838 N LOVINGTON HWY, HOBBS NM |  | No | No | Unknown - Unlikely Lead | Don't Know |  |  |  | No | Other |  | Will Inspect meter box at a later date | Unknown - Unlikely Lead |  |  |  | No | Other |  | Will Inspect meter box at a later date | Unknown | Don't Know | Don't Know |  | Building | Unknown | Unknown | No |  |  | Unknown |  | 32.7790381 | -103.197566
8410 | 3423 LIVE OAK ST, HOBBS NM |  | No | No | Non-Lead - Plastic | No | 2015 | 1 | Field inspection only with no records | Yes | Visual inspection at the meter pit | 07/23/2024 00:00:00 |  | Non-Lead - Plastic | 2015 | 1 | Field inspection only with no records | Yes | Visual inspection at the meter pit | 07/23/2024 00:00:00 |  | Non-Lead | No | No |  | Single Family Residence | Unknown | No | No |  |  | Non-Lead |  | 32.7710984 | -103.1796923
7529 | 415 W KIOWA AVE, HOBBS NM |  | No | No | Unknown - Unlikely Lead | Don't Know |  |  |  | No | Other |  | Will Inspect meter box at a later date | Unknown - Unlikely Lead |  |  |  | No | Other |  | Will Inspect meter box at a later date | Unknown | Don't Know | Don't Know |  | Building | Unknown | Unknown | No |  |  | Unknown |  | 32.7359094 | -103.1411867
6433 | 2115 E HIGHLAND DR, HOBBS NM |  | No | No | Non-Lead - Copper | No | 2007 | 3/4 | Field inspection only with no records | Yes | Visual inspection at the meter pit | 05/26/2024 00:00:00 |  | Non-Lead - Copper | 2007 | 3/4 | Installation date after lead ban | Yes | Visual inspection at the meter pit | 05/26/2024 00:00:00 |  | Non-Lead | No | No |  | Single Family Residence |  | No | No |  |  | Non-Lead |  | 32.7292458 | -103.1111097
5970 | 1610 N GULF ST, HOBBS NM |  | No | No | Unknown - Unlikely Lead | Don't Know |  |  |  | No | Other |  | Will Inspect meter box at a later date | Unknown - Unlikely Lead |  |  |  | No | Other |  | Will Inspect meter box at a later date | Unknown | Don't Know | Don't Know |  | Building | Unknown | Unknown | No |  |  | Unknown |  | 32.7166214 | -103.1511615
9286 | 806 W MAIN ST, HOBBS NM |  | No | No | Unknown - Unlikely Lead | Don't Know |  |  |  | No | Other |  | Will Inspect meter box at a later date | Unknown - Unlikely Lead |  |  |  | No | Other |  | Will Inspect meter box at a later date | Unknown | Don't Know | Don't Know |  | Building | Unknown | Unknown | No |  |  | Unknown |  | 32.6927438 | -103.1458993
8256 | 4916 W LONGTAIL RD, HOBBS NM |  | No | No | Non-Lead - Plastic | No | 2020 | 1 | Field inspection only with no records | Yes | Visual inspection at the meter pit | 09/30/2024 00:00:00 |  | Non-Lead - Plastic | 2020 | 3/4 | Field inspection only with no records | Yes | Visual inspection at the meter pit | 09/30/2024 00:00:00 |  | Non-Lead | No | No |  | Single Family Residence | Unknown | No | No |  |  | Non-Lead |  | 32.750721 | -103.199383
8141 | 708 S LEECH ST, HOBBS NM |  | No | No | Unknown - Unlikely Lead | Don't Know |  |  |  | No | Other |  | Will Inspect meter box at a later date | Unknown - Unlikely Lead |  |  |  | No | Other |  | Will Inspect meter box at a later date | Unknown | Don't Know | Don't Know |  | Building | Unknown | Unknown | No |  |  | Unknown |  | 32.6939558 | -103.142404
5418 | 1302 N GRAYSON ST, HOBBS NM |  | No | No | Unknown - Unlikely Lead | Don't Know |  |  |  | No | Other |  | Will Inspect meter box at a later date | Unknown - Unlikely Lead |  |  |  | No | Other |  | Will Inspect meter box at a later date | Unknown | Don't Know | Don't Know |  | Building | Unknown | Unknown | No |  |  | Unknown
8049 | 1202 S LINAM ST, HOBBS NM |  | No | No | Unknown - Unlikely Lead | Don't Know |  |  |  | No | Other |  | Will Inspect meter box at a later date | Unknown - Unlikely Lead |  |  |  | No | Other |  | Will Inspect meter box at a later date | Unknown | Don't Know | Don't Know |  | Building | Unknown | Unknown | No |  |  | Unknown |  | 32.6890082 | -103.1384276
4859 | 1217 DESERT SAGE, HOBBS NM |  | No | No | Non-Lead - Plastic | No | 2005 | 3/4 | Field inspection only with no records | Yes | Visual inspection at the meter pit | 04/17/2024 00:00:00 |  | Non-Lead - Copper | 2005 | 3/4 | Field inspection only with no records | Yes | Visual inspection at the meter pit | 04/17/2024 00:00:00 |  | Non-Lead | No | No | Not Applicable | Single Family Residence | Unknown | No | No |  |  | Non-Lead
9697 | 1205 E MICHIGAN DR, HOBBS NM |  | No | No | Unknown - Unlikely Lead | Don't Know |  |  |  | No | Other |  | Will Inspect meter box at a later date | Unknown - Unlikely Lead |  |  |  | No | Other |  | Will Inspect meter box at a later date | Unknown | Don't Know | Don't Know |  | Building | Unknown | Unknown | No |  |  | Unknown |  | 32.7222682 | -103.1219753
5163 | 2020 N FOWLER ST, HOBBS NM |  | No | No | Unknown - Unlikely Lead | Don't Know |  |  |  | No | Other |  | Will Inspect meter box at a later date | Unknown - Unlikely Lead |  |  |  | No | Other |  | Will Inspect meter box at a later date | Unknown | Don't Know | Don't Know |  | Building | Unknown | Unknown | No |  |  | Unknown
9326 | 405 E MESA DR, HOBBS NM |  | No | No | Unknown - Unlikely Lead | Don't Know |  |  |  | No | Other |  | Will Inspect meter box at a later date | Unknown - Unlikely Lead |  |  |  | No | Other |  | Will Inspect meter box at a later date | Unknown | Don't Know | Don't Know |  | Building | Unknown | Unknown | No |  |  | Unknown |  | 32.7174592 | -103.1322243
986 | 701 E BAJA DR, HOBBS NM |  | No | No | Unknown - Unlikely Lead | Don't Know |  |  |  | No | Other |  | Will Inspect meter box at a later date | Unknown - Unlikely Lead |  |  |  | No | Other |  | Will Inspect meter box at a later date | Unknown | Don't Know | Don't Know |  | Building | Unknown | Unknown | No |  |  | Unknown |  | 32.7186131 | -103.1288445
958 | 321 N AVENUE B, HOBBS NM |  | No | No | Unknown - Unlikely Lead | Don't Know |  |  |  | No | Other |  | Will Inspect meter box at a later date | Unknown - Unlikely Lead |  |  |  | No | Other |  | Will Inspect meter box at a later date | Unknown | Don't Know | Don't Know |  | Building | Unknown | Unknown | No |  |  | Unknown |  | 32.7037417 | -103.1260198
6130 | 723 S GIBBS ST, HOBBS NM |  | No | No | Unknown - Unlikely Lead | Don't Know |  |  |  | No | Other |  | Will Inspect meter box at a later date | Unknown - Unlikely Lead |  |  |  | No | Other |  | Will Inspect meter box at a later date | Unknown | Don't Know | Don't Know |  | Building | Unknown | Unknown | No |  |  | Unknown |  | 32.6939608 | -103.1718793
5671 | 1106 W GOLD AVE, HOBBS NM |  | No | No | Unknown - Unlikely Lead | Don't Know |  |  |  | No | Other |  | Will Inspect meter box at a later date | Unknown - Unlikely Lead |  |  |  | No | Other |  | Will Inspect meter box at a later date | Unknown | Don't Know | Don't Know |  | Building | Unknown | Unknown | No |  |  | Unknown
8767 | 215 N MORRIS ST, HOBBS NM |  | No | No | Unknown - Unlikely Lead | Don't Know |  |  |  | No | Other |  | Will Inspect meter box at a later date | Unknown - Unlikely Lead |  |  |  | No | Other |  | Will Inspect meter box at a later date | Unknown | Don't Know | Don't Know |  | Building | Unknown | Unknown | No |  |  | Unknown |  | 32.7026087 | -103.1290277
746 | 2913 N AMOR AVE, HOBBS NM |  | No | No | Non-Lead - Copper | No | 2020 | 3/4 | Field inspection only with no records | Yes | Visual inspection at the meter pit | 05/26/2024 00:00:00 |  | Non-Lead - Plastic | 2020 | 3/4 | Installation date after lead ban | Yes | Visual inspection at the meter pit | 05/26/2024 00:00:00 |  | Non-Lead | No | No |  | Building | [5 empty] | Non-Lead |  | 32.732392 | -103.11493
7233 | 1108 E JEMEZ DR, HOBBS NM |  | No | No | Unknown - Unlikely Lead | Don't Know |  |  |  | No | Other |  | Will Inspect meter box at a later date | Unknown - Unlikely Lead |  |  |  | No | Other |  | Will Inspect meter box at a later date | Unknown | Don't Know | Don't Know |  | Building | Unknown | Unknown | No |  |  | Unknown |  | 32.7218463 | -103.1227786
9711 | 1123 E MICHIGAN DR, HOBBS NM |  | No | No | Unknown - Unlikely Lead | Don't Know |  |  |  | No | Other |  | Will Inspect meter box at a later date | Unknown - Unlikely Lead |  |  |  | No | Other |  | Will Inspect meter box at a later date | Unknown | Don't Know | Don't Know |  | Building | Unknown | Unknown | No |  |  | Unknown |  | 32.7223162 | -103.1222938
7465 | 2314 N JUNIPER LN, HOBBS NM |  | No | No | Non-Lead - Plastic | No | 2009 | 3/4 | Field inspection only with no records | Yes | Visual inspection at the meter pit | 07/23/2024 00:00:00 |  | Non-Lead - Plastic | 2009 | 3/4 | Field inspection only with no records | Yes | Visual inspection at the meter pit | 07/23/2024 00:00:00 |  | Non-Lead | No | No |  | Single Family Residence | Unknown | No | No |  |  | Non-Lead |  | 32.7264829 | -103.1113149
5308 | 1502 W FOX FIRE CT, HOBBS NM |  | No | No | Non-Lead - Plastic | No | 2020 | 1 | Installation date after lead ban | No | Other |  | Newer Construction, verified by GIS Mapping | Non-Lead - Plastic | 2020 | 1 | Installation date after lead ban | No | Other |  | Newer Construction, verified by GIS Mapping |  | No | No |  | Single Family Residence | Unknown | No | No |  |  | Non-Lead
978 | 727 E BAJA DR, HOBBS NM |  | No | No | Unknown - Unlikely Lead | Don't Know |  |  |  | No | Other |  | Will Inspect meter box at a later date | Unknown - Unlikely Lead |  |  |  | No | Other |  | Will Inspect meter box at a later date | Unknown | Don't Know | Don't Know |  | Building | Unknown | Unknown | No |  |  | Unknown |  | 32.7186037 | -103.1279437
5244 | 1117 S FOWLER ST, HOBBS NM |  | No | No | Unknown - Unlikely Lead | Don't Know |  |  |  | No | Other |  | Will Inspect meter box at a later date | Unknown - Unlikely Lead |  |  |  | No | Other |  | Will Inspect meter box at a later date | Unknown | Don't Know | Don't Know |  | Building | Unknown | Unknown | No |  |  | Unknown
5273 | 2813 N FLAMINGO DR, HOBBS NM |  | No | No | Unknown - Unlikely Lead | Don't Know |  |  |  | No | Other |  | Will Inspect meter box at a later date | Unknown - Unlikely Lead |  |  |  | No | Other |  | Will Inspect meter box at a later date | Unknown | Don't Know | Don't Know |  | Building | Unknown | Unknown | No |  |  | Unknown
903 | 922 E BEL AIRE CT, HOBBS NM |  | No | No | Unknown - Unlikely Lead | Don't Know |  |  |  | No | Other |  | Will Inspect meter box at a later date | Unknown - Unlikely Lead |  |  |  | No | Other |  | Will Inspect meter box at a later date | Unknown | Don't Know | Don't Know |  | Building | Unknown | Unknown | No |  |  | Unknown |  | 32.7240057 | -103.1250773
6767 | 2013 N HOMESTEAD DR, HOBBS NM |  | No | No | Non-Lead - Plastic | No | 2019 | 1 | Field inspection only with no records | Yes | Visual inspection at the meter pit | 09/02/2024 00:00:00 |  | Non-Lead - Plastic | 2019 | 1 | Installation date after lead ban | Yes | Visual inspection at the meter pit | 09/02/2024 00:00:00 |  | Non-Lead | No | No |  | Single Family Residence |  | No | No |  |  | Non-Lead |  | 32.72252 | -103.11197
9635 | 816 W MACKENZIE DR, HOBBS NM |  | No | No | Unknown - Unlikely Lead | Don't Know |  |  |  | No | Other |  | Will Inspect meter box at a later date | Unknown - Unlikely Lead |  |  |  | No | Other |  | Will Inspect meter box at a later date | Unknown | Don't Know | Don't Know |  | Building | Unknown | Unknown | No |  |  | Unknown |  | 32.7135497 | -103.1459919
7396 | 905 S JEFFERSON ST, HOBBS NM |  | No | No | Unknown - Unlikely Lead | Don't Know |  |  |  | No | Other |  | Will Inspect meter box at a later date | Unknown - Unlikely Lead |  |  |  | No | Other |  | Will Inspect meter box at a later date | Unknown | Don't Know | Don't Know |  | Building | Unknown | Unknown | No |  |  | Unknown |  | 32.6923283 | -103.1239005
8352 | 6610 N LOVINGTON HWY, HOBBS NM |  | No | No | Unknown - Unlikely Lead | Don't Know |  |  |  | No | Other |  | Will Inspect meter box at a later date | Unknown - Unlikely Lead |  |  |  | No | Other |  | Will Inspect meter box at a later date | Unknown | Don't Know | Don't Know |  | Building | Unknown | Unknown | No |  |  | Unknown |  | 32.7752276 | -103.1890026
7267 | 205 N JEFFERSON ST, HOBBS NM |  | No | No | Unknown - Unlikely Lead | Don't Know |  |  |  | No | Other |  | Will Inspect meter box at a later date | Unknown - Unlikely Lead |  |  |  | No | Other |  | Will Inspect meter box at a later date | Unknown | Don't Know | Don't Know |  | Building | Unknown | Unknown | No |  |  | Unknown |  | 32.7018625 | -103.1239733
5764 | 1524 N GILA DR, HOBBS NM |  | No | No | Unknown - Unlikely Lead | Don't Know |  |  |  | No | Other |  | Will Inspect meter box at a later date | Unknown - Unlikely Lead |  |  |  | No | Other |  | Will Inspect meter box at a later date | Unknown | Don't Know | Don't Know |  | Building | Unknown | Unknown | No |  |  | Unknown
7449 | 914 JICARILLA ST, HOBBS NM |  | No | No | Unknown - Unlikely Lead | Don't Know |  |  |  | No | Other |  | Will Inspect meter box at a later date | Unknown - Unlikely Lead |  |  |  | No | Other |  | Will Inspect meter box at a later date | Unknown | Don't Know | Don't Know |  | Building | Unknown | Unknown | No |  |  | Unknown |  | 32.7453613 | -103.146722
9516 | 1636 MARQUIS LN, HOBBS NM |  | No | No | Unknown - Unlikely Lead | Don't Know |  |  |  | No | Other |  | Will Inspect meter box at a later date | Unknown - Unlikely Lead |  |  |  | No | Other |  | Will Inspect meter box at a later date | Unknown | Don't Know | Don't Know |  | Building | Unknown | Unknown | No |  |  | Unknown |  | 32.7400085 | -103.1567325
8800 | 1202 S MORRIS ST, HOBBS NM |  | No | No | Unknown - Unlikely Lead | Don't Know |  |  |  | No | Other |  | Will Inspect meter box at a later date | Unknown - Unlikely Lead |  |  |  | No | Other |  | Will Inspect meter box at a later date | Unknown | Don't Know | Don't Know |  | Building | Unknown | Unknown | No |  |  | Unknown |  | 32.6882442 | -103.1289846
61 | South 9th Street, Hobbs, NM 88240 |  | No | No | Non-Lead - Plastic | Don't Know |  | 1 | Field inspection only with no records | Yes | Visual inspection at the meter pit | 07/22/2024 00:00:00 |  | Non-Lead - Plastic |  | 1 | Field inspection only with no records | Yes | Visual inspection at the meter pit | 07/22/2024 00:00:00 |  | Non-Lead | No | Don't Know |  |  |  | No | No |  |  | Non-Lead | No Tier | 32.690249 | -103.117982
5557 | 1215 E GREEN ACRES DR, HOBBS NM |  | No | No | Unknown - Unlikely Lead | Don't Know |  |  |  | No | Other |  | Will Inspect meter box at a later date | Unknown - Unlikely Lead |  |  |  | No | Other |  | Will Inspect meter box at a later date | Unknown | Don't Know | Don't Know |  | Building | Unknown | Unknown | No |  |  | Unknown
9263 | 200 W MAIN ST, HOBBS NM |  | No | No | Unknown - Unlikely Lead | Don't Know |  |  |  | No | Other |  | Will Inspect meter box at a later date | Unknown - Unlikely Lead |  |  |  | No | Other |  | Will Inspect meter box at a later date | Unknown | Don't Know | Don't Know |  | Building | Unknown | Unknown | No |  |  | Unknown |  | 32.6926311 | -103.1377016
8877 | 108 E MIDWEST ST, HOBBS NM |  | No | No | Unknown - Unlikely Lead | Don't Know |  |  |  | No | Other |  | Will Inspect meter box at a later date | Unknown - Unlikely Lead |  |  |  | No | Other |  | Will Inspect meter box at a later date | Unknown | Don't Know | Don't Know |  | Building | Unknown | Unknown | No |  |  | Unknown |  | 32.6915569 | -103.1357407
9757 | 305 S MOOSE LN, HOBBS NM |  | No | No | Unknown - Unlikely Lead | Don't Know |  |  |  | No | Other |  | Will Inspect meter box at a later date | Unknown - Unlikely Lead |  |  |  | No | Other |  | Will Inspect meter box at a later date | Unknown | Don't Know | Don't Know |  | Building | Unknown | Unknown | No |  |  | Unknown |  | 32.7013487 | -103.1758661
7326 | 2405 N JEFFERSON ST, HOBBS NM |  | No | No | Unknown - Unlikely Lead | Don't Know |  |  |  | No | Other |  | Will Inspect meter box at a later date | Unknown - Unlikely Lead |  |  |  | No | Other |  | Will Inspect meter box at a later date | Unknown | Don't Know | Don't Know |  | Building | Unknown | Unknown | No |  |  | Unknown |  | 32.727539 | -103.1235162
7563 | 1312 W KIOWA AVE, HOBBS NM |  | No | No | Unknown - Unlikely Lead | Don't Know |  |  |  | No | Other |  | Will Inspect meter box at a later date | Unknown - Unlikely Lead |  |  |  | No | Other |  | Will Inspect meter box at a later date | Unknown | Don't Know | Don't Know |  | Building | Unknown | Unknown | No |  |  | Unknown |  | 32.7365538 | -103.1511404
9267 | 517 W MAIN ST, HOBBS NM |  | No | No | Unknown - Unlikely Lead | Don't Know |  |  |  | No | Other |  | Will Inspect meter box at a later date | Unknown - Unlikely Lead |  |  |  | No | Other |  | Will Inspect meter box at a later date | Unknown | Don't Know | Don't Know |  | Building | Unknown | Unknown | No |  |  | Unknown |  | 32.6921218 | -103.1419754
8574 | 419 W MARLAND ST, HOBBS NM |  | No | No | Unknown - Unlikely Lead | Don't Know |  |  |  | No | Other |  | Will Inspect meter box at a later date | Unknown - Unlikely Lead |  |  |  | No | Other |  | Will Inspect meter box at a later date | Unknown | Don't Know | Don't Know |  | Building | Unknown | Unknown | No |  |  | Unknown |  | 32.6962953 | -103.1408777
5242 | 712 S FOWLER ST, HOBBS NM |  | No | No | Unknown - Unlikely Lead | Don't Know |  |  |  | No | Other |  | Will Inspect meter box at a later date | Unknown - Unlikely Lead |  |  |  | No | Other |  | Will Inspect meter box at a later date | Unknown | Don't Know | Don't Know |  | Building | Unknown | Unknown | No |  |  | Unknown
9585 | 22 MIGHTY ATOM CIRCLE, HOBBS NM |  | No | No | Non-Lead - Plastic | No | 2020 | 1 | Field inspection only with no records | Yes | Visual inspection at the meter pit | 06/03/2024 00:00:00 |  | Non-Lead - Plastic | 2020 | 1 | Field inspection only with no records | Yes | Visual inspection at the meter pit | 06/03/2024 00:00:00 |  | Non-Lead | No | No |  | Single Family Residence |  | No | No |  |  | Non-Lead |  | 32.746689 | -103.198112
7074 | 917 W IRON AVE, HOBBS NM |  | No | No | Unknown - Unlikely Lead | Don't Know |  |  |  | No | Other |  | Will Inspect meter box at a later date | Unknown - Unlikely Lead |  |  |  | No | Other |  | Will Inspect meter box at a later date | Unknown | Don't Know | Don't Know |  | Building | Unknown | Unknown | No |  |  | Unknown |  | 32.7314992 | -103.1471992
631 | 839 S ASHER ST, HOBBS NM |  | No | No | Unknown - Unlikely Lead | Don't Know |  |  |  | No | Other |  | Will Inspect meter box at a later date | Unknown - Unlikely Lead |  |  |  | No | Other |  | Will Inspect meter box at a later date | Unknown | Don't Know | Don't Know |  | Building | Unknown | Unknown | No |  |  | Unknown |  | 32.6924235 | -103.1728283
5136 | 3112 N FOWLER ST, HOBBS NM |  | No | No | Unknown - Unlikely Lead | Don't Know |  |  |  | No | Other |  | Will Inspect meter box at a later date | Unknown - Unlikely Lead |  |  |  | No | Other |  | Will Inspect meter box at a later date | Unknown | Don't Know | Don't Know |  | Building | Unknown | Unknown | No |  |  | Unknown
6294 | 4301 N GRIMES ST SUITE 300, HOBBS NM |  | No | No | Non-Lead - Plastic | Don't Know |  | 1 | Field inspection only with no records | Yes | Visual inspection at the meter pit | 08/13/2024 00:00:00 |  | Non-Lead - Plastic | 2022 | 1 | Field inspection only with no records | Yes | Visual inspection at the meter pit | 08/13/2024 00:00:00 |  | Non-Lead | No | Don't Know |  | Building |  | No | No |  |  | Non-Lead |  | 32.7475429 | -103.1449547
7990 | 813 E LINCOLN RD, HOBBS NM |  | No | No | Unknown - Unlikely Lead | Don't Know |  |  |  | No | Other |  | Will Inspect meter box at a later date | Unknown - Unlikely Lead |  |  |  | No | Other |  | Will Inspect meter box at a later date | Unknown | Don't Know | Don't Know |  | Building | Unknown | Unknown | No |  |  | Unknown |  | 32.7195393 | -103.1267079
6078 | 930 E GLORIETTA DR, HOBBS NM |  | No | No | Non-Lead - Plastic | No | 2020 | 1 | Field inspection only with no records | Yes | Visual inspection at the meter pit | 05/26/2024 00:00:00 |  | Non-Lead - Plastic | 2020 | 1 | Installation date after lead ban | Yes | Visual inspection at the meter pit | 05/26/2024 00:00:00 |  | Non-Lead | No | No |  | Single Family Residence |  | No | No |  |  | Non-Lead |  | 32.733253 | -103.125251
8004 | 911 N LINAM ST, HOBBS NM |  | No | No | Unknown - Unlikely Lead | Don't Know |  |  |  | No | Other |  | Will Inspect meter box at a later date | Unknown - Unlikely Lead |  |  |  | No | Other |  | Will Inspect meter box at a later date | Unknown | Don't Know | Don't Know |  | Building | Unknown | Unknown | No |  |  | Unknown |  | 32.7098894 | -103.1389633
8714 | 1000 N MARLAND BLVD #60, HOBBS NM |  | No | No | Non-Lead - Plastic | Don't Know | 2003 | 3/4 | Field inspection only with no records | Yes | Visual inspection at the meter pit | 08/26/2024 00:00:00 |  | Non-Lead - Plastic | 2003 | 3/4 | Field inspection only with no records | Yes | Visual inspection at the meter pit | 08/26/2024 00:00:00 |  | Non-Lead | No | Don't Know |  | Single Family Residence |  | No | No |  |  | Non-Lead
5293 | 4012 FIESTA DR, HOBBS NM |  | No | No | Unknown - Unlikely Lead | Don't Know |  |  |  | No | Other |  | Will Inspect meter box at a later date | Unknown - Unlikely Lead |  |  |  | No | Other |  | Will Inspect meter box at a later date | Unknown | Don't Know | Don't Know |  | Building | Unknown | Unknown | No |  |  | Unknown
8317 | 5314 N LOVINGTON HWY, HOBBS NM |  | No | No | Unknown - Unlikely Lead | Don't Know |  |  |  | No | Other |  | Will Inspect meter box at a later date | Unknown - Unlikely Lead |  |  |  | No | Other |  | Will Inspect meter box at a later date | Unknown | Don't Know | Don't Know |  | Building | Unknown | Unknown | No |  |  | Unknown |  | 32.7596412 | -103.1796701
7226 | 1223 E JEMEZ DR, HOBBS NM |  | No | No | Unknown - Unlikely Lead | Don't Know |  |  |  | No | Other |  | Will Inspect meter box at a later date | Unknown - Unlikely Lead |  |  |  | No | Other |  | Will Inspect meter box at a later date | Unknown | Don't Know | Don't Know |  | Building | Unknown | Unknown | No |  |  | Unknown |  | 32.7214417 | -103.1211876
5472 | 1213 N GRAYSON ST, HOBBS NM |  | No | No | Unknown - Unlikely Lead | Don't Know |  |  |  | No | Other |  | Will Inspect meter box at a later date | Unknown - Unlikely Lead |  |  |  | No | Other |  | Will Inspect meter box at a later date | Unknown | Don't Know | Don't Know |  | Building | Unknown | Unknown | No |  |  | Unknown
8171 | 702 E LUNA DR, HOBBS NM |  | No | No | Unknown - Unlikely Lead | Don't Know |  |  |  | No | Other |  | Will Inspect meter box at a later date | Unknown - Unlikely Lead |  |  |  | No | Other |  | Will Inspect meter box at a later date | Unknown | Don't Know | Don't Know |  | Building | Unknown | Unknown | No |  |  | Unknown |  | 32.7156614 | -103.1289363
9504 | 6432 N MEADOWLANDS DR, HOBBS NM |  | No | No | Non-Lead - Plastic | No |  | 1 | Field inspection only with no records | Yes | Visual inspection at the meter pit | 06/03/2024 00:00:00 |  | Non-Lead - Plastic |  | 1 | Field inspection only with no records | Yes | Visual inspection at the meter pit | 06/03/2024 00:00:00 |  | Non-Lead | No | No |  | Single Family Residence |  | No | No |  |  | Non-Lead |  | 32.7709432 | -103.1573651
7550 | 502 W KIOWA AVE, HOBBS NM |  | No | No | Unknown - Unlikely Lead | Don't Know |  |  |  | No | Other |  | Will Inspect meter box at a later date | Unknown - Unlikely Lead |  |  |  | No | Other |  | Will Inspect meter box at a later date | Unknown | Don't Know | Don't Know |  | Building | Unknown | Unknown | No |  |  | Unknown |  | 32.7362685 | -103.1417365
9290 | 703 N MURRAY ST, HOBBS NM |  | No | No | Unknown - Unlikely Lead | Don't Know |  |  |  | No | Other |  | Will Inspect meter box at a later date | Unknown - Unlikely Lead |  |  |  | No | Other |  | Will Inspect meter box at a later date | Unknown | Don't Know | Don't Know |  | Building | Unknown | Unknown | No |  |  | Unknown |  | 32.7072924 | -103.1219778
7165 | 1710-D W JOE HARVEY BLVD, HOBBS NM |  | No | No | Unknown - Unlikely Lead | Don't Know |  |  |  | No | Other |  | Will Inspect meter box at a later date | Unknown - Unlikely Lead |  |  |  | No | Other |  | Will Inspect meter box at a later date | Unknown | Don't Know | Don't Know |  | Building | Unknown | Unknown | No |  |  | Unknown
9503 | 6436 N MEADOWLANDS DR, HOBBS NM |  | No | No | Non-Lead - Plastic | No |  | 1 | Field inspection only with no records | Yes | Visual inspection at the meter pit | 06/03/2024 00:00:00 |  | Non-Lead - Plastic |  | 1 | Field inspection only with no records | Yes | Visual inspection at the meter pit | 06/03/2024 00:00:00 |  | Non-Lead | No | No |  | Single Family Residence |  | No | No |  |  | Non-Lead |  | 32.7709432 | -103.1573651
9460 | 3901 W MILLEN DR #2, HOBBS NM |  | No | No | Unknown - Unlikely Lead | Don't Know |  |  |  | No | Other |  | Will Inspect meter box at a later date | Unknown - Unlikely Lead |  |  |  | No | Other |  | Will Inspect meter box at a later date | Unknown | Don't Know | Don't Know |  | Building | Unknown | Unknown | No |  |  | Unknown
9341 | 409 E MESA DR, HOBBS NM |  | No | No | Unknown - Unlikely Lead | Don't Know |  |  |  | No | Other |  | Will Inspect meter box at a later date | Unknown - Unlikely Lead |  |  |  | No | Other |  | Will Inspect meter box at a later date | Unknown | Don't Know | Don't Know |  | Building | Unknown | Unknown | No |  |  | Unknown |  | 32.7175979 | -103.1317825
9693 | 1302 E MICHIGAN DR, HOBBS NM |  | No | No | Unknown - Unlikely Lead | Don't Know |  |  |  | No | Other |  | Will Inspect meter box at a later date | Unknown - Unlikely Lead |  |  |  | No | Other |  | Will Inspect meter box at a later date | Unknown | Don't Know | Don't Know |  | Building | Unknown | Unknown | No |  |  | Unknown |  | 32.72279 | -103.120835
8802 | 1212 S MORRIS ST, HOBBS NM |  | No | No | Unknown - Unlikely Lead | Don't Know |  |  |  | No | Other |  | Will Inspect meter box at a later date | Unknown - Unlikely Lead |  |  |  | No | Other |  | Will Inspect meter box at a later date | Unknown | Don't Know | Don't Know |  | Building | Unknown | Unknown | No |  |  | Unknown |  | 32.6873212 | -103.1290487
7495 | 609 E KIVA DR, HOBBS NM |  | No | No | Unknown - Unlikely Lead | Don't Know |  |  |  | No | Other |  | Will Inspect meter box at a later date | Unknown - Unlikely Lead |  |  |  | No | Other |  | Will Inspect meter box at a later date | Unknown | Don't Know | Don't Know |  | Building | Unknown | Unknown | No |  |  | Unknown |  | 32.7331843 | -103.1299703
7472 | 1504 W JESIFER CT, HOBBS NM |  | No | No | Non-Lead - Plastic | No | 2008 | 1 | Installation date after lead ban | Yes | Visual inspection at the meter pit | 09/30/2024 00:00:00 |  | Non-Lead - Plastic | 2008 | 1 | Installation date after lead ban | Yes | Visual inspection at the meter pit | 09/30/2024 00:00:00 |  | Non-Lead | No | No |  | Single Family Residence |  | Unknown | No |  |  | Non-Lead |  | 32.7564512 | -103.1541497
785 | 211 E BERRY DR, HOBBS NM |  | No | No | Unknown - Unlikely Lead | Don't Know |  |  |  | No | Other |  | Will Inspect meter box at a later date | Unknown - Unlikely Lead |  |  |  | No | Other |  | Will Inspect meter box at a later date | Unknown | Don't Know | Don't Know |  | Building | Unknown | Unknown | No |  |  | Unknown |  | 32.7162093 | -103.134259
6240 | 3601 N GRIMES ST SUITE 400, HOBBS NM |  | No | No | Non-Lead - Plastic | Don't Know |  | 1 | Field inspection only with no records | Yes | Visual inspection at the meter pit | 08/13/2024 00:00:00 |  | Non-Lead - Plastic | 2022 | 1 | Field inspection only with no records | Yes | Visual inspection at the meter pit | 08/13/2024 00:00:00 |  | Non-Lead | No | Don't Know |  | Building |  | No | No |  |  | Non-Lead |  | 32.7391037 | -103.1454682
9363 | 702 E MESA DR, HOBBS NM |  | No | No | Unknown - Unlikely Lead | Don't Know |  |  |  | No | Other |  | Will Inspect meter box at a later date | Unknown - Unlikely Lead |  |  |  | No | Other |  | Will Inspect meter box at a later date | Unknown | Don't Know | Don't Know |  | Building | Unknown | Unknown | No |  |  | Unknown |  | 32.7182531 | -103.1289179
5705 | 1000 E GOLD AVE, HOBBS NM |  | No | No | Unknown - Unlikely Lead | Don't Know |  |  |  | No | Other |  | Will Inspect meter box at a later date | Unknown - Unlikely Lead |  |  |  | No | Other |  | Will Inspect meter box at a later date | Unknown | Don't Know | Don't Know |  | Building | Unknown | Unknown | No |  |  | Unknown
9870 | 3224 N NORTHWEST DR, HOBBS NM |  | No | No | Unknown - Unlikely Lead | Don't Know |  |  |  | No | Other |  | Will Inspect meter box at a later date | Unknown - Unlikely Lead |  |  |  | No | Other |  | Will Inspect meter box at a later date | Unknown | Don't Know | Don't Know |  | Building | Unknown | Unknown | No |  |  | Unknown |  | 32.7359721 | -103.1541121
627 | 1117 S ASHER RD, HOBBS NM |  | No | No | Unknown - Unlikely Lead | Don't Know |  |  |  | No | Other |  | Will Inspect meter box at a later date | Unknown - Unlikely Lead |  |  |  | No | Other |  | Will Inspect meter box at a later date | Unknown | Don't Know | Don't Know |  | Building | Unknown | Unknown | No |  |  | Unknown |  | 32.6902153 | -103.172251
5272 | 2905 N FLAMINGO DR, HOBBS NM |  | No | No | Unknown - Unlikely Lead | Don't Know |  |  |  | No | Other |  | Will Inspect meter box at a later date | Unknown - Unlikely Lead |  |  |  | No | Other |  | Will Inspect meter box at a later date | Unknown | Don't Know | Don't Know |  | Building | Unknown | Unknown | No |  |  | Unknown
9818 | 3521 N NORTHWEST DR, HOBBS NM |  | No | No | Unknown - Unlikely Lead | Don't Know |  |  |  | No | Other |  | Will Inspect meter box at a later date | Unknown - Unlikely Lead |  |  |  | No | Other |  | Will Inspect meter box at a later date | Unknown | Don't Know | Don't Know |  | Building | Unknown | Unknown | No |  |  | Unknown |  | 32.7381317 | -103.1568771
740 | 2933 N AMOR AVE, HOBBS NM |  | No | No | Non-Lead - Copper | No | 2020 | 3/4 | Field inspection only with no records | Yes | Visual inspection at the meter pit | 05/26/2024 00:00:00 |  | Non-Lead - Plastic | 2020 | 3/4 | Installation date after lead ban | Yes | Visual inspection at the meter pit | 05/26/2024 00:00:00 |  | Non-Lead | No | No |  | Building | [5 empty] | Non-Lead |  | 32.732932 | -103.11493
5537 | 419 E GREEN ACRES DR, HOBBS NM |  | No | No | Unknown - Unlikely Lead | Don't Know |  |  |  | No | Other |  | Will Inspect meter box at a later date | Unknown - Unlikely Lead |  |  |  | No | Other |  | Will Inspect meter box at a later date | Unknown | Don't Know | Don't Know |  | Building | Unknown | Unknown | No |  |  | Unknown
5601 | 1012 E GREEN ACRES DR, HOBBS NM |  | No | No | Unknown - Unlikely Lead | Don't Know |  |  |  | No | Other |  | Will Inspect meter box at a later date | Unknown - Unlikely Lead |  |  |  | No | Other |  | Will Inspect meter box at a later date | Unknown | Don't Know | Don't Know |  | Building | Unknown | Unknown | No |  |  | Unknown
9792 | 3101 N NORTHWEST DR, HOBBS NM |  | No | No | Unknown - Unlikely Lead | Don't Know |  |  |  | No | Other |  | Will Inspect meter box at a later date | Unknown - Unlikely Lead |  |  |  | No | Other |  | Will Inspect meter box at a later date | Unknown | Don't Know | Don't Know |  | Building | Unknown | Unknown | No |  |  | Unknown |  | 32.7336891 | -103.1525096
5024 | 123 N ELM ST, HOBBS NM |  | No | No | Unknown - Unlikely Lead | Don't Know |  |  |  | No | Other |  | Will Inspect meter box at a later date | Unknown - Unlikely Lead |  |  |  | No | Other |  | Will Inspect meter box at a later date | Unknown | Don't Know | Don't Know |  | Building | Unknown | Unknown | No |  |  | Unknown
4989 | 323 N EASTERN ST, HOBBS NM |  | No | No | Unknown - Unlikely Lead | Don't Know |  |  |  | No | Other |  | Will Inspect meter box at a later date | Unknown - Unlikely Lead |  |  |  | No | Other |  | Will Inspect meter box at a later date | Unknown | Don't Know | Don't Know |  | Building | Unknown | Unknown | No |  |  | Unknown
9580 | 44 MIGHTY ATOM CIRCLE, HOBBS NM |  | No | No | Non-Lead - Plastic | No | 2020 | 1 | Field inspection only with no records | Yes | Visual inspection at the meter pit | 06/03/2024 00:00:00 |  | Non-Lead - Plastic | 2020 | 1 | Field inspection only with no records | Yes | Visual inspection at the meter pit | 06/03/2024 00:00:00 |  | Non-Lead | No | No |  | Single Family Residence |  | No | No |  |  | Non-Lead |  | 32.746811 | -103.199407
6857 | 517 W HUMBLE ST, HOBBS NM |  | No | No | Unknown - Unlikely Lead | Don't Know |  |  |  | No | Other |  | Will Inspect meter box at a later date | Unknown - Unlikely Lead |  |  |  | No | Other |  | Will Inspect meter box at a later date | Unknown | Don't Know | Don't Know |  | Building | Unknown | Unknown | No |  |  | Unknown |  | 32.6932052 | -103.1419776
6894 | 1729 S HEIZER PARKWAY, HOBBS NM |  | No | No | Non-Lead - Copper | No |  | 3/4 | Field inspection only with no records | Yes | Visual inspection at the meter pit | 09/02/2024 00:00:00 |  | Non-Lead - Copper |  | 3/4 | Installation date after lead ban | No | Visual inspection at the meter pit | 09/02/2024 00:00:00 |  | Non-Lead | No | No |  | Single Family Residence |  | No | No |  |  | Non-Lead |  | 32.6828 | -103.136447
7578 | 906 W KIOWA AVE, HOBBS NM |  | No | No | Unknown - Unlikely Lead | Don't Know |  |  |  | No | Other |  | Will Inspect meter box at a later date | Unknown - Unlikely Lead |  |  |  | No | Other |  | Will Inspect meter box at a later date | Unknown | Don't Know | Don't Know |  | Building | Unknown | Unknown | No |  |  | Unknown |  | 32.7362321 | -103.1466089
6651 | 5106 W HARDTACK RD, HOBBS NM |  | No | No | Non-Lead - Plastic | No | 2015 | 3/4 | Field inspection only with no records | Yes | Visual inspection at the meter pit | 05/26/2024 00:00:00 |  | Non-Lead - Plastic | 2015 | 3/4 | Installation date after lead ban | Yes | Visual inspection at the meter pit | 05/26/2024 00:00:00 |  | Non-Lead | No | No |  | Single Family Residence |  | No | No |  |  | Non-Lead |  | 32.752108 | -103.201255
9582 | 40 MIGHTY ATOM CIRCLE, HOBBS NM |  | No | No | Non-Lead - Plastic | No | 2020 | 1 | Field inspection only with no records | Yes | Visual inspection at the meter pit | 06/03/2024 00:00:00 |  | Non-Lead - Plastic | 2020 | 1 | Field inspection only with no records | Yes | Visual inspection at the meter pit | 06/03/2024 00:00:00 |  | Non-Lead | No | No |  | Single Family Residence |  | No | No |  |  | Non-Lead |  | 32.74665 | -103.199256
6221 | 4210 N GRIMES ST, HOBBS NM |  | No | No | Unknown - Unlikely Lead | Don't Know |  |  |  | No | Other |  | Will Inspect meter box at a later date | Unknown - Unlikely Lead |  |  |  | No | Other |  | Will Inspect meter box at a later date | Unknown | Don't Know | Don't Know |  | Building | Unknown | Unknown | No |  |  | Unknown |  | 32.746868 | -103.1441289
9393 | 106 W MESA DR, HOBBS NM |  | No | No | Unknown - Unlikely Lead | Don't Know |  |  |  | No | Other |  | Will Inspect meter box at a later date | Unknown - Unlikely Lead |  |  |  | No | Other |  | Will Inspect meter box at a later date | Unknown | Don't Know | Don't Know |  | Building | Unknown | Unknown | No |  |  | Unknown |  | 32.7176316 | -103.1359941
8087 | 6436 LILY POND RD, HOBBS NM |  | No | No | Non-Lead - Plastic | No | 2022 | 1 | Field inspection only with no records | Yes | Visual inspection at the meter pit | 07/23/2024 00:00:00 |  | Non-Lead - Plastic | 2022 | 1 | Field inspection only with no records | Yes | Visual inspection at the meter pit | 07/23/2024 00:00:00 |  | Non-Lead | No | No |  | Single Family Residence | Unknown | No | No |  |  | Non-Lead |  | 32.7728795 | -103.1563812
9511 | 1618 MARQUIS LN, HOBBS NM |  | No | No | Unknown - Unlikely Lead | Don't Know |  |  |  | No | Other |  | Will Inspect meter box at a later date | Unknown - Unlikely Lead |  |  |  | No | Other |  | Will Inspect meter box at a later date | Unknown | Don't Know | Don't Know |  | Building | Unknown | Unknown | No |  |  | Unknown |  | 32.7400332 | -103.1560651
9543 | 1810 MARQUIS LN, HOBBS NM |  | No | No | Unknown - Unlikely Lead | Don't Know |  |  |  | No | Other |  | Will Inspect meter box at a later date | Unknown - Unlikely Lead |  |  |  | No | Other |  | Will Inspect meter box at a later date | Unknown | Don't Know | Don't Know |  | Building | Unknown | Unknown | No |  |  | Unknown |  | 32.7399021 | -103.1585859
6550 | 2504 N HOUSTON ST, HOBBS NM |  | No | No | Unknown - Unlikely Lead | Don't Know |  |  |  | No | Other |  | Will Inspect meter box at a later date | Unknown - Unlikely Lead |  |  |  | No | Other |  | Will Inspect meter box at a later date | Unknown | Don't Know | Don't Know |  | Building | Unknown | Unknown | No |  |  | Unknown |  | 32.7284883 | -103.1326009
5238 | 2025 N FOWLER ST, HOBBS NM |  | No | No | Unknown - Unlikely Lead | Don't Know |  |  |  | No | Other |  | Will Inspect meter box at a later date | Unknown - Unlikely Lead |  |  |  | No | Other |  | Will Inspect meter box at a later date | Unknown | Don't Know | Don't Know |  | Building | Unknown | Unknown | No |  |  | Unknown
8429 | 406 W MESQUITE DR, HOBBS NM |  | No | No | Unknown - Unlikely Lead | Don't Know |  |  |  | No | Other |  | Will Inspect meter box at a later date | Unknown - Unlikely Lead |  |  |  | No | Other |  | Will Inspect meter box at a later date | Unknown | Don't Know | Don't Know |  | Building | Unknown | Unknown | No |  |  | Unknown |  | 32.6887078 | -103.1406797
7376 | 1200 S JEFFERSON ST, HOBBS NM |  | No | No | Unknown - Unlikely Lead | Don't Know |  |  |  | No | Other |  | Will Inspect meter box at a later date | Unknown - Unlikely Lead |  |  |  | No | Other |  | Will Inspect meter box at a later date | Unknown | Don't Know | Don't Know |  | Building | Unknown | Unknown | No |  |  | Unknown |  | 32.6890971 | -103.1236544
9134 | 3309 N MCKINLEY ST 6B, HOBBS NM |  | No | No | Unknown - Unlikely Lead | Don't Know |  |  |  | No | Other |  | Will Inspect meter box at a later date | Unknown - Unlikely Lead |  |  |  | No | Other |  | Will Inspect meter box at a later date | Unknown | Don't Know | Don't Know |  | Building | Unknown | Unknown | No |  |  | Unknown |  | 32.7401504 | -103.1315127
9402 | 302 W MESA DR, HOBBS NM |  | No | No | Unknown - Unlikely Lead | Don't Know |  |  |  | No | Other |  | Will Inspect meter box at a later date | Unknown - Unlikely Lead |  |  |  | No | Other |  | Will Inspect meter box at a later date | Unknown | Don't Know | Don't Know |  | Building | Unknown | Unknown | No |  |  | Unknown |  | 32.7170444 | -103.1382526
770 | 2118 E ARBORS AVE, HOBBS NM |  | No | No | Non-Lead - Copper | No | 2007 | 3/4 | Field inspection only with no records | Yes | Visual inspection at the meter pit | 05/26/2024 00:00:00 |  | Non-Lead - Plastic | 2007 | 3/4 | Installation date after lead ban | Yes | Visual inspection at the meter pit | 05/26/2024 00:00:00 |  | Non-Lead | No | No |  | Single Family Residence |  | No | No |  |  | Non-Lead |  | 32.7273998 | -103.1110319
5478 | 1618 N GRAYSON ST, HOBBS NM |  | No | No | Unknown - Unlikely Lead | Don't Know |  |  |  | No | Other |  | Will Inspect meter box at a later date | Unknown - Unlikely Lead |  |  |  | No | Other |  | Will Inspect meter box at a later date | Unknown | Don't Know | Don't Know |  | Building | Unknown | Unknown | No |  |  | Unknown
7091 | 923 W IRON AVE, HOBBS NM |  | No | No | Unknown - Unlikely Lead | Don't Know |  |  |  | No | Other |  | Will Inspect meter box at a later date | Unknown - Unlikely Lead |  |  |  | No | Other |  | Will Inspect meter box at a later date | Unknown | Don't Know | Don't Know |  | Building | Unknown | Unknown | No |  |  | Unknown |  | 32.7315161 | -103.147498
5130 | 3006 N FOWLER ST, HOBBS NM |  | No | No | Unknown - Unlikely Lead | Don't Know |  |  |  | No | Other |  | Will Inspect meter box at a later date | Unknown - Unlikely Lead |  |  |  | No | Other |  | Will Inspect meter box at a later date | Unknown | Don't Know | Don't Know |  | Building | Unknown | Unknown | No |  |  | Unknown
8631 | 100 E MARLAND ST, HOBBS NM |  | No | No | Unknown - Unlikely Lead | Don't Know |  |  |  | No | Other |  | Will Inspect meter box at a later date | Unknown - Unlikely Lead |  |  |  | No | Other |  | Will Inspect meter box at a later date | Unknown | Don't Know | Don't Know |  | Building | Unknown | Unknown | No |  |  | Unknown |  | 32.6967675 | -103.1358362
4870 | 2318 N DESERT WILLOW LN, HOBBS NM |  | No | No | Non-Lead - Plastic | No | 2007 | 1 | Field inspection only with no records | Yes | Visual inspection at the meter pit | 06/03/2024 00:00:00 |  | Non-Lead - Plastic | 2007 | 1 | Field inspection only with no records | Yes | Visual inspection at the meter pit | 06/03/2024 00:00:00 |  | Non-Lead | No | No |  | Single Family Residence |  | No | No |  |  | Non-Lead
804 | 501 W BERRY DR, HOBBS NM |  | No | No | Unknown - Unlikely Lead | Don't Know |  |  |  | No | Other |  | Will Inspect meter box at a later date | Unknown - Unlikely Lead |  |  |  | No | Other |  | Will Inspect meter box at a later date | Unknown | Don't Know | Don't Know |  | Building | Unknown | Unknown | No |  |  | Unknown |  | 32.7138925 | -103.1413242
5945 | 1107 N GULF ST, HOBBS NM |  | No | No | Unknown - Unlikely Lead | Don't Know |  |  |  | No | Other |  | Will Inspect meter box at a later date | Unknown - Unlikely Lead |  |  |  | No | Other |  | Will Inspect meter box at a later date | Unknown | Don't Know | Don't Know |  | Building | Unknown | Unknown | No |  |  | Unknown
9747 | 2331 MATTHEWS CT, HOBBS NM |  | No | No | Unknown - Unlikely Lead | Don't Know |  |  |  | No | Other |  | Will Inspect meter box at a later date | Unknown - Unlikely Lead |  |  |  | No | Other |  | Will Inspect meter box at a later date | Unknown | Don't Know | Don't Know |  | Building | Unknown | Unknown | No |  |  | Unknown |  | 32.7268659 | -103.1203201
569 | 221 S AVENUE A, HOBBS NM |  | No | No | Unknown - Unlikely Lead | Don't Know |  |  |  | No | Other |  | Will Inspect meter box at a later date | Unknown - Unlikely Lead |  |  |  | No | Other |  | Will Inspect meter box at a later date | Unknown | Don't Know | Don't Know |  | Building | Unknown | Unknown | No |  |  | Unknown
4948 | 4105-B EL NIDO, HOBBS NM |  | No | No | Non-Lead - Plastic | No | 2015 | 1 | Field inspection only with no records | Yes | Visual inspection at the meter pit | 06/03/2024 00:00:00 |  | Non-Lead - Plastic | 2015 | 1 | Field inspection only with no records | Yes | Visual inspection at the meter pit | 06/03/2024 00:00:00 |  | Non-Lead | No | No |  | Single Family Residence |  | No | No |  |  | Non-Lead
718 | 2027 N ADOBE DR, HOBBS NM |  | No | No | Unknown - Unlikely Lead | Don't Know |  |  |  | No | Other |  | Will Inspect meter box at a later date | Unknown - Unlikely Lead |  |  |  | No | Other |  | Will Inspect meter box at a later date | Unknown | Don't Know | Don't Know |  | Building | Unknown | Unknown | No |  |  | Unknown |  | 32.7229812 | -103.1402832
5262 | 715 S FOWLER ST, HOBBS NM |  | No | No | Unknown - Unlikely Lead | Don't Know |  |  |  | No | Other |  | Will Inspect meter box at a later date | Unknown - Unlikely Lead |  |  |  | No | Other |  | Will Inspect meter box at a later date | Unknown | Don't Know | Don't Know |  | Building | Unknown | Unknown | No |  |  | Unknown
8789 | 314 N MORRIS ST, HOBBS NM |  | No | No | Unknown - Unlikely Lead | Don't Know |  |  |  | No | Other |  | Will Inspect meter box at a later date | Unknown - Unlikely Lead |  |  |  | No | Other |  | Will Inspect meter box at a later date | Unknown | Don't Know | Don't Know |  | Building | Unknown | Unknown | No |  |  | Unknown |  | 32.7035994 | -103.1285463
6755 | 2000 N HOMESTEAD DR, HOBBS NM |  | No | No | Non-Lead - Plastic | No | 2019 | 1 | Field inspection only with no records | Yes | Visual inspection at the meter pit | 09/02/2024 00:00:00 |  | Non-Lead - Plastic | 2019 | 1 | Installation date after lead ban | Yes | Visual inspection at the meter pit | 09/02/2024 00:00:00 |  | Non-Lead | No | No |  | Single Family Residence |  | No | No |  |  | Non-Lead |  | 32.721995 | -103.111575
7579 | 1319 W KIOWA AVE, HOBBS NM |  | No | No | Unknown - Unlikely Lead | Don't Know |  |  |  | No | Other |  | Will Inspect meter box at a later date | Unknown - Unlikely Lead |  |  |  | No | Other |  | Will Inspect meter box at a later date | Unknown | Don't Know | Don't Know |  | Building | Unknown | Unknown | No |  |  | Unknown |  | 32.7360655 | -103.1513321
5960 | 1406 N GULF ST, HOBBS NM |  | No | No | Unknown - Unlikely Lead | Don't Know |  |  |  | No | Other |  | Will Inspect meter box at a later date | Unknown - Unlikely Lead |  |  |  | No | Other |  | Will Inspect meter box at a later date | Unknown | Don't Know | Don't Know |  | Building | Unknown | Unknown | No |  |  | Unknown
6961 | 1509 W HOOT OWL CT, HOBBS NM |  | No | No | Non-Lead - Plastic | No | 2021 | 1 | Installation date after lead ban | No | Other |  | GIS verfied because of being built after ban | Non-Lead - Plastic | 2021 | 1 | Installation date after lead ban | No | Other |  | Newer Construction, verified by GIS Mapping |  | No | No |  | Single Family Residence | Unknown | No | No |  |  | Non-Lead |  | 32.7710015 | -103.1548865
7494 | 610 E KIVA DR, HOBBS NM |  | No | No | Unknown - Unlikely Lead | Don't Know |  |  |  | No | Other |  | Will Inspect meter box at a later date | Unknown - Unlikely Lead |  |  |  | No | Other |  | Will Inspect meter box at a later date | Unknown | Don't Know | Don't Know |  | Building | Unknown | Unknown | No |  |  | Unknown |  | 32.7334902 | -103.1299221
8637 | 1405 E MARLAND ST, HOBBS NM |  | No | No | Unknown - Unlikely Lead | Don't Know |  |  |  | No | Other |  | Will Inspect meter box at a later date | Unknown - Unlikely Lead |  |  |  | No | Other |  | Will Inspect meter box at a later date | Unknown | Don't Know | Don't Know |  | Building | Unknown | Unknown | No |  |  | Unknown |  | 32.695811 | -103.119759
8786 | 211 N MORRIS ST, HOBBS NM |  | No | No | Unknown - Unlikely Lead | Don't Know |  |  |  | No | Other |  | Will Inspect meter box at a later date | Unknown - Unlikely Lead |  |  |  | No | Other |  | Will Inspect meter box at a later date | Unknown | Don't Know | Don't Know |  | Building | Unknown | Unknown | No |  |  | Unknown |  | 32.7025488 | -103.1291006
9558 | 4817 W MIGHTY ATOM RD, HOBBS NM |  | No | No | Non-Lead - Plastic | No | 2020 | 1 | Field inspection only with no records | Yes | Visual inspection at the meter pit | 06/03/2024 00:00:00 |  | Non-Lead - Plastic | 2020 | 1 | Field inspection only with no records | Yes | Visual inspection at the meter pit | 06/03/2024 00:00:00 |  | Non-Lead | No | No |  | Single Family Residence |  | No | No |  |  | Non-Lead |  | 32.747287 | -103.198323
5072 | 910 E EAGLE DR, HOBBS NM |  | No | No | Unknown - Unlikely Lead | Don't Know |  |  |  | No | Other |  | Will Inspect meter box at a later date | Unknown - Unlikely Lead |  |  |  | No | Other |  | Will Inspect meter box at a later date | Unknown | Don't Know | Don't Know |  | Building | Unknown | Unknown | No |  |  | Unknown
7676 | 6113 N LOBO CT, HOBBS NM |  | No | No | Unknown - Unlikely Lead | Don't Know |  |  |  | No | Other |  | Will Inspect meter box at a later date | Unknown - Unlikely Lead |  |  |  | No | Other |  | Will Inspect meter box at a later date | Unknown | Don't Know | Don't Know |  | Building | Unknown | Unknown | No |  |  | Unknown |  | 32.7701194 | -103.1803013
8463 | 1515 W MARLAND BLVD, HOBBS NM |  | No | No | Unknown - Unlikely Lead | Don't Know |  |  |  | No | Other |  | Will Inspect meter box at a later date | Unknown - Unlikely Lead |  |  |  | No | Other |  | Will Inspect meter box at a later date | Unknown | Don't Know | Don't Know |  | Building | Unknown | Unknown | No |  |  | Unknown |  | 32.6958081 | -103.1541233
7951 | 1121 N LLANO DR, HOBBS NM |  | No | No | Unknown - Unlikely Lead | Don't Know |  |  |  | No | Other |  | Will Inspect meter box at a later date | Unknown - Unlikely Lead |  |  |  | No | Other |  | Will Inspect meter box at a later date | Unknown | Don't Know | Don't Know |  | Building | Unknown | Unknown | No |  |  | Unknown |  | 32.7120276 | -103.1177426
568 | 301 S AVENUE A, HOBBS NM |  | No | No | Unknown - Unlikely Lead | Don't Know |  |  |  | No | Other |  | Will Inspect meter box at a later date | Unknown - Unlikely Lead |  |  |  | No | Other |  | Will Inspect meter box at a later date | Unknown | Don't Know | Don't Know |  | Building | Unknown | Unknown | No |  |  | Unknown
6338 | 129 S GRIMES ST, HOBBS NM |  | No | No | Unknown - Unlikely Lead | Don't Know |  |  |  | No | Other |  | Will Inspect meter box at a later date | Unknown - Unlikely Lead |  |  |  | No | Other |  | Will Inspect meter box at a later date | Unknown | Don't Know | Don't Know |  | Building | Unknown | Unknown | No |  |  | Unknown |  | 32.699889 | -103.145762
860 | 228 W BERRY DR, HOBBS NM |  | No | No | Unknown - Unlikely Lead | Don't Know |  |  |  | No | Other |  | Will Inspect meter box at a later date | Unknown - Unlikely Lead |  |  |  | No | Other |  | Will Inspect meter box at a later date | Unknown | Don't Know | Don't Know |  | Building | Unknown | Unknown | No |  |  | Unknown |  | 32.7154383 | -103.1375291
6245 | 4324 N GRIMES ST, HOBBS NM |  | No | No | Unknown - Unlikely Lead | Don't Know |  |  |  | No | Other |  | Will Inspect meter box at a later date | Unknown - Unlikely Lead |  |  |  | No | Other |  | Will Inspect meter box at a later date | Unknown | Don't Know | Don't Know |  | Building | Unknown | Unknown | No |  |  | Unknown |  | 32.7483352 | -103.1446197
9767 | 2623 N NORTHWEST DR, HOBBS NM |  | No | No | Unknown - Unlikely Lead | Don't Know |  |  |  | No | Other |  | Will Inspect meter box at a later date | Unknown - Unlikely Lead |  |  |  | No | Other |  | Will Inspect meter box at a later date | Unknown | Don't Know | Don't Know |  | Building | Unknown | Unknown | No |  |  | Unknown |  | 32.7289521 | -103.1478383
6458 | 831 E HIGHLAND DR, HOBBS NM |  | No | No | Unknown - Unlikely Lead | Don't Know |  |  |  | No | Other |  | Will Inspect meter box at a later date | Unknown - Unlikely Lead |  |  |  | No | Other |  | Will Inspect meter box at a later date | Unknown | Don't Know | Don't Know |  | Building | Unknown | Unknown | No |  |  | Unknown |  | 32.7294463 | -103.1263644
6163 | 228 N GRIMES ST, HOBBS NM |  | No | No | Unknown - Unlikely Lead | Don't Know |  |  |  | No | Other |  | Will Inspect meter box at a later date | Unknown - Unlikely Lead |  |  |  | No | Other |  | Will Inspect meter box at a later date | Unknown | Don't Know | Don't Know |  | Building | Unknown | Unknown | No |  |  | Unknown |  | 32.7036804 | -103.1443996
9745 | 2321 MATTHEWS CT, HOBBS NM |  | No | No | Unknown - Unlikely Lead | Don't Know |  |  |  | No | Other |  | Will Inspect meter box at a later date | Unknown - Unlikely Lead |  |  |  | No | Other |  | Will Inspect meter box at a later date | Unknown | Don't Know | Don't Know |  | Building | Unknown | Unknown | No |  |  | Unknown |  | 32.7263902 | -103.1203543
7636 | 4904 W KING KELLY RD, HOBBS NM |  | No | No | Non-Lead - Plastic | No | 2021 | 1 | Field inspection only with no records | Yes | Visual inspection at the meter pit | 09/30/2024 00:00:00 |  | Non-Lead - Plastic | 2021 | 3/4 | Field inspection only with no records | Yes | Visual inspection at the meter pit | 09/30/2024 00:00:00 |  | Non-Lead | No | No |  | Single Family Residence |  | No | No |  |  | Non-Lead |  | 32.749264 | -103.19897
5736 | 1516 N GILA DR, HOBBS NM |  | No | No | Unknown - Unlikely Lead | Don't Know |  |  |  | No | Other |  | Will Inspect meter box at a later date | Unknown - Unlikely Lead |  |  |  | No | Other |  | Will Inspect meter box at a later date | Unknown | Don't Know | Don't Know |  | Building | Unknown | Unknown | No |  |  | Unknown
7946 | 1201 N LLANO DR, HOBBS NM |  | No | No | Unknown - Unlikely Lead | Don't Know |  |  |  | No | Other |  | Will Inspect meter box at a later date | Unknown - Unlikely Lead |  |  |  | No | Other |  | Will Inspect meter box at a later date | Unknown | Don't Know | Don't Know |  | Building | Unknown | Unknown | No |  |  | Unknown |  | 32.7122535 | -103.1176641
5070 | 103 E EAGLE DR, HOBBS NM |  | No | No | Unknown - Unlikely Lead | Don't Know |  |  |  | No | Other |  | Will Inspect meter box at a later date | Unknown - Unlikely Lead |  |  |  | No | Other |  | Will Inspect meter box at a later date | Unknown | Don't Know | Don't Know |  | Building | Unknown | Unknown | No |  |  | Unknown
7667 | 3716 N KNAPP LN, HOBBS NM |  | No | No | Unknown - Unlikely Lead | Don't Know |  |  |  | No | Other |  | Will Inspect meter box at a later date | Unknown - Unlikely Lead |  |  |  | No | Other |  | Will Inspect meter box at a later date | Unknown | Don't Know | Don't Know |  | Building | Unknown | Unknown | No |  |  | Unknown |  | 32.741357 | -103.143508
8924 | 909 E MIDWEST ST, HOBBS NM |  | No | No | Unknown - Unlikely Lead | Don't Know |  |  |  | No | Other |  | Will Inspect meter box at a later date | Unknown - Unlikely Lead |  |  |  | No | Other |  | Will Inspect meter box at a later date | Unknown | Don't Know | Don't Know |  | Building | Unknown | Unknown | No |  |  | Unknown |  | 32.6910806 | -103.125709
4784 | 1513 N DENSON DR, HOBBS NM |  | No | No | Unknown - Unlikely Lead | Don't Know |  |  |  | No | Other |  | Will Inspect meter box at a later date | Unknown - Unlikely Lead |  |  |  | No | Other |  | Will Inspect meter box at a later date | Unknown | Don't Know | Don't Know |  | Building | Unknown | Unknown | No |  |  | Unknown
7418 | 912 E JACKSON RD, HOBBS NM |  | No | No | Unknown - Unlikely Lead | Don't Know |  |  |  | No | Other |  | Will Inspect meter box at a later date | Unknown - Unlikely Lead |  |  |  | No | Other |  | Will Inspect meter box at a later date | Unknown | Don't Know | Don't Know |  | Building | Unknown | Unknown | No |  |  | Unknown |  | 32.7208776 | -103.1253711
5510 | 415 E GREEN ACRES DR, HOBBS NM |  | No | No | Unknown - Unlikely Lead | Don't Know |  |  |  | No | Other |  | Will Inspect meter box at a later date | Unknown - Unlikely Lead |  |  |  | No | Other |  | Will Inspect meter box at a later date | Unknown | Don't Know | Don't Know |  | Building | Unknown | Unknown | No |  |  | Unknown
68 | 507 S 9TH ST, HOBBS NM |  | No | No | Unknown - Unlikely Lead | Don't Know |  |  |  | No | Other |  | Will Inspect meter box at a later date | Unknown - Unlikely Lead |  |  |  | No | Other |  | Will Inspect meter box at a later date | Unknown | Don't Know | Don't Know |  | Building | Unknown | Unknown | No |  |  | Unknown |  | 32.6961576 | -103.1180248
5341 | 26 FAIRMONT CT, HOBBS NM |  | No | No | Unknown - Unlikely Lead | Don't Know |  |  |  | No | Other |  | Will Inspect meter box at a later date | Unknown - Unlikely Lead |  |  |  | No | Other |  | Will Inspect meter box at a later date | Unknown | Don't Know | Don't Know |  | Building | Unknown | Unknown | No |  |  | Unknown
4791 | 1104 N DENSON DR, HOBBS NM |  | No | No | Unknown - Unlikely Lead | Don't Know |  |  |  | No | Other |  | Will Inspect meter box at a later date | Unknown - Unlikely Lead |  |  |  | No | Other |  | Will Inspect meter box at a later date | Unknown | Don't Know | Don't Know |  | Building | Unknown | Unknown | No |  |  | Unknown
82 | 15 ACOMA CT, HOBBS NM |  | No | No | Unknown - Unlikely Lead | Don't Know |  |  |  | No | Other |  | Will Inspect meter box at a later date | Unknown - Unlikely Lead |  |  |  | No | Other |  | Will Inspect meter box at a later date | Unknown | Don't Know | Don't Know |  | Building | Unknown | Unknown | No |  |  | Unknown |  | 32.7360643 | -103.1392204
6481 | 210 W HARDEN BLVD, HOBBS NM |  | No | No | Unknown - Unlikely Lead | Don't Know |  |  |  | No | Other |  | Will Inspect meter box at a later date | Unknown - Unlikely Lead |  |  |  | No | Other |  | Will Inspect meter box at a later date | Unknown | Don't Know | Don't Know |  | Building | Unknown | Unknown | No |  |  | Unknown |  | 32.6942699 | -103.1380906
7424 | 1000 E JACKSON RD, HOBBS NM |  | No | No | Unknown - Unlikely Lead | Don't Know |  |  |  | No | Other |  | Will Inspect meter box at a later date | Unknown - Unlikely Lead |  |  |  | No | Other |  | Will Inspect meter box at a later date | Unknown | Don't Know | Don't Know |  | Building | Unknown | Unknown | No |  |  | Unknown |  | 32.7208653 | -103.1242228
6312 | 225 N GRIMES ST, HOBBS NM |  | No | No | Unknown - Unlikely Lead | Don't Know |  |  |  | No | Other |  | Will Inspect meter box at a later date | Unknown - Unlikely Lead |  |  |  | No | Other |  | Will Inspect meter box at a later date | Unknown | Don't Know | Don't Know |  | Building | Unknown | Unknown | No |  |  | Unknown |  | 32.7032904 | -103.1451949
7217 | 312 E JEMEZ RD, HOBBS NM |  | No | No | Unknown - Unlikely Lead | Don't Know |  |  |  | No | Other |  | Will Inspect meter box at a later date | Unknown - Unlikely Lead |  |  |  | No | Other |  | Will Inspect meter box at a later date | Unknown | Don't Know | Don't Know |  | Building | Unknown | Unknown | No |  |  | Unknown |  | 35.867142 | -106.272952
5724 | 1716 N GILA DR, HOBBS NM |  | No | No | Unknown - Unlikely Lead | Don't Know |  |  |  | No | Other |  | Will Inspect meter box at a later date | Unknown - Unlikely Lead |  |  |  | No | Other |  | Will Inspect meter box at a later date | Unknown | Don't Know | Don't Know |  | Building | Unknown | Unknown | No |  |  | Unknown
97 | 5 ACOMA CT, HOBBS NM |  | No | No | Unknown - Unlikely Lead | Don't Know |  |  |  | No | Other |  | Will Inspect meter box at a later date | Unknown - Unlikely Lead |  |  |  | No | Other |  | Will Inspect meter box at a later date | Unknown | Don't Know | Don't Know |  | Building | Unknown | Unknown | No |  |  | Unknown |  | 32.7360608 | -103.1399912
7963 | 801 E LINCOLN RD, HOBBS NM |  | No | No | Unknown - Unlikely Lead | Don't Know |  |  |  | No | Other |  | Will Inspect meter box at a later date | Unknown - Unlikely Lead |  |  |  | No | Other |  | Will Inspect meter box at a later date | Unknown | Don't Know | Don't Know |  | Building | Unknown | Unknown | No |  |  | Unknown |  | 32.719517 | -103.1273524
784 | 203 E BERRY DR, HOBBS NM |  | No | No | Unknown - Unlikely Lead | Don't Know |  |  |  | No | Other |  | Will Inspect meter box at a later date | Unknown - Unlikely Lead |  |  |  | No | Other |  | Will Inspect meter box at a later date | Unknown | Don't Know | Don't Know |  | Building | Unknown | Unknown | No |  |  | Unknown |  | 32.7159678 | -103.1345684
6003 | 1230 N GULF ST, HOBBS NM |  | No | No | Unknown - Unlikely Lead | Don't Know |  |  |  | No | Other |  | Will Inspect meter box at a later date | Unknown - Unlikely Lead |  |  |  | No | Other |  | Will Inspect meter box at a later date | Unknown | Don't Know | Don't Know |  | Building | Unknown | Unknown | No |  |  | Unknown |  | 32.7131818 | -103.1527621
675 | 630 E ASPEN ST, HOBBS NM |  | No | No | Unknown - Unlikely Lead | Don't Know |  |  |  | No | Other |  | Will Inspect meter box at a later date | Unknown - Unlikely Lead |  |  |  | No | Other |  | Will Inspect meter box at a later date | Unknown | Don't Know | Don't Know |  | Building | Unknown | Unknown | No |  |  | Unknown |  | 32.7355831 | -103.1301177
9569 | 4812 W MIGHTY ATOM RD, HOBBS NM |  | No | No | Non-Lead - Plastic | No | 2020 | 1 | Field inspection only with no records | Yes | Visual inspection at the meter pit | 06/03/2024 00:00:00 |  | Non-Lead - Plastic | 2020 | 1 | Field inspection only with no records | Yes | Visual inspection at the meter pit | 06/03/2024 00:00:00 |  | Non-Lead | No | No |  | Single Family Residence |  | No | No |  |  | Non-Lead |  | 32.74774 | -103.198119
8458 | 2210 1/2 W MARLAND ST, HOBBS NM |  | No | No | Unknown - Unlikely Lead | Don't Know |  |  |  | No | Other |  | Will Inspect meter box at a later date | Unknown - Unlikely Lead |  |  |  | No | Other |  | Will Inspect meter box at a later date | Unknown | Don't Know | Don't Know |  | Building | Unknown | Unknown | No |  |  | Unknown
9285 | 108 W MAIN ST, HOBBS NM |  | No | No | Unknown - Unlikely Lead | Don't Know |  |  |  | No | Other |  | Will Inspect meter box at a later date | Unknown - Unlikely Lead |  |  |  | No | Other |  | Will Inspect meter box at a later date | Unknown | Don't Know | Don't Know |  | Building | Unknown | Unknown | No |  |  | Unknown |  | 32.6926302 | -103.1370824
5423 | 1129 N GRAYSON ST, HOBBS NM |  | No | No | Unknown - Unlikely Lead | Don't Know |  |  |  | No | Other |  | Will Inspect meter box at a later date | Unknown - Unlikely Lead |  |  |  | No | Other |  | Will Inspect meter box at a later date | Unknown | Don't Know | Don't Know |  | Building | Unknown | Unknown | No |  |  | Unknown
5517 | 420 E GREEN ACRES DR, HOBBS NM |  | No | No | Unknown - Unlikely Lead | Don't Know |  |  |  | No | Other |  | Will Inspect meter box at a later date | Unknown - Unlikely Lead |  |  |  | No | Other |  | Will Inspect meter box at a later date | Unknown | Don't Know | Don't Know |  | Building | Unknown | Unknown | No |  |  | Unknown
7256 | 103 N JEFFERSON ST, HOBBS NM |  | No | No | Unknown - Unlikely Lead | Don't Know |  |  |  | No | Other |  | Will Inspect meter box at a later date | Unknown - Unlikely Lead |  |  |  | No | Other |  | Will Inspect meter box at a later date | Unknown | Don't Know | Don't Know |  | Building | Unknown | Unknown | No |  |  | Unknown |  | 32.7013324 | -103.124277
9830 | 3612 N NORTHWEST DR, HOBBS NM |  | No | No | Unknown - Unlikely Lead | Don't Know |  |  |  | No | Other |  | Will Inspect meter box at a later date | Unknown - Unlikely Lead |  |  |  | No | Other |  | Will Inspect meter box at a later date | Unknown | Don't Know | Don't Know |  | Building | Unknown | Unknown | No |  |  | Unknown |  | 32.7395448 | -103.1575598
6950 | 1803 E HIGHWOOD AVE, HOBBS NM |  | No | No | Non-Lead - Plastic | Don't Know | 2019 | 1 | Field inspection only with no records | Yes | Visual inspection at the meter pit | 08/19/2024 00:00:00 |  | Non-Lead - Plastic | 2019 | 1 | Field inspection only with no records | Yes | Visual inspection at the meter pit | 08/19/2024 00:00:00 |  | Non-Lead | No | Don't Know |  | Single Family Residence |  | No | No |  |  | Non-Lead |  | 32.731757 | -103.115053
5681 | 915 W GOLD AVE, HOBBS NM |  | No | No | Unknown - Unlikely Lead | Don't Know |  |  |  | No | Other |  | Will Inspect meter box at a later date | Unknown - Unlikely Lead |  |  |  | No | Other |  | Will Inspect meter box at a later date | Unknown | Don't Know | Don't Know |  | Building | Unknown | Unknown | No |  |  | Unknown
6738 | 2124 N HOMESTEAD DR, HOBBS NM |  | No | No | Non-Lead - Plastic | No | 2019 | 1 | Field inspection only with no records | Yes | Visual inspection at the meter pit | 09/02/2024 00:00:00 |  | Non-Lead - Plastic | 2019 | 1 | Installation date after lead ban | Yes | Visual inspection at the meter pit | 09/02/2024 00:00:00 |  | Non-Lead | No | No |  | Single Family Residence |  | No | No |  |  | Non-Lead |  | 32.724399 | -103.111121
5511 | 503 E GREEN ACRES DR, HOBBS NM |  | No | No | Unknown - Unlikely Lead | Don't Know |  |  |  | No | Other |  | Will Inspect meter box at a later date | Unknown - Unlikely Lead |  |  |  | No | Other |  | Will Inspect meter box at a later date | Unknown | Don't Know | Don't Know |  | Building | Unknown | Unknown | No |  |  | Unknown
6440 | 2006 E HIGHLAND DR, HOBBS NM |  | No | No | Non-Lead - Copper | No | 2007 | 3/4 | Field inspection only with no records | Yes | Visual inspection at the meter pit | 05/26/2024 00:00:00 |  | Non-Lead - Copper | 2007 | 3/4 | Installation date after lead ban | Yes | Visual inspection at the meter pit | 05/26/2024 00:00:00 |  | Non-Lead | No | No |  | Single Family Residence |  | No | No |  |  | Non-Lead |  | 32.7297122 | -103.1129662
966 | 101 W BAJA DR, HOBBS NM |  | No | No | Unknown - Unlikely Lead | Don't Know |  |  |  | No | Other |  | Will Inspect meter box at a later date | Unknown - Unlikely Lead |  |  |  | No | Other |  | Will Inspect meter box at a later date | Unknown | Don't Know | Don't Know |  | Building | Unknown | Unknown | No |  |  | Unknown |  | 32.718845 | -103.1358302
5218 | 1000 N FOWLER ST, HOBBS NM |  | No | No | Unknown - Unlikely Lead | Don't Know |  |  |  | No | Other |  | Will Inspect meter box at a later date | Unknown - Unlikely Lead |  |  |  | No | Other |  | Will Inspect meter box at a later date | Unknown | Don't Know | Don't Know |  | Building | Unknown | Unknown | No |  |  | Unknown
8246 | 4813 W LONGTAIL RD, HOBBS NM |  | No | No | Non-Lead - Plastic | No | 2020 | 1 | Field inspection only with no records | Yes | Visual inspection at the meter pit | 09/30/2024 00:00:00 |  | Non-Lead - Plastic | 2020 | 3/4 | Field inspection only with no records | Yes | Visual inspection at the meter pit | 09/30/2024 00:00:00 |  | Non-Lead | No | No |  | Single Family Residence | Unknown | No | No |  |  | Non-Lead |  | 32.7503233 | -103.1981274
9059 | 314 S MCKINLEY ST, HOBBS NM |  | No | No | Unknown - Unlikely Lead | Don't Know |  |  |  | No | Other |  | Will Inspect meter box at a later date | Unknown - Unlikely Lead |  |  |  | No | Other |  | Will Inspect meter box at a later date | Unknown | Don't Know | Don't Know |  | Building | Unknown | Unknown | No |  |  | Unknown |  | 32.6980296 | -103.1324428
6276 | 620 N GRIMES ST, HOBBS NM |  | No | No | Unknown - Unlikely Lead | Don't Know |  |  |  | No | Other |  | Will Inspect meter box at a later date | Unknown - Unlikely Lead |  |  |  | No | Other |  | Will Inspect meter box at a later date | Unknown | Don't Know | Don't Know |  | Building | Unknown | Unknown | No |  |  | Unknown |  | 32.7068263 | -103.1446555
6269 | 905 N GRIMES ST, HOBBS NM |  | No | No | Unknown - Unlikely Lead | Don't Know |  |  |  | No | Other |  | Will Inspect meter box at a later date | Unknown - Unlikely Lead |  |  |  | No | Other |  | Will Inspect meter box at a later date | Unknown | Don't Know | Don't Know |  | Building | Unknown | Unknown | No |  |  | Unknown |  | 32.7096089 | -103.1451753
6874 | 901 W HUMBLE ST, HOBBS NM |  | No | No | Unknown - Unlikely Lead | Don't Know |  |  |  | No | Other |  | Will Inspect meter box at a later date | Unknown - Unlikely Lead |  |  |  | No | Other |  | Will Inspect meter box at a later date | Unknown | Don't Know | Don't Know |  | Building | Unknown | Unknown | No |  |  | Unknown |  | 32.6931676 | -103.1463019
5908 | 320 E GYPSY ST #2, HOBBS NM |  | No | No | Unknown - Unlikely Lead | Don't Know |  |  |  | No | Other |  | Will Inspect meter box at a later date | Unknown - Unlikely Lead |  |  |  | No | Other |  | Will Inspect meter box at a later date | Unknown | Don't Know | Don't Know |  | Building | Unknown | Unknown | No |  |  | Unknown
5117 | 2905 N EPOCA CIRCLE, HOBBS NM |  | No | No | Non-Lead - Plastic | No | 2021 | 1 | Field inspection only with no records | Yes | Visual inspection at the meter pit | 05/26/2024 00:00:00 |  | Non-Lead - Plastic | 2021 | 1 | Installation date after lead ban | Yes | Visual inspection at the meter pit | 05/26/2024 00:00:00 |  | Non-Lead | No | No |  | Single Family Residence |  | No | No |  |  | Non-Lead
6496 | 504 N HOUSTON ST, HOBBS NM |  | No | No | Unknown - Unlikely Lead | Don't Know |  |  |  | No | Other |  | Will Inspect meter box at a later date | Unknown - Unlikely Lead |  |  |  | No | Other |  | Will Inspect meter box at a later date | Unknown | Don't Know | Don't Know |  | Building | Unknown | Unknown | No |  |  | Unknown |  | 32.7053242 | -103.1310781
7119 | 2638 N JADE AVE, HOBBS NM |  | No | No | Unknown - Unlikely Lead | Don't Know |  |  |  | No | Other |  | Will Inspect meter box at a later date | Unknown - Unlikely Lead |  |  |  | No | Other |  | Will Inspect meter box at a later date | Unknown | Don't Know | Don't Know |  | Building | Unknown | Unknown | No |  |  | Unknown |  | 32.7311045 | -103.1393539
6374 | 4904 W GREY GHOST RD, HOBBS NM |  | No | No | Non-Lead - Plastic | No | 2017 | 3/4 | Field inspection only with no records | Yes | Visual inspection at the meter pit | 05/26/2024 00:00:00 |  | Non-Lead - Plastic | 2017 | 3/4 | Installation date after lead ban | Yes | Visual inspection at the meter pit | 05/26/2024 00:00:00 |  | Non-Lead | No | No |  | Single Family Residence |  | No | No |  |  | Non-Lead |  | 32.750012 | -103.198969
953 | 212 N AVENUE B, HOBBS NM |  | No | No | Unknown - Unlikely Lead | Don't Know |  |  |  | No | Other |  | Will Inspect meter box at a later date | Unknown - Unlikely Lead |  |  |  | No | Other |  | Will Inspect meter box at a later date | Unknown | Don't Know | Don't Know |  | Building | Unknown | Unknown | No |  |  | Unknown |  | 32.7025554 | -103.1254811
4823 | 1618 N DENSON DR, HOBBS NM |  | No | No | Unknown - Unlikely Lead | Don't Know |  |  |  | No | Other |  | Will Inspect meter box at a later date | Unknown - Unlikely Lead |  |  |  | No | Other |  | Will Inspect meter box at a later date | Unknown | Don't Know | Don't Know |  | Building | Unknown | Unknown | No |  |  | Unknown
6127 | 613 S GIBBS ST, HOBBS NM |  | No | No | Unknown - Unlikely Lead | Don't Know |  |  |  | No | Other |  | Will Inspect meter box at a later date | Unknown - Unlikely Lead |  |  |  | No | Other |  | Will Inspect meter box at a later date | Unknown | Don't Know | Don't Know |  | Building | Unknown | Unknown | No |  |  | Unknown |  | 32.6949279 | -103.1718184
7818 | 607 E LLANO DR, HOBBS NM |  | No | No | Unknown - Unlikely Lead | Don't Know |  |  |  | No | Other |  | Will Inspect meter box at a later date | Unknown - Unlikely Lead |  |  |  | No | Other |  | Will Inspect meter box at a later date | Unknown | Don't Know | Don't Know |  | Building | Unknown | Unknown | No |  |  | Unknown |  | 32.7143488 | -103.1301223
9428 | 3002 MONTGOMERY ST, HOBBS NM |  | No | No | Unknown - Unlikely Lead | Don't Know |  |  |  | No | Other |  | Will Inspect meter box at a later date | Unknown - Unlikely Lead |  |  |  | No | Other |  | Will Inspect meter box at a later date | Unknown | Don't Know | Don't Know |  | Building | Unknown | Unknown | No |  |  | Unknown |  | 32.733243 | -103.1326482
5095 | 3325 N ENTERPRISE DR, HOBBS NM |  | No | No | Unknown - Unlikely Lead | Don't Know |  |  |  | No | Other |  | Will Inspect meter box at a later date | Unknown - Unlikely Lead |  |  |  | No | Other |  | Will Inspect meter box at a later date | Unknown | Don't Know | Don't Know |  | Building | Unknown | Unknown | No |  |  | Unknown
6621 | 1207 S HOUSTON ST, HOBBS NM |  | No | No | Unknown - Unlikely Lead | Don't Know |  |  |  | No | Other |  | Will Inspect meter box at a later date | Unknown - Unlikely Lead |  |  |  | No | Other |  | Will Inspect meter box at a later date | Unknown | Don't Know | Don't Know |  | Building | Unknown | Unknown | No |  |  | Unknown |  | 32.6883492 | -103.1315228
5967 | 1530-D N GULF ST, HOBBS NM |  | No | No | Unknown - Unlikely Lead | Don't Know |  |  |  | No | Other |  | Will Inspect meter box at a later date | Unknown - Unlikely Lead |  |  |  | No | Other |  | Will Inspect meter box at a later date | Unknown | Don't Know | Don't Know |  | Building | Unknown | Unknown | No |  |  | Unknown
8320 | 6120 N LOVINGTON HWY, HOBBS NM |  | No | No | Unknown - Unlikely Lead | Don't Know |  |  |  | No | Other |  | Will Inspect meter box at a later date | Unknown - Unlikely Lead |  |  |  | No | Other |  | Will Inspect meter box at a later date | Unknown | Don't Know | Don't Know |  | Building | Unknown | Unknown | No |  |  | Unknown |  | 32.7702973 | -103.1896068
8380 | 5101 N LOVINGTON HWY, HOBBS NM |  | No | No | Unknown - Unlikely Lead | Don't Know |  |  |  | No | Other |  | Will Inspect meter box at a later date | Unknown - Unlikely Lead |  |  |  | No | Other |  | Will Inspect meter box at a later date | Unknown | Don't Know | Don't Know |  | Building | Unknown | Unknown | No |  |  | Unknown |  | 32.7574956 | -103.1778691
8082 | 6221 N LILY POND RD, HOBBS NM |  | No | No | Non-Lead - Plastic | No | 2022 | 1 | Field inspection only with no records | Yes | Visual inspection at the meter pit | 07/23/2024 00:00:00 |  | Non-Lead - Plastic | 2022 | 1 | Field inspection only with no records | Yes | Visual inspection at the meter pit | 07/23/2024 00:00:00 |  | Non-Lead | No | No |  | Single Family Residence | Unknown | No | No |  |  | Non-Lead |  | 32.7713294 | -103.1566657
6566 | 2426 N HOUSTON ST, HOBBS NM |  | No | No | Unknown - Unlikely Lead | Don't Know |  |  |  | No | Other |  | Will Inspect meter box at a later date | Unknown - Unlikely Lead |  |  |  | No | Other |  | Will Inspect meter box at a later date | Unknown | Don't Know | Don't Know |  | Building | Unknown | Unknown | No |  |  | Unknown |  | 32.7283224 | -103.1324156
5946 | 1112 N GULF ST, HOBBS NM |  | No | No | Unknown - Unlikely Lead | Don't Know |  |  |  | No | Other |  | Will Inspect meter box at a later date | Unknown - Unlikely Lead |  |  |  | No | Other |  | Will Inspect meter box at a later date | Unknown | Don't Know | Don't Know |  | Building | Unknown | Unknown | No |  |  | Unknown
7475 | 1508 W JESIFER CT, HOBBS NM |  | No | No | Non-Lead - Plastic | No | 2008 | 1 | Installation date after lead ban | Yes | Visual inspection at the meter pit | 09/30/2024 00:00:00 |  | Non-Lead - Plastic | 2008 | 1 | Installation date after lead ban | Yes | Visual inspection at the meter pit | 09/30/2024 00:00:00 |  | Non-Lead | No | No |  | Single Family Residence |  | Unknown | No |  |  | Non-Lead |  | 32.7565307 | -103.1542969
5180 | 2101 N FOWLER ST, HOBBS NM |  | No | No | Unknown - Unlikely Lead | Don't Know |  |  |  | No | Other |  | Will Inspect meter box at a later date | Unknown - Unlikely Lead |  |  |  | No | Other |  | Will Inspect meter box at a later date | Unknown | Don't Know | Don't Know |  | Building | Unknown | Unknown | No |  |  | Unknown
7117 | 2701 N JADE AVE, HOBBS NM |  | No | No | Unknown - Unlikely Lead | Don't Know |  |  |  | No | Other |  | Will Inspect meter box at a later date | Unknown - Unlikely Lead |  |  |  | No | Other |  | Will Inspect meter box at a later date | Unknown | Don't Know | Don't Know |  | Building | Unknown | Unknown | No |  |  | Unknown |  | 32.7313798 | -103.1398791
9318 | 1113 W MESA VERDE DR, HOBBS NM |  | No | No | Unknown - Unlikely Lead | Don't Know |  |  |  | No | Other |  | Will Inspect meter box at a later date | Unknown - Unlikely Lead |  |  |  | No | Other |  | Will Inspect meter box at a later date | Unknown | Don't Know | Don't Know |  | Building | Unknown | Unknown | No |  |  | Unknown |  | 32.7458772 | -103.1492469
5994 | 1415 N GULF ST, HOBBS NM |  | No | No | Unknown - Unlikely Lead | Don't Know |  |  |  | No | Other |  | Will Inspect meter box at a later date | Unknown - Unlikely Lead |  |  |  | No | Other |  | Will Inspect meter box at a later date | Unknown | Don't Know | Don't Know |  | Building | Unknown | Unknown | No |  |  | Unknown |  | 32.7153462 | -103.152597
7873 | 1207 E LLANO DR, HOBBS NM |  | No | No | Unknown - Unlikely Lead | Don't Know |  |  |  | No | Other |  | Will Inspect meter box at a later date | Unknown - Unlikely Lead |  |  |  | No | Other |  | Will Inspect meter box at a later date | Unknown | Don't Know | Don't Know |  | Building | Unknown | Unknown | No |  |  | Unknown |  | 32.7141189 | -103.1215603
8984 | 2502 W MIDWEST ST, HOBBS NM |  | No | No | Unknown - Unlikely Lead | Don't Know |  |  |  | No | Other |  | Will Inspect meter box at a later date | Unknown - Unlikely Lead |  |  |  | No | Other |  | Will Inspect meter box at a later date | Unknown | Don't Know | Don't Know |  | Building | Unknown | Unknown | No |  |  | Unknown |  | 32.6915286 | -103.1655773
550 | 108 N AVENUE A, HOBBS NM |  | No | No | Unknown - Unlikely Lead | Don't Know |  |  |  | No | Other |  | Will Inspect meter box at a later date | Unknown - Unlikely Lead |  |  |  | No | Other |  | Will Inspect meter box at a later date | Unknown | Don't Know | Don't Know |  | Building | Unknown | Unknown | No |  |  | Unknown
4828 | 1516 N DENSON DR, HOBBS NM |  | No | No | Unknown - Unlikely Lead | Don't Know |  |  |  | No | Other |  | Will Inspect meter box at a later date | Unknown - Unlikely Lead |  |  |  | No | Other |  | Will Inspect meter box at a later date | Unknown | Don't Know | Don't Know |  | Building | Unknown | Unknown | No |  |  | Unknown
6758 | 1918 N HOMESTEAD DR, HOBBS NM |  | No | No | Non-Lead - Plastic | No | 2019 | 1 | Field inspection only with no records | Yes | Visual inspection at the meter pit | 09/02/2024 00:00:00 |  | Non-Lead - Plastic | 2019 | 1 | Installation date after lead ban | Yes | Visual inspection at the meter pit | 09/02/2024 00:00:00 |  | Non-Lead | No | No |  | Single Family Residence |  | No | No |  |  | Non-Lead |  | 32.7218385 | -103.1117342
9794 | 3121 N NORTHWEST DR, HOBBS NM |  | No | No | Unknown - Unlikely Lead | Don't Know |  |  |  | No | Other |  | Will Inspect meter box at a later date | Unknown - Unlikely Lead |  |  |  | No | Other |  | Will Inspect meter box at a later date | Unknown | Don't Know | Don't Know |  | Building | Unknown | Unknown | No |  |  | Unknown |  | 32.7341142 | -103.1529875
7066 | 1121 W IRON AVE, HOBBS NM |  | No | No | Unknown - Unlikely Lead | Don't Know |  |  |  | No | Other |  | Will Inspect meter box at a later date | Unknown - Unlikely Lead |  |  |  | No | Other |  | Will Inspect meter box at a later date | Unknown | Don't Know | Don't Know |  | Building | Unknown | Unknown | No |  |  | Unknown |  | 32.7314089 | -103.1491658
6991 | 1425 W HONEYSUCKLE CT, HOBBS NM |  | No | No | Non-Lead - Plastic | No | 2021 | 1 | Installation date after lead ban | No | Other |  | GIS verfied because of being built after ban | Non-Lead - Plastic | 2021 | 1 | Installation date after lead ban | No | Other |  | Newer Construction, verified by GIS Mapping |  | No | No |  | Single Family Residence | Unknown | No | No |  |  | Non-Lead |  | 32.77344 | -103.154011
6897 | 1719 S HEIZER PARKWAY, HOBBS NM |  | No | No | Non-Lead - Copper | No |  | 3/4 | Field inspection only with no records | Yes | Visual inspection at the meter pit | 09/02/2024 00:00:00 |  | Non-Lead - Copper |  | 3/4 | Installation date after lead ban | No | Visual inspection at the meter pit | 09/02/2024 00:00:00 |  | Non-Lead | No | No |  | Single Family Residence |  | No | No |  |  | Non-Lead |  | 32.6833761 | -103.1364044
5753 | 1435 N GILA DR, HOBBS NM |  | No | No | Unknown - Unlikely Lead | Don't Know |  |  |  | No | Other |  | Will Inspect meter box at a later date | Unknown - Unlikely Lead |  |  |  | No | Other |  | Will Inspect meter box at a later date | Unknown | Don't Know | Don't Know |  | Building | Unknown | Unknown | No |  |  | Unknown
6601 | 1236 S HOUSTON ST, HOBBS NM |  | No | No | Unknown - Unlikely Lead | Don't Know |  |  |  | No | Other |  | Will Inspect meter box at a later date | Unknown - Unlikely Lead |  |  |  | No | Other |  | Will Inspect meter box at a later date | Unknown | Don't Know | Don't Know |  | Building | Unknown | Unknown | No |  |  | Unknown |  | 32.6862674 | -103.1310086
7922 | 921 E LLANO DR, HOBBS NM |  | No | No | Unknown - Unlikely Lead | Don't Know |  |  |  | No | Other |  | Will Inspect meter box at a later date | Unknown - Unlikely Lead |  |  |  | No | Other |  | Will Inspect meter box at a later date | Unknown | Don't Know | Don't Know |  | Building | Unknown | Unknown | No |  |  | Unknown |  | 32.7141025 | -103.1249604
9758 | 2423 MORGAN CT, HOBBS NM |  | No | No | Unknown - Unlikely Lead | Don't Know |  |  |  | No | Other |  | Will Inspect meter box at a later date | Unknown - Unlikely Lead |  |  |  | No | Other |  | Will Inspect meter box at a later date | Unknown | Don't Know | Don't Know |  | Building | Unknown | Unknown | No |  |  | Unknown |  | 32.7280343 | -103.1195557
6198 | 607 N GRIMES ST, HOBBS NM |  | No | No | Unknown - Unlikely Lead | Don't Know |  |  |  | No | Other |  | Will Inspect meter box at a later date | Unknown - Unlikely Lead |  |  |  | No | Other |  | Will Inspect meter box at a later date | Unknown | Don't Know | Don't Know |  | Building | Unknown | Unknown | No |  |  | Unknown |  | 32.7064454 | -103.1451708
5666 | 128 W GOLD AVE, HOBBS NM |  | No | No | Unknown - Unlikely Lead | Don't Know |  |  |  | No | Other |  | Will Inspect meter box at a later date | Unknown - Unlikely Lead |  |  |  | No | Other |  | Will Inspect meter box at a later date | Unknown | Don't Know | Don't Know |  | Building | Unknown | Unknown | No |  |  | Unknown
9387 | 107 W MESA DR, HOBBS NM |  | No | No | Unknown - Unlikely Lead | Don't Know |  |  |  | No | Other |  | Will Inspect meter box at a later date | Unknown - Unlikely Lead |  |  |  | No | Other |  | Will Inspect meter box at a later date | Unknown | Don't Know | Don't Know |  | Building | Unknown | Unknown | No |  |  | Unknown |  | 32.7171858 | -103.136023
9790 | 3021 N NORTHWEST DR, HOBBS NM |  | No | No | Unknown - Unlikely Lead | Don't Know |  |  |  | No | Other |  | Will Inspect meter box at a later date | Unknown - Unlikely Lead |  |  |  | No | Other |  | Will Inspect meter box at a later date | Unknown | Don't Know | Don't Know |  | Building | Unknown | Unknown | No |  |  | Unknown |  | 32.732732 | -103.151461
588 | 1501 E ALAMEDA ST, HOBBS NM |  | No | No | Unknown - Unlikely Lead | Don't Know |  |  |  | No | Other |  | Will Inspect meter box at a later date | Unknown - Unlikely Lead |  |  |  | No | Other |  | Will Inspect meter box at a later date | Unknown | Don't Know | Don't Know |  | Building | Unknown | Unknown | No |  |  | Unknown
8296 | 6210 N LOVINGTON HWY, HOBBS NM |  | No | No | Unknown - Unlikely Lead | Don't Know |  |  |  | No | Other |  | Will Inspect meter box at a later date | Unknown - Unlikely Lead |  |  |  | No | Other |  | Will Inspect meter box at a later date | Unknown | Don't Know | Don't Know |  | Building | Unknown | Unknown | No |  |  | Unknown |  | 32.7711427 | -103.1905047
5941 | 1226 N GULF ST, HOBBS NM |  | No | No | Unknown - Unlikely Lead | Don't Know |  |  |  | No | Other |  | Will Inspect meter box at a later date | Unknown - Unlikely Lead |  |  |  | No | Other |  | Will Inspect meter box at a later date | Unknown | Don't Know | Don't Know |  | Building | Unknown | Unknown | No |  |  | Unknown
8468 | 2807 W MARLAND ST, HOBBS NM |  | No | No | Unknown - Unlikely Lead | Don't Know |  |  |  | No | Other |  | Will Inspect meter box at a later date | Unknown - Unlikely Lead |  |  |  | No | Other |  | Will Inspect meter box at a later date | Unknown | Don't Know | Don't Know |  | Building | Unknown | Unknown | No |  |  | Unknown |  | 32.6960378 | -103.1725499
8353 | 6610 N LOVINGTON HWY, HOBBS NM |  | No | No | Unknown - Unlikely Lead | Don't Know |  |  |  | No | Other |  | Will Inspect meter box at a later date | Unknown - Unlikely Lead |  |  |  | No | Other |  | Will Inspect meter box at a later date | Unknown | Don't Know | Don't Know |  | Building | Unknown | Unknown | No |  |  | Unknown |  | 32.7752276 | -103.1890026
8281 | 2810 N LOVINGTON HWY, HOBBS NM |  | No | No | Unknown - Unlikely Lead | Don't Know |  |  |  | No | Other |  | Will Inspect meter box at a later date | Unknown - Unlikely Lead |  |  |  | No | Other |  | Will Inspect meter box at a later date | Unknown | Don't Know | Don't Know |  | Building | Unknown | Unknown | No |  |  | Unknown |  | 32.730011 | -103.150143
8562 | 712 W MARLAND ST, HOBBS NM |  | No | No | Unknown - Unlikely Lead | Don't Know |  |  |  | No | Other |  | Will Inspect meter box at a later date | Unknown - Unlikely Lead |  |  |  | No | Other |  | Will Inspect meter box at a later date | Unknown | Don't Know | Don't Know |  | Building | Unknown | Unknown | No |  |  | Unknown |  | 32.6970228 | -103.1444145
7781 | 103 W LEA ST, HOBBS NM |  | No | No | Unknown - Unlikely Lead | Don't Know |  |  |  | No | Other |  | Will Inspect meter box at a later date | Unknown - Unlikely Lead |  |  |  | No | Other |  | Will Inspect meter box at a later date | Unknown | Don't Know | Don't Know |  | Building | Unknown | Unknown | No |  |  | Unknown |  | 32.7090401 | -103.1365552
9422 | 3019 MONTGOMERY ST, HOBBS NM |  | No | No | Unknown - Unlikely Lead | Don't Know |  |  |  | No | Other |  | Will Inspect meter box at a later date | Unknown - Unlikely Lead |  |  |  | No | Other |  | Will Inspect meter box at a later date | Unknown | Don't Know | Don't Know |  | Building | Unknown | Unknown | No |  |  | Unknown |  | 32.733841 | -103.133154
7608 | 909 W KIOWA AVE, HOBBS NM |  | No | No | Unknown - Unlikely Lead | Don't Know |  |  |  | No | Other |  | Will Inspect meter box at a later date | Unknown - Unlikely Lead |  |  |  | No | Other |  | Will Inspect meter box at a later date | Unknown | Don't Know | Don't Know |  | Building | Unknown | Unknown | No |  |  | Unknown |  | 32.7357557 | -103.1465532
8090 | 6510 LILY POND RD, HOBBS NM |  | No | No | Non-Lead - Plastic | No | 2022 | 1 | Field inspection only with no records | Yes | Visual inspection at the meter pit | 07/23/2024 00:00:00 |  | Non-Lead - Plastic | 2022 | 1 | Field inspection only with no records | Yes | Visual inspection at the meter pit | 07/23/2024 00:00:00 |  | Non-Lead | No | No |  | Single Family Residence | Unknown | No | No |  |  | Non-Lead |  | 32.7728795 | -103.1563812
9805 | 3204 N NORTHWEST DR, HOBBS NM |  | No | No | Unknown - Unlikely Lead | Don't Know |  |  |  | No | Other |  | Will Inspect meter box at a later date | Unknown - Unlikely Lead |  |  |  | No | Other |  | Will Inspect meter box at a later date | Unknown | Don't Know | Don't Know |  | Building | Unknown | Unknown | No |  |  | Unknown |  | 32.7352674 | -103.1534161
4775 | 310 N DENSON DR, HOBBS NM |  | No | No | Non-Lead - Plastic | Don't Know |  | 1 | Field inspection only with no records | Yes | Visual inspection at the meter pit | 09/10/2024 00:00:00 |  | Non-Lead - Plastic |  | 1 | Field inspection only with no records | Yes | Visual inspection at the meter pit | 09/10/2024 00:00:00 |  | Non-Lead | No | Don't Know |  | Single Family Residence |  | No | No |  |  | Non-Lead
714 | 2221 N ADOBE DR, HOBBS NM |  | No | No | Unknown - Unlikely Lead | Don't Know |  |  |  | No | Other |  | Will Inspect meter box at a later date | Unknown - Unlikely Lead |  |  |  | No | Other |  | Will Inspect meter box at a later date | Unknown | Don't Know | Don't Know |  | Building | Unknown | Unknown | No |  |  | Unknown |  | 32.7247587 | -103.1402487
7337 | 101 JEFFERSON PL, HOBBS NM |  | No | No | Unknown - Unlikely Lead | Don't Know |  |  |  | No | Other |  | Will Inspect meter box at a later date | Unknown - Unlikely Lead |  |  |  | No | Other |  | Will Inspect meter box at a later date | Unknown | Don't Know | Don't Know |  | Building | Unknown | Unknown | No |  |  | Unknown |  | 32.7150096 | -103.1242708
7758 | 1417 W LEA ST, HOBBS NM |  | No | No | Unknown - Unlikely Lead | Don't Know |  |  |  | No | Other |  | Will Inspect meter box at a later date | Unknown - Unlikely Lead |  |  |  | No | Other |  | Will Inspect meter box at a later date | Unknown | Don't Know | Don't Know |  | Building | Unknown | Unknown | No |  |  | Unknown |  | 32.7091464 | -103.1527155
5615 | 1207 N GREEN ACRES DR, HOBBS NM |  | No | No | Unknown - Unlikely Lead | Don't Know |  |  |  | No | Other |  | Will Inspect meter box at a later date | Unknown - Unlikely Lead |  |  |  | No | Other |  | Will Inspect meter box at a later date | Unknown | Don't Know | Don't Know |  | Building | Unknown | Unknown | No |  |  | Unknown
5683 | 922 W GOLD AVE, HOBBS NM |  | No | No | Unknown - Unlikely Lead | Don't Know |  |  |  | No | Other |  | Will Inspect meter box at a later date | Unknown - Unlikely Lead |  |  |  | No | Other |  | Will Inspect meter box at a later date | Unknown | Don't Know | Don't Know |  | Building | Unknown | Unknown | No |  |  | Unknown
8161 | 308 S LEECH ST, HOBBS NM |  | No | No | Unknown - Unlikely Lead | Don't Know |  |  |  | No | Other |  | Will Inspect meter box at a later date | Unknown - Unlikely Lead |  |  |  | No | Other |  | Will Inspect meter box at a later date | Unknown | Don't Know | Don't Know |  | Building | Unknown | Unknown | No |  |  | Unknown |  | 32.698267 | -103.1422215
5390 | 1425 W FROG LEAP CT, HOBBS NM |  | No | No | Non-Lead - Plastic | No | 2019 | 1 | Installation date after lead ban | No | Other |  | Newer Construction, verified by GIS Mapping | Non-Lead - Plastic | 2008 | 1 | Installation date after lead ban | No | Other |  | Newer Construction, verified by GIS Mapping |  | No | No |  | Single Family Residence | Unknown | No | No |  |  | Non-Lead
8806 | 1220 S MORRIS ST, HOBBS NM |  | No | No | Unknown - Unlikely Lead | Don't Know |  |  |  | No | Other |  | Will Inspect meter box at a later date | Unknown - Unlikely Lead |  |  |  | No | Other |  | Will Inspect meter box at a later date | Unknown | Don't Know | Don't Know |  | Building | Unknown | Unknown | No |  |  | Unknown |  | 32.6866604 | -103.1290275
6249 | 3734 N GRIMES ST SUITE 102, HOBBS NM |  | No | No | Non-Lead - Plastic | Don't Know |  | 1 | Field inspection only with no records | Yes | Visual inspection at the meter pit | 08/13/2024 00:00:00 |  | Non-Lead - Plastic | 2022 | 1 | Field inspection only with no records | Yes | Visual inspection at the meter pit | 08/13/2024 00:00:00 |  | Non-Lead | No | Don't Know |  | Building |  | No | No |  |  | Non-Lead |  | 32.7416596 | -103.1443273
6247 | 3405-B N GRIMES ST, HOBBS NM |  | No | No | Unknown - Unlikely Lead | Don't Know |  |  |  | No | Other |  | Will Inspect meter box at a later date | Unknown - Unlikely Lead |  |  |  | No | Other |  | Will Inspect meter box at a later date | Unknown | Don't Know | Don't Know |  | Building | Unknown | Unknown | No |  |  | Unknown
9846 | 3009 N NORTHWEST DR, HOBBS NM |  | No | No | Unknown - Unlikely Lead | Don't Know |  |  |  | No | Other |  | Will Inspect meter box at a later date | Unknown - Unlikely Lead |  |  |  | No | Other |  | Will Inspect meter box at a later date | Unknown | Don't Know | Don't Know |  | Building | Unknown | Unknown | No |  |  | Unknown |  | 32.7325333 | -103.1512975
7580 | 507-D W KIOWA AVE, HOBBS NM |  | No | No | Unknown - Unlikely Lead | Don't Know |  |  |  | No | Other |  | Will Inspect meter box at a later date | Unknown - Unlikely Lead |  |  |  | No | Other |  | Will Inspect meter box at a later date | Unknown | Don't Know | Don't Know |  | Building | Unknown | Unknown | No |  |  | Unknown
9549 | 4425 MEADOWBROOK DR, HOBBS NM |  | No | No | Unknown - Unlikely Lead | Don't Know |  |  |  | No | Other |  | Will Inspect meter box at a later date | Unknown - Unlikely Lead |  |  |  | No | Other |  | Will Inspect meter box at a later date | Unknown | Don't Know | Don't Know |  | Building | Unknown | Unknown | No |  |  | Unknown |  | 32.749621 | -103.1635011
7403 | 211 S JEFFERSON ST, HOBBS NM |  | No | No | Non-Lead - Plastic | No | Unknown | 3/4 | Field inspection only with no records | Yes | Visual inspection at the meter pit | 04/17/2024 00:00:00 |  | Non-Lead - Plastic | 2008 | 3/4 | Field inspection only with no records | Yes | Visual inspection at the meter pit | 04/17/2024 00:00:00 |  | Non-Lead | No | No | Not Applicable | Single Family Residence | Unknown | No | No |  |  | Non-Lead |  | 32.6993357 | -103.1242105
7921 | 1220 E LLANO DR, HOBBS NM |  | No | No | Unknown - Unlikely Lead | Don't Know |  |  |  | No | Other |  | Will Inspect meter box at a later date | Unknown - Unlikely Lead |  |  |  | No | Other |  | Will Inspect meter box at a later date | Unknown | Don't Know | Don't Know |  | Building | Unknown | Unknown | No |  |  | Unknown |  | 32.7145628 | -103.1209046
9360 | 403 E MESA DR, HOBBS NM |  | No | No | Unknown - Unlikely Lead | Don't Know |  |  |  | No | Other |  | Will Inspect meter box at a later date | Unknown - Unlikely Lead |  |  |  | No | Other |  | Will Inspect meter box at a later date | Unknown | Don't Know | Don't Know |  | Building | Unknown | Unknown | No |  |  | Unknown |  | 32.7173022 | -103.1324273
4810 | 1532 N DENSON DR, HOBBS NM |  | No | No | Unknown - Unlikely Lead | Don't Know |  |  |  | No | Other |  | Will Inspect meter box at a later date | Unknown - Unlikely Lead |  |  |  | No | Other |  | Will Inspect meter box at a later date | Unknown | Don't Know | Don't Know |  | Building | Unknown | Unknown | No |  |  | Unknown
6123 | 700 S GIBBS ST, HOBBS NM |  | No | No | Unknown - Unlikely Lead | Don't Know |  |  |  | No | Other |  | Will Inspect meter box at a later date | Unknown - Unlikely Lead |  |  |  | No | Other |  | Will Inspect meter box at a later date | Unknown | Don't Know | Don't Know |  | Building | Unknown | Unknown | No |  |  | Unknown |  | 32.6948901 | -103.1713455
5986 | 1113 N GULF ST, HOBBS NM |  | No | No | Unknown - Unlikely Lead | Don't Know |  |  |  | No | Other |  | Will Inspect meter box at a later date | Unknown - Unlikely Lead |  |  |  | No | Other |  | Will Inspect meter box at a later date | Unknown | Don't Know | Don't Know |  | Building | Unknown | Unknown | No |  |  | Unknown |  | 32.7116225 | -103.1531723
7719 | 604 E LEA ST, HOBBS NM |  | No | No | Unknown - Unlikely Lead | Don't Know |  |  |  | No | Other |  | Will Inspect meter box at a later date | Unknown - Unlikely Lead |  |  |  | No | Other |  | Will Inspect meter box at a later date | Unknown | Don't Know | Don't Know |  | Building | Unknown | Unknown | No |  |  | Unknown |  | 32.7094432 | -103.1295474
8517 | 1612 W MARLAND ST, HOBBS NM |  | No | No | Unknown - Unlikely Lead | Don't Know |  |  |  | No | Other |  | Will Inspect meter box at a later date | Unknown - Unlikely Lead |  |  |  | No | Other |  | Will Inspect meter box at a later date | Unknown | Don't Know | Don't Know |  | Building | Unknown | Unknown | No |  |  | Unknown |  | 32.6970358 | -103.155745
480 | 425 E ABO DR, HOBBS NM |  | No | No | Unknown - Unlikely Lead | Don't Know |  |  |  | No | Other |  | Will Inspect meter box at a later date | Unknown - Unlikely Lead |  |  |  | No | Other |  | Will Inspect meter box at a later date | Unknown | Don't Know | Don't Know |  | Building | Unknown | Unknown | No |  |  | Unknown
4939 | 3923-B EL NIDO, HOBBS NM |  | No | No | Non-Lead - Plastic | No | 2015 | 1 | Field inspection only with no records | Yes | Visual inspection at the meter pit | 06/03/2024 00:00:00 |  | Non-Lead - Plastic | 2015 | 1 | Field inspection only with no records | Yes | Visual inspection at the meter pit | 06/03/2024 00:00:00 |  | Non-Lead | No | No |  | Single Family Residence |  | No | No |  |  | Non-Lead
7876 | 600 E LLANO DR, HOBBS NM |  | No | No | Unknown - Unlikely Lead | Don't Know |  |  |  | No | Other |  | Will Inspect meter box at a later date | Unknown - Unlikely Lead |  |  |  | No | Other |  | Will Inspect meter box at a later date | Unknown | Don't Know | Don't Know |  | Building | Unknown | Unknown | No |  |  | Unknown |  | 32.7147731 | -103.1302159
6311 | 200 N GRIMES ST, HOBBS NM |  | No | No | Unknown - Unlikely Lead | Don't Know |  |  |  | No | Other |  | Will Inspect meter box at a later date | Unknown - Unlikely Lead |  |  |  | No | Other |  | Will Inspect meter box at a later date | Unknown | Don't Know | Don't Know |  | Building | Unknown | Unknown | No |  |  | Unknown |  | 32.70235 | -103.1443857
5605 | 1119 N GREEN ACRES DR, HOBBS NM |  | No | No | Unknown - Unlikely Lead | Don't Know |  |  |  | No | Other |  | Will Inspect meter box at a later date | Unknown - Unlikely Lead |  |  |  | No | Other |  | Will Inspect meter box at a later date | Unknown | Don't Know | Don't Know |  | Building | Unknown | Unknown | No |  |  | Unknown
9523 | 1806 MARQUIS LN, HOBBS NM |  | No | No | Unknown - Unlikely Lead | Don't Know |  |  |  | No | Other |  | Will Inspect meter box at a later date | Unknown - Unlikely Lead |  |  |  | No | Other |  | Will Inspect meter box at a later date | Unknown | Don't Know | Don't Know |  | Building | Unknown | Unknown | No |  |  | Unknown |  | 32.740061 | -103.1583887
7981 | 915 E LINCOLN RD, HOBBS NM |  | No | No | Unknown - Unlikely Lead | Don't Know |  |  |  | No | Other |  | Will Inspect meter box at a later date | Unknown - Unlikely Lead |  |  |  | No | Other |  | Will Inspect meter box at a later date | Unknown | Don't Know | Don't Know |  | Building | Unknown | Unknown | No |  |  | Unknown |  | 32.7195343 | -103.1255513
7106 | 3229 INDUSTRIAL DR, HOBBS NM |  | No | No | Unknown - Unlikely Lead | Don't Know |  |  |  | No | Other |  | Will Inspect meter box at a later date | Unknown - Unlikely Lead |  |  |  | No | Other |  | Will Inspect meter box at a later date | Unknown | Don't Know | Don't Know |  | Building | Unknown | Unknown | No |  |  | Unknown |  | 32.7353942 | -103.157804
6041 | 1020 E GLORIETTA DR, HOBBS NM |  | No | No | Non-Lead - Plastic | No | 2020 | 1 | Field inspection only with no records | Yes | Visual inspection at the meter pit | 05/26/2024 00:00:00 |  | Non-Lead - Plastic | 2020 | 1 | Installation date after lead ban | Yes | Visual inspection at the meter pit | 05/26/2024 00:00:00 |  | Non-Lead | No | No |  | Single Family Residence |  | No | No |  |  | Non-Lead |  | 32.733251 | -103.124308
9726 | 901 E MICHIGAN DR, HOBBS NM |  | No | No | Unknown - Unlikely Lead | Don't Know |  |  |  | No | Other |  | Will Inspect meter box at a later date | Unknown - Unlikely Lead |  |  |  | No | Other |  | Will Inspect meter box at a later date | Unknown | Don't Know | Don't Know |  | Building | Unknown | Unknown | No |  |  | Unknown |  | 32.7218945 | -103.1256359
831 | 1501 W BERRY DR, HOBBS NM |  | No | No | Unknown - Unlikely Lead | Don't Know |  |  |  | No | Other |  | Will Inspect meter box at a later date | Unknown - Unlikely Lead |  |  |  | No | Other |  | Will Inspect meter box at a later date | Unknown | Don't Know | Don't Know |  | Building | Unknown | Unknown | No |  |  | Unknown |  | 32.7148467 | -103.1542627
7083 | 608 W IRON AVE, HOBBS NM |  | No | No | Unknown - Unlikely Lead | Don't Know |  |  |  | No | Other |  | Will Inspect meter box at a later date | Unknown - Unlikely Lead |  |  |  | No | Other |  | Will Inspect meter box at a later date | Unknown | Don't Know | Don't Know |  | Building | Unknown | Unknown | No |  |  | Unknown |  | 32.7318022 | -103.1431533
9490 | 6309 N MEADOWLANDS DR, HOBBS NM |  | No | No | Non-Lead - Plastic | No |  | 1 | Field inspection only with no records | Yes | Visual inspection at the meter pit | 06/03/2024 00:00:00 |  | Non-Lead - Plastic |  | 1 | Field inspection only with no records | Yes | Visual inspection at the meter pit | 06/03/2024 00:00:00 |  | Non-Lead | No | No |  | Single Family Residence |  | No | No |  |  | Non-Lead |  | 32.772116 | -103.157613
5714 | 1626 N GILA DR, HOBBS NM |  | No | No | Unknown - Unlikely Lead | Don't Know |  |  |  | No | Other |  | Will Inspect meter box at a later date | Unknown - Unlikely Lead |  |  |  | No | Other |  | Will Inspect meter box at a later date | Unknown | Don't Know | Don't Know |  | Building | Unknown | Unknown | No |  |  | Unknown
7206 | 600 E JEMEZ RD, HOBBS NM |  | No | No | Unknown - Unlikely Lead | Don't Know |  |  |  | No | Other |  | Will Inspect meter box at a later date | Unknown - Unlikely Lead |  |  |  | No | Other |  | Will Inspect meter box at a later date | Unknown | Don't Know | Don't Know |  | Building | Unknown | Unknown | No |  |  | Unknown |  | 35.867142 | -106.272952
6129 | 921 S GIBBS ST, HOBBS NM |  | No | No | Unknown - Unlikely Lead | Don't Know |  |  |  | No | Other |  | Will Inspect meter box at a later date | Unknown - Unlikely Lead |  |  |  | No | Other |  | Will Inspect meter box at a later date | Unknown | Don't Know | Don't Know |  | Building | Unknown | Unknown | No |  |  | Unknown |  | 32.692213 | -103.1719913
8405 | 2528 W LAKEVIEW DR, HOBBS NM |  | No | No | Unknown - Unlikely Lead | Don't Know |  |  |  | No | Other |  | Will Inspect meter box at a later date | Unknown - Unlikely Lead |  |  |  | No | Other |  | Will Inspect meter box at a later date | Unknown | Don't Know | Don't Know |  | Building | Unknown | Unknown | No |  |  | Unknown |  | 32.7504097 | -103.1680889
7149 | 1701 W JOE HARVEY BLVD SUITE 800, HOBBS NM |  | No | No | Unknown - Unlikely Lead | Don't Know |  |  |  | No | Other |  | Will Inspect meter box at a later date | Unknown - Unlikely Lead |  |  |  | No | Other |  | Will Inspect meter box at a later date | Unknown | Don't Know | Don't Know |  | Building | Unknown | Unknown | No |  |  | Unknown |  | 32.741187 | -103.156941
6810 | 622 E HUMBLE ST, HOBBS NM |  | No | No | Unknown - Unlikely Lead | Don't Know |  |  |  | No | Other |  | Will Inspect meter box at a later date | Unknown - Unlikely Lead |  |  |  | No | Other |  | Will Inspect meter box at a later date | Unknown | Don't Know | Don't Know |  | Building | Unknown | Unknown | No |  |  | Unknown |  | 32.6936632 | -103.1292782
5215 | 2420 N FOWLER ST, HOBBS NM |  | No | No | Unknown - Unlikely Lead | Don't Know |  |  |  | No | Other |  | Will Inspect meter box at a later date | Unknown - Unlikely Lead |  |  |  | No | Other |  | Will Inspect meter box at a later date | Unknown | Don't Know | Don't Know |  | Building | Unknown | Unknown | No |  |  | Unknown
7433 | 900 JICARILLA ST, HOBBS NM |  | No | No | Unknown - Unlikely Lead | Don't Know |  |  |  | No | Other |  | Will Inspect meter box at a later date | Unknown - Unlikely Lead |  |  |  | No | Other |  | Will Inspect meter box at a later date | Unknown | Don't Know | Don't Know |  | Building | Unknown | Unknown | No |  |  | Unknown |  | 32.7453735 | -103.1461962
84 | 14 ACOMA CT, HOBBS NM |  | No | No | Unknown - Unlikely Lead | Don't Know |  |  |  | No | Other |  | Will Inspect meter box at a later date | Unknown - Unlikely Lead |  |  |  | No | Other |  | Will Inspect meter box at a later date | Unknown | Don't Know | Don't Know |  | Building | Unknown | Unknown | No |  |  | Unknown |  | 32.7364126 | -103.1392109
8216 | 1112 W LAUGHLIN DR, HOBBS NM |  | No | No | Unknown - Unlikely Lead | Don't Know |  |  |  | No | Other |  | Will Inspect meter box at a later date | Unknown - Unlikely Lead |  |  |  | No | Other |  | Will Inspect meter box at a later date | Unknown | Don't Know | Don't Know |  | Building | Unknown | Unknown | No |  |  | Unknown |  | 32.7128141 | -103.1497399
931 | 200 S AVENUE B #1, HOBBS NM |  | No | No | Unknown - Unlikely Lead | Don't Know |  |  |  | No | Other |  | Will Inspect meter box at a later date | Unknown - Unlikely Lead |  |  |  | No | Other |  | Will Inspect meter box at a later date | Unknown | Don't Know | Don't Know |  | Building | Unknown | Unknown | No |  |  | Unknown
9859 | 2905 N NORTHWEST DR, HOBBS NM |  | No | No | Unknown - Unlikely Lead | Don't Know |  |  |  | No | Other |  | Will Inspect meter box at a later date | Unknown - Unlikely Lead |  |  |  | No | Other |  | Will Inspect meter box at a later date | Unknown | Don't Know | Don't Know |  | Building | Unknown | Unknown | No |  |  | Unknown |  | 32.7311727 | -103.1500305
6466 | 1401 E HIGHLAND DR, HOBBS NM |  | No | No | Unknown - Unlikely Lead | Don't Know |  |  |  | No | Other |  | Will Inspect meter box at a later date | Unknown - Unlikely Lead |  |  |  | No | Other |  | Will Inspect meter box at a later date | Unknown | Don't Know | Don't Know |  | Building | Unknown | Unknown | No |  |  | Unknown |  | 32.7289751 | -103.1196662
7800 | 202 W LLANO DR, HOBBS NM |  | No | No | Unknown - Unlikely Lead | Don't Know |  |  |  | No | Other |  | Will Inspect meter box at a later date | Unknown - Unlikely Lead |  |  |  | No | Other |  | Will Inspect meter box at a later date | Unknown | Don't Know | Don't Know |  | Building | Unknown | Unknown | No |  |  | Unknown |  | 32.7166272 | -103.1366953
4900 | 1610 E DUNN ST, HOBBS NM |  | No | No | Unknown - Unlikely Lead | Don't Know |  |  |  | No | Other |  | Will Inspect meter box at a later date | Unknown - Unlikely Lead |  |  |  | No | Other |  | Will Inspect meter box at a later date | Unknown | Don't Know | Don't Know |  | Building | Unknown | Unknown | No |  |  | Unknown
6911 | 1416 S HANNAH RD, HOBBS NM |  | No | No | Unknown - Unlikely Lead | Don't Know |  |  |  | No | Other |  | Will Inspect meter box at a later date | Unknown - Unlikely Lead |  |  |  | No | Other |  | Will Inspect meter box at a later date | Unknown | Don't Know | Don't Know |  | Building | Unknown | Unknown | No |  |  | Unknown |  | 32.6851888 | -103.1422378
5050 | 422 S ELM ST, HOBBS NM |  | No | No | Unknown - Unlikely Lead | Don't Know |  |  |  | No | Other |  | Will Inspect meter box at a later date | Unknown - Unlikely Lead |  |  |  | No | Other |  | Will Inspect meter box at a later date | Unknown | Don't Know | Don't Know |  | Building | Unknown | Unknown | No |  |  | Unknown
7998 | 1002 E LINCOLN RD, HOBBS NM |  | No | No | Unknown - Unlikely Lead | Don't Know |  |  |  | No | Other |  | Will Inspect meter box at a later date | Unknown - Unlikely Lead |  |  |  | No | Other |  | Will Inspect meter box at a later date | Unknown | Don't Know | Don't Know |  | Building | Unknown | Unknown | No |  |  | Unknown |  | 32.7201061 | -103.1241036
8480 | 1301 W MARLAND ST, HOBBS NM |  | No | No | Non-Lead - Copper | Don't Know |  | 3/4 | Field inspection only with no records | Yes | Visual inspection at the meter pit | 09/10/2024 00:00:00 |  | Non-Lead - Plastic |  | 3/4 | Field inspection only with no records | Yes | Visual inspection at the meter pit | 09/10/2024 00:00:00 |  | Non-Lead | No | Don't Know |  | Building |  | No | No |  |  | Non-Lead |  | 32.6962258 | -103.1209317
8954 | 513 W MIDWEST ST, HOBBS NM |  | No | No | Unknown - Unlikely Lead | Don't Know |  |  |  | No | Other |  | Will Inspect meter box at a later date | Unknown - Unlikely Lead |  |  |  | No | Other |  | Will Inspect meter box at a later date | Unknown | Don't Know | Don't Know |  | Building | Unknown | Unknown | No |  |  | Unknown |  | 32.6910218 | -103.1417942
8067 | 801 S LINAM ST, HOBBS NM |  | No | No | Unknown - Unlikely Lead | Don't Know |  |  |  | No | Other |  | Will Inspect meter box at a later date | Unknown - Unlikely Lead |  |  |  | No | Other |  | Will Inspect meter box at a later date | Unknown | Don't Know | Don't Know |  | Building | Unknown | Unknown | No |  |  | Unknown |  | 32.6932175 | -103.13898
6959 | 1514 W HOOT OWL CT, HOBBS NM |  | No | No | Non-Lead - Plastic | No | 2021 | 1 | Installation date after lead ban | No | Other |  | GIS verfied because of being built after ban | Non-Lead - Plastic | 2021 | 1 | Installation date after lead ban | No | Other |  | Newer Construction, verified by GIS Mapping |  | No | No |  | Single Family Residence | Unknown | No | No |  |  | Non-Lead |  | 32.7714896 | -103.1550439
9560 | 4830 W MIGHTY ATOM RD, HOBBS NM |  | No | No | Non-Lead - Plastic | No | 2020 | 1 | Field inspection only with no records | Yes | Visual inspection at the meter pit | 06/03/2024 00:00:00 |  | Non-Lead - Plastic | 2020 | 1 | Field inspection only with no records | Yes | Visual inspection at the meter pit | 06/03/2024 00:00:00 |  | Non-Lead | No | No |  | Single Family Residence |  | No | No |  |  | Non-Lead |  | 32.747741 | -103.198761
927 | 119 S AVENUE B, HOBBS NM |  | No | No | Unknown - Unlikely Lead | Don't Know |  |  |  | No | Other |  | Will Inspect meter box at a later date | Unknown - Unlikely Lead |  |  |  | No | Other |  | Will Inspect meter box at a later date | Unknown | Don't Know | Don't Know |  | Building | Unknown | Unknown | No |  |  | Unknown |  | 32.700038 | -103.1260275
8808 | 1224 S MORRIS ST, HOBBS NM |  | No | No | Unknown - Unlikely Lead | Don't Know |  |  |  | No | Other |  | Will Inspect meter box at a later date | Unknown - Unlikely Lead |  |  |  | No | Other |  | Will Inspect meter box at a later date | Unknown | Don't Know | Don't Know |  | Building | Unknown | Unknown | No |  |  | Unknown |  | 32.6863336 | -103.1290092
9602 | 1121 W MACKENZIE DR, HOBBS NM |  | No | No | Unknown - Unlikely Lead | Don't Know |  |  |  | No | Other |  | Will Inspect meter box at a later date | Unknown - Unlikely Lead |  |  |  | No | Other |  | Will Inspect meter box at a later date | Unknown | Don't Know | Don't Know |  | Building | Unknown | Unknown | No |  |  | Unknown |  | 32.7131704 | -103.1501351
595 | 1904 E ALAMEDA ST, HOBBS NM |  | No | No | Unknown - Unlikely Lead | Don't Know |  |  |  | No | Other |  | Will Inspect meter box at a later date | Unknown - Unlikely Lead |  |  |  | No | Other |  | Will Inspect meter box at a later date | Unknown | Don't Know | Don't Know |  | Building | Unknown | Unknown | No |  |  | Unknown
9907 | 613 E NAVAJO RD, HOBBS NM |  | No | No | Unknown - Unlikely Lead | Don't Know |  |  |  | No | Other |  | Will Inspect meter box at a later date | Unknown - Unlikely Lead |  |  |  | No | Other |  | Will Inspect meter box at a later date | Unknown | Don't Know | Don't Know |  | Building | Unknown | Unknown | No |  |  | Unknown |  | 32.7392382 | -103.1317021
6345 | 323 S GRIMES ST, HOBBS NM |  | No | No | Unknown - Unlikely Lead | Don't Know |  |  |  | No | Other |  | Will Inspect meter box at a later date | Unknown - Unlikely Lead |  |  |  | No | Other |  | Will Inspect meter box at a later date | Unknown | Don't Know | Don't Know |  | Building | Unknown | Unknown | No |  |  | Unknown |  | 32.6976886 | -103.1448839
7761 | 400 W LEA ST, HOBBS NM |  | No | No | Unknown - Unlikely Lead | Don't Know |  |  |  | No | Other |  | Will Inspect meter box at a later date | Unknown - Unlikely Lead |  |  |  | No | Other |  | Will Inspect meter box at a later date | Unknown | Don't Know | Don't Know |  | Building | Unknown | Unknown | No |  |  | Unknown |  | 32.7094247 | -103.1400984
8721 | 400 N MARLAND BLVD, HOBBS NM |  | No | No | Unknown - Unlikely Lead | Don't Know |  |  |  | No | Other |  | Will Inspect meter box at a later date | Unknown - Unlikely Lead |  |  |  | No | Other |  | Will Inspect meter box at a later date | Unknown | Don't Know | Don't Know |  | Building | Unknown | Unknown | No |  |  | Unknown |  | 32.7048659 | -103.1173199
7463 | 2306 N JUNIPER LN, HOBBS NM |  | No | No | Non-Lead - Plastic | No | 2009 | 3/4 | Field inspection only with no records | Yes | Visual inspection at the meter pit | 07/23/2024 00:00:00 |  | Non-Lead - Plastic | 2009 | 3/4 | Field inspection only with no records | Yes | Visual inspection at the meter pit | 07/23/2024 00:00:00 |  | Non-Lead | No | No |  | Single Family Residence | Unknown | No | No |  |  | Non-Lead |  | 32.7262436 | -103.1113284
8624 | 1014 E MARLAND, HOBBS NM |  | No | No | Unknown - Unlikely Lead | Don't Know |  |  |  | No | Other |  | Will Inspect meter box at a later date | Unknown - Unlikely Lead |  |  |  | No | Other |  | Will Inspect meter box at a later date | Unknown | Don't Know | Don't Know |  | Building | Unknown | Unknown | No |  |  | Unknown |  | 32.6966156 | -103.1249502
9464 | 3901 W MILLEN DR #6, HOBBS NM |  | No | No | Unknown - Unlikely Lead | Don't Know |  |  |  | No | Other |  | Will Inspect meter box at a later date | Unknown - Unlikely Lead |  |  |  | No | Other |  | Will Inspect meter box at a later date | Unknown | Don't Know | Don't Know |  | Building | Unknown | Unknown | No |  |  | Unknown
5606 | 1216 N GREEN ACRES DR, HOBBS NM |  | No | No | Unknown - Unlikely Lead | Don't Know |  |  |  | No | Other |  | Will Inspect meter box at a later date | Unknown - Unlikely Lead |  |  |  | No | Other |  | Will Inspect meter box at a later date | Unknown | Don't Know | Don't Know |  | Building | Unknown | Unknown | No |  |  | Unknown
6305 | 907 N GRIMES ST, HOBBS NM |  | No | No | Unknown - Unlikely Lead | Don't Know |  |  |  | No | Other |  | Will Inspect meter box at a later date | Unknown - Unlikely Lead |  |  |  | No | Other |  | Will Inspect meter box at a later date | Unknown | Don't Know | Don't Know |  | Building | Unknown | Unknown | No |  |  | Unknown |  | 32.7097828 | -103.1450799
6640 | 4800 W HARDTACK RD, HOBBS NM |  | No | No | Non-Lead - Plastic | No | 2015 | 3/4 | Field inspection only with no records | Yes | Visual inspection at the meter pit | 05/26/2024 00:00:00 |  | Non-Lead - Plastic | 2015 | 3/4 | Installation date after lead ban | Yes | Visual inspection at the meter pit | 05/26/2024 00:00:00 |  | Non-Lead | No | No |  | Single Family Residence |  | No | No |  |  | Non-Lead |  | 32.752106 | -103.197608
8852 | 115 E MIDWEST ST, HOBBS NM |  | No | No | Unknown - Unlikely Lead | Don't Know |  |  |  | No | Other |  | Will Inspect meter box at a later date | Unknown - Unlikely Lead |  |  |  | No | Other |  | Will Inspect meter box at a later date | Unknown | Don't Know | Don't Know |  | Building | Unknown | Unknown | No |  |  | Unknown |  | 32.6910419 | -103.1355552
5755 | 1206 N GILA DR, HOBBS NM |  | No | No | Unknown - Unlikely Lead | Don't Know |  |  |  | No | Other |  | Will Inspect meter box at a later date | Unknown - Unlikely Lead |  |  |  | No | Other |  | Will Inspect meter box at a later date | Unknown | Don't Know | Don't Know |  | Building | Unknown | Unknown | No |  |  | Unknown
8509 | 409 W MARLAND ST, HOBBS NM |  | No | No | Unknown - Unlikely Lead | Don't Know |  |  |  | No | Other |  | Will Inspect meter box at a later date | Unknown - Unlikely Lead |  |  |  | No | Other |  | Will Inspect meter box at a later date | Unknown | Don't Know | Don't Know |  | Building | Unknown | Unknown | No |  |  | Unknown |  | 32.6962319 | -103.1405859
5252 | 504 S FOWLER ST #4, HOBBS NM |  | No | No | Unknown - Unlikely Lead | Don't Know |  |  |  | No | Other |  | Will Inspect meter box at a later date | Unknown - Unlikely Lead |  |  |  | No | Other |  | Will Inspect meter box at a later date | Unknown | Don't Know | Don't Know |  | Building | Unknown | Unknown | No |  |  | Unknown
9893 | 2918 N NORTHWEST DR, HOBBS NM |  | No | No | Non-Lead - Copper | No |  | 3/4 | Field inspection only with no records | Yes | Visual inspection at the meter pit | 05/14/2024 00:00:00 |  | Non-Lead - Copper |  | 3/4 | Installation date after lead ban | Yes | Visual inspection at the meter pit | 05/14/2024 00:00:00 |  | Non-Lead | No | No |  | Single Family Residence |  | No | No |  |  | Non-Lead |  | 32.731872 | -103.1499976
483 | 424 E ABO DR, HOBBS NM |  | No | No | Unknown - Unlikely Lead | Don't Know |  |  |  | No | Other |  | Will Inspect meter box at a later date | Unknown - Unlikely Lead |  |  |  | No | Other |  | Will Inspect meter box at a later date | Unknown | Don't Know | Don't Know |  | Building | Unknown | Unknown | No |  |  | Unknown
7147 | 1701 W JOE HARVEY BLVD SUITE 100, HOBBS NM |  | No | No | Unknown - Unlikely Lead | Don't Know |  |  |  | No | Other |  | Will Inspect meter box at a later date | Unknown - Unlikely Lead |  |  |  | No | Other |  | Will Inspect meter box at a later date | Unknown | Don't Know | Don't Know |  | Building | Unknown | Unknown | No |  |  | Unknown |  | 32.741187 | -103.156941
7662 | 2222 N KINGSLEY DR, HOBBS NM |  | No | No | Unknown - Unlikely Lead | Don't Know |  |  |  | No | Other |  | Will Inspect meter box at a later date | Unknown - Unlikely Lead |  |  |  | No | Other |  | Will Inspect meter box at a later date | Unknown | Don't Know | Don't Know |  | Building | Unknown | Unknown | No |  |  | Unknown |  | 32.7246178 | -103.1418
7803 | 507 W LLANO DR, HOBBS NM |  | No | No | Unknown - Unlikely Lead | Don't Know |  |  |  | No | Other |  | Will Inspect meter box at a later date | Unknown - Unlikely Lead |  |  |  | No | Other |  | Will Inspect meter box at a later date | Unknown | Don't Know | Don't Know |  | Building | Unknown | Unknown | No |  |  | Unknown |  | 32.7147541 | -103.1415215
8278 | 3600 N LOVINGTON HWY, HOBBS NM |  | No | No | Unknown - Unlikely Lead | Don't Know |  |  |  | No | Other |  | Will Inspect meter box at a later date | Unknown - Unlikely Lead |  |  |  | No | Other |  | Will Inspect meter box at a later date | Unknown | Don't Know | Don't Know |  | Building | Unknown | Unknown | No |  |  | Unknown |  | 32.7390799 | -103.1589958
928 | 123 S AVENUE B, HOBBS NM |  | No | No | Unknown - Unlikely Lead | Don't Know |  |  |  | No | Other |  | Will Inspect meter box at a later date | Unknown - Unlikely Lead |  |  |  | No | Other |  | Will Inspect meter box at a later date | Unknown | Don't Know | Don't Know |  | Building | Unknown | Unknown | No |  |  | Unknown |  | 32.6998707 | -103.1260284
6951 | 1717 E HIGHWOOD AVE, HOBBS NM |  | No | No | Non-Lead - Plastic | Don't Know | 2019 | 1 | Field inspection only with no records | Yes | Visual inspection at the meter pit | 08/19/2024 00:00:00 |  | Non-Lead - Plastic | 2019 | 1 | Field inspection only with no records | Yes | Visual inspection at the meter pit | 08/19/2024 00:00:00 |  | Non-Lead | No | Don't Know |  | Single Family Residence |  | No | No |  |  | Non-Lead |  | 32.731752 | -103.115947
5937 | 1412 N GULF ST, HOBBS NM |  | No | No | Unknown - Unlikely Lead | Don't Know |  |  |  | No | Other |  | Will Inspect meter box at a later date | Unknown - Unlikely Lead |  |  |  | No | Other |  | Will Inspect meter box at a later date | Unknown | Don't Know | Don't Know |  | Building | Unknown | Unknown | No |  |  | Unknown
5056 | 419 S ELM PL, HOBBS NM |  | No | No | Unknown - Unlikely Lead | Don't Know |  |  |  | No | Other |  | Will Inspect meter box at a later date | Unknown - Unlikely Lead |  |  |  | No | Other |  | Will Inspect meter box at a later date | Unknown | Don't Know | Don't Know |  | Building | Unknown | Unknown | No |  |  | Unknown
8729 | 319 N MARLAND BLVD, HOBBS NM |  | No | No | Unknown - Unlikely Lead | Don't Know |  |  |  | No | Other |  | Will Inspect meter box at a later date | Unknown - Unlikely Lead |  |  |  | No | Other |  | Will Inspect meter box at a later date | Unknown | Don't Know | Don't Know |  | Building | Unknown | Unknown | No |  |  | Unknown |  | 32.6965573 | -103.1331765
8291 | 3032 N LOVINGTON HWY, HOBBS NM |  | No | No | Unknown - Unlikely Lead | Don't Know |  |  |  | No | Other |  | Will Inspect meter box at a later date | Unknown - Unlikely Lead |  |  |  | No | Other |  | Will Inspect meter box at a later date | Unknown | Don't Know | Don't Know |  | Building | Unknown | Unknown | No |  |  | Unknown |  | 32.7339988 | -103.1540855
4878 | 2323 N DESERT WILLOW LN, HOBBS NM |  | No | No | Non-Lead - Plastic | No | 2007 | 1 | Field inspection only with no records | Yes | Visual inspection at the meter pit | 06/03/2024 00:00:00 |  | Non-Lead - Plastic | 2007 | 1 | Field inspection only with no records | Yes | Visual inspection at the meter pit | 06/03/2024 00:00:00 |  | Non-Lead | No | No |  | Single Family Residence |  | No | No |  |  | Non-Lead
6350 | 525 S GRIMES ST, HOBBS NM |  | No | No | Unknown - Unlikely Lead | Don't Know |  |  |  | No | Other |  | Will Inspect meter box at a later date | Unknown - Unlikely Lead |  |  |  | No | Other |  | Will Inspect meter box at a later date | Unknown | Don't Know | Don't Know |  | Building | Unknown | Unknown | No |  |  | Unknown |  | 32.6952216 | -103.1450864
7992 | 1108 E LINCOLN RD, HOBBS NM |  | No | No | Unknown - Unlikely Lead | Don't Know |  |  |  | No | Other |  | Will Inspect meter box at a later date | Unknown - Unlikely Lead |  |  |  | No | Other |  | Will Inspect meter box at a later date | Unknown | Don't Know | Don't Know |  | Building | Unknown | Unknown | No |  |  | Unknown |  | 32.7200695 | -103.1227662
9815 | 3608 N NORTHWEST DR, HOBBS NM |  | No | No | Unknown - Unlikely Lead | Don't Know |  |  |  | No | Other |  | Will Inspect meter box at a later date | Unknown - Unlikely Lead |  |  |  | No | Other |  | Will Inspect meter box at a later date | Unknown | Don't Know | Don't Know |  | Building | Unknown | Unknown | No |  |  | Unknown |  | 32.7394833 | -103.1575175
9649 | 2302 N MULBERRY LN, HOBBS NM |  | No | No | Non-Lead - Plastic | No | 2020 | 1 | Field inspection only with no records | Yes | Visual inspection at the meter pit | 06/03/2024 00:00:00 |  | Non-Lead - Plastic | 2020 | 1 | Field inspection only with no records | Yes | Visual inspection at the meter pit | 06/03/2024 00:00:00 |  | Non-Lead | No | No |  | Single Family Residence |  | No | No |  |  | Non-Lead |  | 32.726282 | -103.110683
90 | 35 ACOMA CT, HOBBS NM |  | No | No | Unknown - Unlikely Lead | Don't Know |  |  |  | No | Other |  | Will Inspect meter box at a later date | Unknown - Unlikely Lead |  |  |  | No | Other |  | Will Inspect meter box at a later date | Unknown | Don't Know | Don't Know |  | Building | Unknown | Unknown | No |  |  | Unknown |  | 32.7359687 | -103.139522
7281 | 1501-C N JEFFERSON ST, HOBBS NM |  | No | No | Unknown - Unlikely Lead | Don't Know |  |  |  | No | Other |  | Will Inspect meter box at a later date | Unknown - Unlikely Lead |  |  |  | No | Other |  | Will Inspect meter box at a later date | Unknown | Don't Know | Don't Know |  | Building | Unknown | Unknown | No |  |  | Unknown
5444 | 1713 N GRAYSON ST, HOBBS NM |  | No | No | Unknown - Unlikely Lead | Don't Know |  |  |  | No | Other |  | Will Inspect meter box at a later date | Unknown - Unlikely Lead |  |  |  | No | Other |  | Will Inspect meter box at a later date | Unknown | Don't Know | Don't Know |  | Building | Unknown | Unknown | No |  |  | Unknown
6480 | 523 W HARDEN BLVD, HOBBS NM |  | No | No | Unknown - Unlikely Lead | Don't Know |  |  |  | No | Other |  | Will Inspect meter box at a later date | Unknown - Unlikely Lead |  |  |  | No | Other |  | Will Inspect meter box at a later date | Unknown | Don't Know | Don't Know |  | Building | Unknown | Unknown | No |  |  | Unknown |  | 32.6959325 | -103.1422539
7705 | 407 E LEA ST, HOBBS NM |  | No | No | Unknown - Unlikely Lead | Don't Know |  |  |  | No | Other |  | Will Inspect meter box at a later date | Unknown - Unlikely Lead |  |  |  | No | Other |  | Will Inspect meter box at a later date | Unknown | Don't Know | Don't Know |  | Building | Unknown | Unknown | No |  |  | Unknown |  | 32.7089746 | -103.1320283
9811 | 3118 N NORTHWEST DR, HOBBS NM |  | No | No | Unknown - Unlikely Lead | Don't Know |  |  |  | No | Other |  | Will Inspect meter box at a later date | Unknown - Unlikely Lead |  |  |  | No | Other |  | Will Inspect meter box at a later date | Unknown | Don't Know | Don't Know |  | Building | Unknown | Unknown | No |  |  | Unknown |  | 32.7343799 | -103.1525538
4813 | 1510 N DENSON DR, HOBBS NM |  | No | No | Unknown - Unlikely Lead | Don't Know |  |  |  | No | Other |  | Will Inspect meter box at a later date | Unknown - Unlikely Lead |  |  |  | No | Other |  | Will Inspect meter box at a later date | Unknown | Don't Know | Don't Know |  | Building | Unknown | Unknown | No |  |  | Unknown
6177 | 1113 N GRIMES ST, HOBBS NM |  | No | No | Unknown - Unlikely Lead | Don't Know |  |  |  | No | Other |  | Will Inspect meter box at a later date | Unknown - Unlikely Lead |  |  |  | No | Other |  | Will Inspect meter box at a later date | Unknown | Don't Know | Don't Know |  | Building | Unknown | Unknown | No |  |  | Unknown |  | 32.7115175 | -103.1457565
5076 | 911 E EAGLE DR, HOBBS NM |  | No | No | Unknown - Unlikely Lead | Don't Know |  |  |  | No | Other |  | Will Inspect meter box at a later date | Unknown - Unlikely Lead |  |  |  | No | Other |  | Will Inspect meter box at a later date | Unknown | Don't Know | Don't Know |  | Building | Unknown | Unknown | No |  |  | Unknown
5546 | 410 E GREEN ACRES DR, HOBBS NM |  | No | No | Unknown - Unlikely Lead | Don't Know |  |  |  | No | Other |  | Will Inspect meter box at a later date | Unknown - Unlikely Lead |  |  |  | No | Other |  | Will Inspect meter box at a later date | Unknown | Don't Know | Don't Know |  | Building | Unknown | Unknown | No |  |  | Unknown
971 | 200 E BAJA DR, HOBBS NM |  | No | No | Unknown - Unlikely Lead | Don't Know |  |  |  | No | Other |  | Will Inspect meter box at a later date | Unknown - Unlikely Lead |  |  |  | No | Other |  | Will Inspect meter box at a later date | Unknown | Don't Know | Don't Know |  | Building | Unknown | Unknown | No |  |  | Unknown |  | 32.7193206 | -103.1342187
5040 | 1019 S ELM BLVD, HOBBS NM |  | No | No | Unknown - Unlikely Lead | Don't Know |  |  |  | No | Other |  | Will Inspect meter box at a later date | Unknown - Unlikely Lead |  |  |  | No | Other |  | Will Inspect meter box at a later date | Unknown | Don't Know | Don't Know |  | Building | Unknown | Unknown | No |  |  | Unknown
9373 | 312 E MESA DR, HOBBS NM |  | No | No | Unknown - Unlikely Lead | Don't Know |  |  |  | No | Other |  | Will Inspect meter box at a later date | Unknown - Unlikely Lead |  |  |  | No | Other |  | Will Inspect meter box at a later date | Unknown | Don't Know | Don't Know |  | Building | Unknown | Unknown | No |  |  | Unknown |  | 32.7176091 | -103.1330944
8843 | 915 S MORRIS ST, HOBBS NM |  | No | No | Unknown - Unlikely Lead | Don't Know |  |  |  | No | Other |  | Will Inspect meter box at a later date | Unknown - Unlikely Lead |  |  |  | No | Other |  | Will Inspect meter box at a later date | Unknown | Don't Know | Don't Know |  | Building | Unknown | Unknown | No |  |  | Unknown |  | 32.6915871 | -103.1288768
8255 | 4721 W LONGTAIL RD, HOBBS NM |  | No | No | Non-Lead - Plastic | No | 2020 | 1 | Field inspection only with no records | Yes | Visual inspection at the meter pit | 09/30/2024 00:00:00 |  | Non-Lead - Plastic | 2020 | 3/4 | Field inspection only with no records | Yes | Visual inspection at the meter pit | 09/30/2024 00:00:00 |  | Non-Lead | No | No |  | Single Family Residence | Unknown | No | No |  |  | Non-Lead |  | 32.750282 | -103.197229
8262 | 5018 W LONGTAIL RD, HOBBS NM |  | No | No | Non-Lead - Plastic | No | 2020 | 1 | Field inspection only with no records | Yes | Visual inspection at the meter pit | 09/30/2024 00:00:00 |  | Non-Lead - Plastic | 2020 | 3/4 | Field inspection only with no records | Yes | Visual inspection at the meter pit | 09/30/2024 00:00:00 |  | Non-Lead | No | No |  | Single Family Residence | Unknown | No | No |  |  | Non-Lead |  | 32.75072 | -103.200601
9748 | 2320 MATTHEWS CT, HOBBS NM |  | No | No | Unknown - Unlikely Lead | Don't Know |  |  |  | No | Other |  | Will Inspect meter box at a later date | Unknown - Unlikely Lead |  |  |  | No | Other |  | Will Inspect meter box at a later date | Unknown | Don't Know | Don't Know |  | Building | Unknown | Unknown | No |  |  | Unknown |  | 32.7263912 | -103.1200152
6477 | 101 W HARDEN BLVD, HOBBS NM |  | No | No | Unknown - Unlikely Lead | Don't Know |  |  |  | No | Other |  | Will Inspect meter box at a later date | Unknown - Unlikely Lead |  |  |  | No | Other |  | Will Inspect meter box at a later date | Unknown | Don't Know | Don't Know |  | Building | Unknown | Unknown | No |  |  | Unknown |  | 32.6930197 | -103.1365598
7737 | 218 W LEA ST, HOBBS NM |  | No | No | Unknown - Unlikely Lead | Don't Know |  |  |  | No | Other |  | Will Inspect meter box at a later date | Unknown - Unlikely Lead |  |  |  | No | Other |  | Will Inspect meter box at a later date | Unknown | Don't Know | Don't Know |  | Building | Unknown | Unknown | No |  |  | Unknown |  | 32.7094981 | -103.1383812
9813 | 3100 N NORTHWEST DR, HOBBS NM |  | No | No | Unknown - Unlikely Lead | Don't Know |  |  |  | No | Other |  | Will Inspect meter box at a later date | Unknown - Unlikely Lead |  |  |  | No | Other |  | Will Inspect meter box at a later date | Unknown | Don't Know | Don't Know |  | Building | Unknown | Unknown | No |  |  | Unknown |  | 32.7339757 | -103.1520914
769 | 2008 E ARBORS AVE, HOBBS NM |  | No | No | Non-Lead - Copper | No | 2007 | 3/4 | Field inspection only with no records | Yes | Visual inspection at the meter pit | 05/26/2024 00:00:00 |  | Non-Lead - Plastic | 2007 | 3/4 | Installation date after lead ban | Yes | Visual inspection at the meter pit | 05/26/2024 00:00:00 |  | Non-Lead | No | No |  | Single Family Residence |  | No | No |  |  | Non-Lead |  | 32.7274033 | -103.1132178
7416 | 1011 E JACKSON RD, HOBBS NM |  | No | No | Unknown - Unlikely Lead | Don't Know |  |  |  | No | Other |  | Will Inspect meter box at a later date | Unknown - Unlikely Lead |  |  |  | No | Other |  | Will Inspect meter box at a later date | Unknown | Don't Know | Don't Know |  | Building | Unknown | Unknown | No |  |  | Unknown |  | 32.7203928 | -103.123889
8259 | 5104 W LONGTAIL RD, HOBBS NM |  | No | No | Non-Lead - Plastic | No | 2020 | 1 | Field inspection only with no records | Yes | Visual inspection at the meter pit | 09/30/2024 00:00:00 |  | Non-Lead - Plastic | 2020 | 3/4 | Field inspection only with no records | Yes | Visual inspection at the meter pit | 09/30/2024 00:00:00 |  | Non-Lead | No | No |  | Single Family Residence | Unknown | No | No |  |  | Non-Lead |  | 32.750721 | -103.201257
7478 | 510 E KIVA DR, HOBBS NM |  | No | No | Unknown - Unlikely Lead | Don't Know |  |  |  | No | Other |  | Will Inspect meter box at a later date | Unknown - Unlikely Lead |  |  |  | No | Other |  | Will Inspect meter box at a later date | Unknown | Don't Know | Don't Know |  | Building | Unknown | Unknown | No |  |  | Unknown |  | 32.7335206 | -103.131413
5859 | 520 E GYPSY ST, HOBBS NM |  | No | No | Unknown - Unlikely Lead | Don't Know |  |  |  | No | Other |  | Will Inspect meter box at a later date | Unknown - Unlikely Lead |  |  |  | No | Other |  | Will Inspect meter box at a later date | Unknown | Don't Know | Don't Know |  | Building | Unknown | Unknown | No |  |  | Unknown
6919 | 2044 E HERITAGE LN, HOBBS NM |  | No | No | Non-Lead - Copper | No | 2007 | 3/4 | Field inspection only with no records | Yes | Visual inspection at the meter pit | 05/26/2024 00:00:00 |  | Non-Lead - Copper | 2007 | 3/4 | Installation date after lead ban | No | Visual inspection at the meter pit | 05/26/2024 00:00:00 |  | Non-Lead | No | No |  | Single Family Residence |  | No | No |  |  | Non-Lead |  | 32.7281004 | -103.1117536
9408 | 115 W MESA DR, HOBBS NM |  | No | No | Unknown - Unlikely Lead | Don't Know |  |  |  | No | Other |  | Will Inspect meter box at a later date | Unknown - Unlikely Lead |  |  |  | No | Other |  | Will Inspect meter box at a later date | Unknown | Don't Know | Don't Know |  | Building | Unknown | Unknown | No |  |  | Unknown |  | 32.717148 | -103.1364734
6827 | 1315 E HUMBLE ST, HOBBS NM |  | No | No | Unknown - Unlikely Lead | Don't Know |  |  |  | No | Other |  | Will Inspect meter box at a later date | Unknown - Unlikely Lead |  |  |  | No | Other |  | Will Inspect meter box at a later date | Unknown | Don't Know | Don't Know |  | Building | Unknown | Unknown | No |  |  | Unknown |  | 32.6931403 | -103.1204894
7353 | 806 S JEFFERSON ST, HOBBS NM |  | No | No | Unknown - Unlikely Lead | Don't Know |  |  |  | No | Other |  | Will Inspect meter box at a later date | Unknown - Unlikely Lead |  |  |  | No | Other |  | Will Inspect meter box at a later date | Unknown | Don't Know | Don't Know |  | Building | Unknown | Unknown | No |  |  | Unknown |  | 32.6931134 | -103.1235937
6820 | 514 E HUMBLE ST, HOBBS NM |  | No | No | Unknown - Unlikely Lead | Don't Know |  |  |  | No | Other |  | Will Inspect meter box at a later date | Unknown - Unlikely Lead |  |  |  | No | Other |  | Will Inspect meter box at a later date | Unknown | Don't Know | Don't Know |  | Building | Unknown | Unknown | No |  |  | Unknown |  | 32.6936649 | -103.1304816
7544 | 1400 W KIOWA AVE, HOBBS NM |  | No | No | Unknown - Unlikely Lead | Don't Know |  |  |  | No | Other |  | Will Inspect meter box at a later date | Unknown - Unlikely Lead |  |  |  | No | Other |  | Will Inspect meter box at a later date | Unknown | Don't Know | Don't Know |  | Building | Unknown | Unknown | No |  |  | Unknown |  | 32.7363723 | -103.1522063
4988 | 1510 EL CENTRO, HOBBS NM |  | No | No | Non-Lead - Plastic | No | 2015 | 1 | Field inspection only with no records | Yes | Visual inspection at the meter pit | 06/03/2024 00:00:00 |  | Non-Lead - Plastic | 2015 | 1 | Field inspection only with no records | Yes | Visual inspection at the meter pit | 06/03/2024 00:00:00 |  | Non-Lead | No | No |  | Single Family Residence |  | No | No |  |  | Non-Lead
4868 | 2314 N DESERT WILLOW LN, HOBBS NM |  | No | No | Non-Lead - Plastic | No | 2007 | 1 | Field inspection only with no records | Yes | Visual inspection at the meter pit | 06/03/2024 00:00:00 |  | Non-Lead - Plastic | 2007 | 1 | Field inspection only with no records | Yes | Visual inspection at the meter pit | 06/03/2024 00:00:00 |  | Non-Lead | No | No |  | Single Family Residence |  | No | No |  |  | Non-Lead
5832 | 1713 N GILA DR, HOBBS NM |  | No | No | Unknown - Unlikely Lead | Don't Know |  |  |  | No | Other |  | Will Inspect meter box at a later date | Unknown - Unlikely Lead |  |  |  | No | Other |  | Will Inspect meter box at a later date | Unknown | Don't Know | Don't Know |  | Building | Unknown | Unknown | No |  |  | Unknown
9168 | 1702 E MAIN ST, HOBBS NM |  | No | No | Unknown - Unlikely Lead | Don't Know |  |  |  | No | Other |  | Will Inspect meter box at a later date | Unknown - Unlikely Lead |  |  |  | No | Other |  | Will Inspect meter box at a later date | Unknown | Don't Know | Don't Know |  | Building | Unknown | Unknown | No |  |  | Unknown |  | 32.6926294 | -103.1160469
5943 | 1202 N GULF ST, HOBBS NM |  | No | No | Unknown - Unlikely Lead | Don't Know |  |  |  | No | Other |  | Will Inspect meter box at a later date | Unknown - Unlikely Lead |  |  |  | No | Other |  | Will Inspect meter box at a later date | Unknown | Don't Know | Don't Know |  | Building | Unknown | Unknown | No |  |  | Unknown
5801 | 1916 N GILA DR, HOBBS NM |  | No | No | Unknown - Unlikely Lead | Don't Know |  |  |  | No | Other |  | Will Inspect meter box at a later date | Unknown - Unlikely Lead |  |  |  | No | Other |  | Will Inspect meter box at a later date | Unknown | Don't Know | Don't Know |  | Building | Unknown | Unknown | No |  |  | Unknown
5824 | 1507 N GILA DR, HOBBS NM |  | No | No | Unknown - Unlikely Lead | Don't Know |  |  |  | No | Other |  | Will Inspect meter box at a later date | Unknown - Unlikely Lead |  |  |  | No | Other |  | Will Inspect meter box at a later date | Unknown | Don't Know | Don't Know |  | Building | Unknown | Unknown | No |  |  | Unknown
6084 | 1023 E GLORIETTA C 101, HOBBS NM |  | No | No | Non-Lead - Plastic | No | 2019 | 1 | Field inspection only with no records | Yes | Visual inspection at the meter pit | 05/26/2024 00:00:00 |  | Non-Lead - Plastic | 2019 | 1 | Installation date after lead ban | Yes | Visual inspection at the meter pit | 05/26/2024 00:00:00 |  | Non-Lead | No | No |  | Single Family Residence |  | No | No |  |  | Non-Lead |  | 32.7322508 | -103.1251818
8750 | 2909 N MORRIS ST, HOBBS NM |  | No | No | Unknown - Unlikely Lead | Don't Know |  |  |  | No | Other |  | Will Inspect meter box at a later date | Unknown - Unlikely Lead |  |  |  | No | Other |  | Will Inspect meter box at a later date | Unknown | Don't Know | Don't Know |  | Building | Unknown | Unknown | No |  |  | Unknown |  | 32.7323203 | -103.1296683
8197 | 6003 N LA MESA ST, HOBBS NM |  | No | No | Unknown - Unlikely Lead | Don't Know |  |  |  | No | Other |  | Will Inspect meter box at a later date | Unknown - Unlikely Lead |  |  |  | No | Other |  | Will Inspect meter box at a later date | Unknown | Don't Know | Don't Know |  | Building | Unknown | Unknown | No |  |  | Unknown |  | 32.7682255 | -103.1819684
5281 | 2908 N FLAMINGO DR, HOBBS NM |  | No | No | Unknown - Unlikely Lead | Don't Know |  |  |  | No | Other |  | Will Inspect meter box at a later date | Unknown - Unlikely Lead |  |  |  | No | Other |  | Will Inspect meter box at a later date | Unknown | Don't Know | Don't Know |  | Building | Unknown | Unknown | No |  |  | Unknown
780 | 107 E BERRY DR, HOBBS NM |  | No | No | Unknown - Unlikely Lead | Don't Know |  |  |  | No | Other |  | Will Inspect meter box at a later date | Unknown - Unlikely Lead |  |  |  | No | Other |  | Will Inspect meter box at a later date | Unknown | Don't Know | Don't Know |  | Building | Unknown | Unknown | No |  |  | Unknown |  | 32.7158475 | -103.1349574
5395 | 1421 W FROG LEAP CT, HOBBS NM |  | No | No | Non-Lead - Plastic | No | 2019 | 1 | Installation date after lead ban | No | Other |  | Newer Construction, verified by GIS Mapping | Non-Lead - Plastic | 2008 | 1 | Installation date after lead ban | No | Other |  | Newer Construction, verified by GIS Mapping |  | No | No |  | Single Family Residence | Unknown | No | No |  |  | Non-Lead
5222 | 2400 N FOWLER ST, HOBBS NM |  | No | No | Unknown - Unlikely Lead | Don't Know |  |  |  | No | Other |  | Will Inspect meter box at a later date | Unknown - Unlikely Lead |  |  |  | No | Other |  | Will Inspect meter box at a later date | Unknown | Don't Know | Don't Know |  | Building | Unknown | Unknown | No |  |  | Unknown
5839 | 1712 N GILA DR, HOBBS NM |  | No | No | Unknown - Unlikely Lead | Don't Know |  |  |  | No | Other |  | Will Inspect meter box at a later date | Unknown - Unlikely Lead |  |  |  | No | Other |  | Will Inspect meter box at a later date | Unknown | Don't Know | Don't Know |  | Building | Unknown | Unknown | No |  |  | Unknown
8582 | 2719 W MARLAND ST, HOBBS NM |  | No | No | Unknown - Unlikely Lead | Don't Know |  |  |  | No | Other |  | Will Inspect meter box at a later date | Unknown - Unlikely Lead |  |  |  | No | Other |  | Will Inspect meter box at a later date | Unknown | Don't Know | Don't Know |  | Building | Unknown | Unknown | No |  |  | Unknown |  | 32.6962172 | -103.1711522
7619 | 4720 W KING KELLY RD, HOBBS NM |  | No | No | Non-Lead - Plastic | No | 2021 | 1 | Field inspection only with no records | Yes | Visual inspection at the meter pit | 09/30/2024 00:00:00 |  | Non-Lead - Plastic | 2021 | 3/4 | Field inspection only with no records | Yes | Visual inspection at the meter pit | 09/30/2024 00:00:00 |  | Non-Lead | No | No |  | Single Family Residence |  | No | No |  |  | Non-Lead |  | 32.749264 | -103.197232
782 | 115 E BERRY DR, HOBBS NM |  | No | No | Unknown - Unlikely Lead | Don't Know |  |  |  | No | Other |  | Will Inspect meter box at a later date | Unknown - Unlikely Lead |  |  |  | No | Other |  | Will Inspect meter box at a later date | Unknown | Don't Know | Don't Know |  | Building | Unknown | Unknown | No |  |  | Unknown |  | 32.7158901 | -103.1347627
6949 | 1723 E HIGHWOOD AVE, HOBBS NM |  | No | No | Non-Lead - Plastic | Don't Know | 2019 | 1 | Field inspection only with no records | Yes | Visual inspection at the meter pit | 08/19/2024 00:00:00 |  | Non-Lead - Plastic | 2019 | 1 | Field inspection only with no records | Yes | Visual inspection at the meter pit | 08/19/2024 00:00:00 |  | Non-Lead | No | Don't Know |  | Single Family Residence |  | No | No |  |  | Non-Lead |  | 32.731754 | -103.115705
5749 | 1733 N GILA DR, HOBBS NM |  | No | No | Unknown - Unlikely Lead | Don't Know |  |  |  | No | Other |  | Will Inspect meter box at a later date | Unknown - Unlikely Lead |  |  |  | No | Other |  | Will Inspect meter box at a later date | Unknown | Don't Know | Don't Know |  | Building | Unknown | Unknown | No |  |  | Unknown
7181 | 4825 W JACK GOMEZ BLVD, HOBBS NM |  | No | No | Unknown - Unlikely Lead | Don't Know |  |  |  | No | Other |  | Will Inspect meter box at a later date | Unknown - Unlikely Lead |  |  |  | No | Other |  | Will Inspect meter box at a later date | Unknown | Don't Know | Don't Know |  | Building | Unknown | Unknown | No |  |  | Unknown |  | 32.7775929 | -103.1977321
777 | 5440 N A STREET, HOBBS NM |  | No | No | Unknown - Unlikely Lead | Don't Know |  |  |  | No | Other |  | Will Inspect meter box at a later date | Unknown - Unlikely Lead |  |  |  | No | Other |  | Will Inspect meter box at a later date | Unknown | Don't Know | Don't Know |  | Building | Unknown | Unknown | No |  |  | Unknown |  | 32.7703571 | -103.2087961
6545 | 2514 N HOUSTON ST, HOBBS NM |  | No | No | Unknown - Unlikely Lead | Don't Know |  |  |  | No | Other |  | Will Inspect meter box at a later date | Unknown - Unlikely Lead |  |  |  | No | Other |  | Will Inspect meter box at a later date | Unknown | Don't Know | Don't Know |  | Building | Unknown | Unknown | No |  |  | Unknown |  | 32.7287743 | -103.1325985
6281 | 5120 N GRIMES ST, HOBBS NM |  | No | No | Unknown - Unlikely Lead | Don't Know |  |  |  | No | Other |  | Will Inspect meter box at a later date | Unknown - Unlikely Lead |  |  |  | No | Other |  | Will Inspect meter box at a later date | Unknown | Don't Know | Don't Know |  | Building | Unknown | Unknown | No |  |  | Unknown |  | 32.758044 | -103.144251
5829 | 1737 N GILA DR, HOBBS NM |  | No | No | Unknown - Unlikely Lead | Don't Know |  |  |  | No | Other |  | Will Inspect meter box at a later date | Unknown - Unlikely Lead |  |  |  | No | Other |  | Will Inspect meter box at a later date | Unknown | Don't Know | Don't Know |  | Building | Unknown | Unknown | No |  |  | Unknown
5104 | 1212 EL CAMINITO DR, HOBBS NM |  | No | No | Unknown - Unlikely Lead | Don't Know |  |  |  | No | Other |  | Will Inspect meter box at a later date | Unknown - Unlikely Lead |  |  |  | No | Other |  | Will Inspect meter box at a later date | Unknown | Don't Know | Don't Know |  | Building | Unknown | Unknown | No |  |  | Unknown
9328 | 111 E MESA DR, HOBBS NM |  | No | No | Unknown - Unlikely Lead | Don't Know |  |  |  | No | Other |  | Will Inspect meter box at a later date | Unknown - Unlikely Lead |  |  |  | No | Other |  | Will Inspect meter box at a later date | Unknown | Don't Know | Don't Know |  | Building | Unknown | Unknown | No |  |  | Unknown |  | 32.7171702 | -103.1349706
5265 | 2800 N FLAMINGO DR, HOBBS NM |  | No | No | Unknown - Unlikely Lead | Don't Know |  |  |  | No | Other |  | Will Inspect meter box at a later date | Unknown - Unlikely Lead |  |  |  | No | Other |  | Will Inspect meter box at a later date | Unknown | Don't Know | Don't Know |  | Building | Unknown | Unknown | No |  |  | Unknown
5240 | 604 S FOWLER ST, HOBBS NM |  | No | No | Unknown - Unlikely Lead | Don't Know |  |  |  | No | Other |  | Will Inspect meter box at a later date | Unknown - Unlikely Lead |  |  |  | No | Other |  | Will Inspect meter box at a later date | Unknown | Don't Know | Don't Know |  | Building | Unknown | Unknown | No |  |  | Unknown
601 | 2215 E ALAMEDA ST, HOBBS NM |  | No | No | Unknown - Unlikely Lead | Don't Know |  |  |  | No | Other |  | Will Inspect meter box at a later date | Unknown - Unlikely Lead |  |  |  | No | Other |  | Will Inspect meter box at a later date | Unknown | Don't Know | Don't Know |  | Building | Unknown | Unknown | No |  |  | Unknown |  | 32.7023991 | -103.1106214
8061 | 1415 S LINAM ST, HOBBS NM |  | No | No | Unknown - Unlikely Lead | Don't Know |  |  |  | No | Other |  | Will Inspect meter box at a later date | Unknown - Unlikely Lead |  |  |  | No | Other |  | Will Inspect meter box at a later date | Unknown | Don't Know | Don't Know |  | Building | Unknown | Unknown | No |  |  | Unknown |  | 32.686273 | -103.1389492
9609 | 1116 W MACKENZIE DR, HOBBS NM |  | No | No | Unknown - Unlikely Lead | Don't Know |  |  |  | No | Other |  | Will Inspect meter box at a later date | Unknown - Unlikely Lead |  |  |  | No | Other |  | Will Inspect meter box at a later date | Unknown | Don't Know | Don't Know |  | Building | Unknown | Unknown | No |  |  | Unknown |  | 32.7135703 | -103.1499176
7122 | 2628 N JADE AVE, HOBBS NM |  | No | No | Unknown - Unlikely Lead | Don't Know |  |  |  | No | Other |  | Will Inspect meter box at a later date | Unknown - Unlikely Lead |  |  |  | No | Other |  | Will Inspect meter box at a later date | Unknown | Don't Know | Don't Know |  | Building | Unknown | Unknown | No |  |  | Unknown |  | 32.7305554 | -103.1393494
9760 | 2416 MORGAN CT, HOBBS NM |  | No | No | Unknown - Unlikely Lead | Don't Know |  |  |  | No | Other |  | Will Inspect meter box at a later date | Unknown - Unlikely Lead |  |  |  | No | Other |  | Will Inspect meter box at a later date | Unknown | Don't Know | Don't Know |  | Building | Unknown | Unknown | No |  |  | Unknown |  | 32.7277745 | -103.1190273
6881 | 815 W HUMBLE ST, HOBBS NM |  | No | No | Unknown - Unlikely Lead | Don't Know |  |  |  | No | Other |  | Will Inspect meter box at a later date | Unknown - Unlikely Lead |  |  |  | No | Other |  | Will Inspect meter box at a later date | Unknown | Don't Know | Don't Know |  | Building | Unknown | Unknown | No |  |  | Unknown |  | 32.6932562 | -103.1458749
9480 | 6304 N MEADOWLANDS DR, HOBBS NM |  | No | No | Non-Lead - Plastic | No |  | 1 | Field inspection only with no records | Yes | Visual inspection at the meter pit | 06/03/2024 00:00:00 |  | Non-Lead - Plastic |  | 1 | Field inspection only with no records | Yes | Visual inspection at the meter pit | 06/03/2024 00:00:00 |  | Non-Lead | No | No |  | Single Family Residence |  | No | No |  |  | Non-Lead |  | 32.771971 | -103.157038
8947 | 201 W MIDWEST ST, HOBBS NM |  | No | No | Unknown - Unlikely Lead | Don't Know |  |  |  | No | Other |  | Will Inspect meter box at a later date | Unknown - Unlikely Lead |  |  |  | No | Other |  | Will Inspect meter box at a later date | Unknown | Don't Know | Don't Know |  | Building | Unknown | Unknown | No |  |  | Unknown |  | 32.6910842 | -103.1376997
6189 | 4010 N GRIMES ST, HOBBS NM |  | No | No | Unknown - Unlikely Lead | Don't Know |  |  |  | No | Other |  | Will Inspect meter box at a later date | Unknown - Unlikely Lead |  |  |  | No | Other |  | Will Inspect meter box at a later date | Unknown | Don't Know | Don't Know |  | Building | Unknown | Unknown | No |  |  | Unknown |  | 32.7439388 | -103.1448514
7027 | 1111 W HOLLIS DR, HOBBS NM |  | No | No | Unknown - Unlikely Lead | Don't Know |  |  |  | No | Other |  | Will Inspect meter box at a later date | Unknown - Unlikely Lead |  |  |  | No | Other |  | Will Inspect meter box at a later date | Unknown | Don't Know | Don't Know |  | Building | Unknown | Unknown | No |  |  | Unknown |  | 32.714568 | -103.1490933
9657 | 2327 N MIMOSA LN, HOBBS NM |  | No | No | Non-Lead - Plastic | No | 2007 | 1 | Field inspection only with no records | Yes | Visual inspection at the meter pit | 06/03/2024 00:00:00 |  | Non-Lead - Plastic | 2007 | 1 | Field inspection only with no records | Yes | Visual inspection at the meter pit | 06/03/2024 00:00:00 |  | Non-Lead | No | No |  | Single Family Residence |  | No | No |  |  | Non-Lead |  | 32.7269189 | -103.1135364
9910 | 600 E NAVAJO DR, HOBBS NM |  | No | No | Unknown - Unlikely Lead | Don't Know |  |  |  | No | Other |  | Will Inspect meter box at a later date | Unknown - Unlikely Lead |  |  |  | No | Other |  | Will Inspect meter box at a later date | Unknown | Don't Know | Don't Know |  | Building | Unknown | Unknown | No |  |  | Unknown |  | 32.7407355 | -103.1306701
6367 | 4916 W GREY GHOST RD, HOBBS NM |  | No | No | Non-Lead - Plastic | No | 2017 | 3/4 | Field inspection only with no records | Yes | Visual inspection at the meter pit | 05/26/2024 00:00:00 |  | Non-Lead - Plastic | 2017 | 3/4 | Installation date after lead ban | Yes | Visual inspection at the meter pit | 05/26/2024 00:00:00 |  | Non-Lead | No | No |  | Single Family Residence |  | No | No |  |  | Non-Lead |  | 32.750014 | -103.199389
6119 | 717 S GIBBS ST, HOBBS NM |  | No | No | Non-Lead - Plastic | No |  | 1 | Field inspection only with no records | Yes | Visual inspection at the meter pit | 06/03/2024 00:00:00 |  | Non-Lead - Plastic |  | 1 | Field inspection only with no records | Yes | Visual inspection at the meter pit | 06/03/2024 00:00:00 |  | Non-Lead | No | No |  | Single Family Residence |  | No | No |  |  | Non-Lead |  | 32.6941063 | -103.1719155
5038 | 105 S ELM PL, HOBBS NM |  | No | No | Unknown - Unlikely Lead | Don't Know |  |  |  | No | Other |  | Will Inspect meter box at a later date | Unknown - Unlikely Lead |  |  |  | No | Other |  | Will Inspect meter box at a later date | Unknown | Don't Know | Don't Know |  | Building | Unknown | Unknown | No |  |  | Unknown
8540 | 1901 W MARLAND ST, HOBBS NM |  | No | No | Unknown - Unlikely Lead | Don't Know |  |  |  | No | Other |  | Will Inspect meter box at a later date | Unknown - Unlikely Lead |  |  |  | No | Other |  | Will Inspect meter box at a later date | Unknown | Don't Know | Don't Know |  | Building | Unknown | Unknown | No |  |  | Unknown |  | 32.6962824 | -103.1587128
5261 | 303 S FOWLER ST, HOBBS NM |  | No | No | Unknown - Unlikely Lead | Don't Know |  |  |  | No | Other |  | Will Inspect meter box at a later date | Unknown - Unlikely Lead |  |  |  | No | Other |  | Will Inspect meter box at a later date | Unknown | Don't Know | Don't Know |  | Building | Unknown | Unknown | No |  |  | Unknown
9459 | 6900 W MILLEN DR, HOBBS NM |  | No | No | Unknown - Unlikely Lead | Don't Know |  |  |  | No | Other |  | Will Inspect meter box at a later date | Unknown - Unlikely Lead |  |  |  | No | Other |  | Will Inspect meter box at a later date | Unknown | Don't Know | Don't Know |  | Building | Unknown | Unknown | No |  |  | Unknown |  | 32.764079 | -103.2237217
7863 | 633 E LLANO DR, HOBBS NM |  | No | No | Unknown - Unlikely Lead | Don't Know |  |  |  | No | Other |  | Will Inspect meter box at a later date | Unknown - Unlikely Lead |  |  |  | No | Other |  | Will Inspect meter box at a later date | Unknown | Don't Know | Don't Know |  | Building | Unknown | Unknown | No |  |  | Unknown |  | 32.7142846 | -103.1289785
9738 | 4113 MESCALERO DR, HOBBS NM |  | No | No | Unknown - Unlikely Lead | Don't Know |  |  |  | No | Other |  | Will Inspect meter box at a later date | Unknown - Unlikely Lead |  |  |  | No | Other |  | Will Inspect meter box at a later date | Unknown | Don't Know | Don't Know |  | Building | Unknown | Unknown | No |  |  | Unknown |  | 32.745259 | -103.1520888
5950 | 1509 N GULF ST, HOBBS NM |  | No | No | Unknown - Unlikely Lead | Don't Know |  |  |  | No | Other |  | Will Inspect meter box at a later date | Unknown - Unlikely Lead |  |  |  | No | Other |  | Will Inspect meter box at a later date | Unknown | Don't Know | Don't Know |  | Building | Unknown | Unknown | No |  |  | Unknown
7999 | 1021 E LINCOLN RD, HOBBS NM |  | No | No | Unknown - Unlikely Lead | Don't Know |  |  |  | No | Other |  | Will Inspect meter box at a later date | Unknown - Unlikely Lead |  |  |  | No | Other |  | Will Inspect meter box at a later date | Unknown | Don't Know | Don't Know |  | Building | Unknown | Unknown | No |  |  | Unknown |  | 32.7195182 | -103.1236799
715 | 2209 N ADOBE DR, HOBBS NM |  | No | No | Unknown - Unlikely Lead | Don't Know |  |  |  | No | Other |  | Will Inspect meter box at a later date | Unknown - Unlikely Lead |  |  |  | No | Other |  | Will Inspect meter box at a later date | Unknown | Don't Know | Don't Know |  | Building | Unknown | Unknown | No |  |  | Unknown |  | 32.7243705 | -103.1402425
5520 | 1311 E GREEN ACRES DR, HOBBS NM |  | No | No | Unknown - Unlikely Lead | Don't Know |  |  |  | No | Other |  | Will Inspect meter box at a later date | Unknown - Unlikely Lead |  |  |  | No | Other |  | Will Inspect meter box at a later date | Unknown | Don't Know | Don't Know |  | Building | Unknown | Unknown | No |  |  | Unknown
5049 | 317 S ELM ST, HOBBS NM |  | No | No | Unknown - Unlikely Lead | Don't Know |  |  |  | No | Other |  | Will Inspect meter box at a later date | Unknown - Unlikely Lead |  |  |  | No | Other |  | Will Inspect meter box at a later date | Unknown | Don't Know | Don't Know |  | Building | Unknown | Unknown | No |  |  | Unknown
9590 | 908 W MACKENZIE DR, HOBBS NM |  | No | No | Unknown - Unlikely Lead | Don't Know |  |  |  | No | Other |  | Will Inspect meter box at a later date | Unknown - Unlikely Lead |  |  |  | No | Other |  | Will Inspect meter box at a later date | Unknown | Don't Know | Don't Know |  | Building | Unknown | Unknown | No |  |  | Unknown |  | 32.7135336 | -103.1465809
6727 | 1825 N HOMESTEAD DR, HOBBS NM |  | No | No | Non-Lead - Plastic | No | 2019 | 1 | Field inspection only with no records | Yes | Visual inspection at the meter pit | 09/02/2024 00:00:00 |  | Non-Lead - Plastic | 2019 | 1 | Installation date after lead ban | Yes | Visual inspection at the meter pit | 09/02/2024 00:00:00 |  | Non-Lead | No | No |  | Single Family Residence |  | No | No |  |  | Non-Lead |  | 32.7209978 | -103.1123771
8949 | 512 W MIDWEST ST, HOBBS NM |  | No | No | Unknown - Unlikely Lead | Don't Know |  |  |  | No | Other |  | Will Inspect meter box at a later date | Unknown - Unlikely Lead |  |  |  | No | Other |  | Will Inspect meter box at a later date | Unknown | Don't Know | Don't Know |  | Building | Unknown | Unknown | No |  |  | Unknown |  | 32.6916452 | -103.1418791
896 | 904 E BEL AIRE CT, HOBBS NM |  | No | No | Unknown - Unlikely Lead | Don't Know |  |  |  | No | Other |  | Will Inspect meter box at a later date | Unknown - Unlikely Lead |  |  |  | No | Other |  | Will Inspect meter box at a later date | Unknown | Don't Know | Don't Know |  | Building | Unknown | Unknown | No |  |  | Unknown |  | 32.7241238 | -103.1257137
6574 | 209 N HOUSTON ST, HOBBS NM |  | No | No | Unknown - Unlikely Lead | Don't Know |  |  |  | No | Other |  | Will Inspect meter box at a later date | Unknown - Unlikely Lead |  |  |  | No | Other |  | Will Inspect meter box at a later date | Unknown | Don't Know | Don't Know |  | Building | Unknown | Unknown | No |  |  | Unknown |  | 32.7025463 | -103.1316067
6570 | 305 N HOUSTON ST, HOBBS NM |  | No | No | Unknown - Unlikely Lead | Don't Know |  |  |  | No | Other |  | Will Inspect meter box at a later date | Unknown - Unlikely Lead |  |  |  | No | Other |  | Will Inspect meter box at a later date | Unknown | Don't Know | Don't Know |  | Building | Unknown | Unknown | No |  |  | Unknown |  | 32.7031892 | -103.1315196
6 | 1201 S 14TH ST, HOBBS NM |  | No | No | Unknown - Unlikely Lead | Don't Know |  |  |  | No | Other |  | Will Inspect meter box at a later date | Unknown - Unlikely Lead |  |  |  | No | Other |  | Will Inspect meter box at a later date | Unknown | Don't Know | Don't Know |  | Building | Unknown | Unknown | No |  |  | Unknown |  | 32.6890767 | -103.1102242
8011 | 511 N LINAM ST, HOBBS NM |  | No | No | Non-Lead - Plastic | Don't Know |  | 1 | Field inspection only with no records | Yes | Visual inspection at the meter pit | 07/23/2024 00:00:00 |  | Non-Lead - Plastic |  | 1 | Field inspection only with no records | Yes | Visual inspection at the meter pit | 07/23/2024 00:00:00 |  | Non-Lead | No | Don't Know |  | Single Family Residence |  | No | No |  |  | Non-Lead |  | 32.711403 | -103.138718
5256 | 504 S FOWLER ST #1, HOBBS NM |  | No | No | Unknown - Unlikely Lead | Don't Know |  |  |  | No | Other |  | Will Inspect meter box at a later date | Unknown - Unlikely Lead |  |  |  | No | Other |  | Will Inspect meter box at a later date | Unknown | Don't Know | Don't Know |  | Building | Unknown | Unknown | No |  |  | Unknown
6209 | 3132 N GRIMES ST, HOBBS NM |  | No | No | Unknown - Unlikely Lead | Don't Know |  |  |  | No | Other |  | Will Inspect meter box at a later date | Unknown - Unlikely Lead |  |  |  | No | Other |  | Will Inspect meter box at a later date | Unknown | Don't Know | Don't Know |  | Building | Unknown | Unknown | No |  |  | Unknown |  | 32.7344363 | -103.1441686
8702 | 1000 N MARLAND BLVD #3, HOBBS NM |  | No | No | Non-Lead - Plastic | Don't Know | 2003 | 3/4 | Field inspection only with no records | Yes | Visual inspection at the meter pit | 08/26/2024 00:00:00 |  | Non-Lead - Plastic | 2003 | 3/4 | Field inspection only with no records | Yes | Visual inspection at the meter pit | 08/26/2024 00:00:00 |  | Non-Lead | No | Don't Know |  | Single Family Residence |  | No | No |  |  | Non-Lead
5320 | 1427 W FOX FIRE CT, HOBBS NM |  | No | No | Non-Lead - Plastic | No | 2020 | 1 | Installation date after lead ban | No | Other |  | Newer Construction, verified by GIS Mapping | Non-Lead - Plastic | 2020 | 1 | Installation date after lead ban | No | Other |  | Newer Construction, verified by GIS Mapping |  | No | No |  | Single Family Residence | Unknown | No | No |  |  | Non-Lead
9055 | 1233 S MCKINLEY ST, HOBBS NM |  | No | No | Unknown - Unlikely Lead | Don't Know |  |  |  | No | Other |  | Will Inspect meter box at a later date | Unknown - Unlikely Lead |  |  |  | No | Other |  | Will Inspect meter box at a later date | Unknown | Don't Know | Don't Know |  | Building | Unknown | Unknown | No |  |  | Unknown |  | 32.686542 | -103.1333274
7844 | 1113 E LLANO DR, HOBBS NM |  | No | No | Unknown - Unlikely Lead | Don't Know |  |  |  | No | Other |  | Will Inspect meter box at a later date | Unknown - Unlikely Lead |  |  |  | No | Other |  | Will Inspect meter box at a later date | Unknown | Don't Know | Don't Know |  | Building | Unknown | Unknown | No |  |  | Unknown |  | 32.7140888 | -103.1225535
9432 | 3005 MONTGOMERY ST, HOBBS NM |  | No | No | Unknown - Unlikely Lead | Don't Know |  |  |  | No | Other |  | Will Inspect meter box at a later date | Unknown - Unlikely Lead |  |  |  | No | Other |  | Will Inspect meter box at a later date | Unknown | Don't Know | Don't Know |  | Building | Unknown | Unknown | No |  |  | Unknown |  | 32.733267 | -103.133142
7891 | 1000 E LLANO DR, HOBBS NM |  | No | No | Unknown - Unlikely Lead | Don't Know |  |  |  | No | Other |  | Will Inspect meter box at a later date | Unknown - Unlikely Lead |  |  |  | No | Other |  | Will Inspect meter box at a later date | Unknown | Don't Know | Don't Know |  | Building | Unknown | Unknown | No |  |  | Unknown |  | 32.7145584 | -103.1243273
6493 | 2908 N HOUSTON ST, HOBBS NM |  | No | No | Unknown - Unlikely Lead | Don't Know |  |  |  | No | Other |  | Will Inspect meter box at a later date | Unknown - Unlikely Lead |  |  |  | No | Other |  | Will Inspect meter box at a later date | Unknown | Don't Know | Don't Know |  | Building | Unknown | Unknown | No |  |  | Unknown |  | 32.7323508 | -103.131715
7869 | 1216 E LLANO DR, HOBBS NM |  | No | No | Unknown - Unlikely Lead | Don't Know |  |  |  | No | Other |  | Will Inspect meter box at a later date | Unknown - Unlikely Lead |  |  |  | No | Other |  | Will Inspect meter box at a later date | Unknown | Don't Know | Don't Know |  | Building | Unknown | Unknown | No |  |  | Unknown |  | 32.7145566 | -103.1212141
7735 | 510 W LEA ST, HOBBS NM |  | No | No | Unknown - Unlikely Lead | Don't Know |  |  |  | No | Other |  | Will Inspect meter box at a later date | Unknown - Unlikely Lead |  |  |  | No | Other |  | Will Inspect meter box at a later date | Unknown | Don't Know | Don't Know |  | Building | Unknown | Unknown | No |  |  | Unknown |  | 32.7094116 | -103.1417313
8066 | 317 S LINAM ST, HOBBS NM |  | No | No | Unknown - Unlikely Lead | Don't Know |  |  |  | No | Other |  | Will Inspect meter box at a later date | Unknown - Unlikely Lead |  |  |  | No | Other |  | Will Inspect meter box at a later date | Unknown | Don't Know | Don't Know |  | Building | Unknown | Unknown | No |  |  | Unknown |  | 32.697941 | -103.1389562
7492 | 605 E KIVA DR, HOBBS NM |  | No | No | Unknown - Unlikely Lead | Don't Know |  |  |  | No | Other |  | Will Inspect meter box at a later date | Unknown - Unlikely Lead |  |  |  | No | Other |  | Will Inspect meter box at a later date | Unknown | Don't Know | Don't Know |  | Building | Unknown | Unknown | No |  |  | Unknown |  | 32.7331524 | -103.1301215
8084 | 6225 N LILY POND RD, HOBBS NM |  | No | No | Non-Lead - Plastic | No | 2022 | 1 | Field inspection only with no records | Yes | Visual inspection at the meter pit | 07/23/2024 00:00:00 |  | Non-Lead - Plastic | 2022 | 1 | Field inspection only with no records | Yes | Visual inspection at the meter pit | 07/23/2024 00:00:00 |  | Non-Lead | No | No |  | Single Family Residence | Unknown | No | No |  |  | Non-Lead |  | 32.7715029 | -103.1566658
8078 | 6423 LILY POND RD, HOBBS NM |  | No | No | Non-Lead - Plastic | No | 2022 | 1 | Field inspection only with no records | Yes | Visual inspection at the meter pit | 07/23/2024 00:00:00 |  | Non-Lead - Plastic | 2022 | 1 | Field inspection only with no records | Yes | Visual inspection at the meter pit | 07/23/2024 00:00:00 |  | Non-Lead | No | No |  | Single Family Residence | Unknown | No | No |  |  | Non-Lead |  | 32.7728795 | -103.1563812
5305 | 1509 W FOX FIRE CT, HOBBS NM |  | No | No | Non-Lead - Plastic | No | 2020 | 1 | Installation date after lead ban | No | Other |  | Newer Construction, verified by GIS Mapping | Non-Lead - Plastic | 2020 | 1 | Installation date after lead ban | No | Other |  | Newer Construction, verified by GIS Mapping |  | No | No |  | Single Family Residence | Unknown | No | No |  |  | Non-Lead
9565 | 4811 W MIGHTY ATOM RD, HOBBS NM |  | No | No | Non-Lead - Plastic | No | 2020 | 1 | Field inspection only with no records | Yes | Visual inspection at the meter pit | 06/03/2024 00:00:00 |  | Non-Lead - Plastic | 2020 | 1 | Field inspection only with no records | Yes | Visual inspection at the meter pit | 06/03/2024 00:00:00 |  | Non-Lead | No | No |  | Single Family Residence |  | No | No |  |  | Non-Lead |  | 32.747282 | -103.198123
9741 | 4119 MESCALERO DR, HOBBS NM |  | No | No | Unknown - Unlikely Lead | Don't Know |  |  |  | No | Other |  | Will Inspect meter box at a later date | Unknown - Unlikely Lead |  |  |  | No | Other |  | Will Inspect meter box at a later date | Unknown | Don't Know | Don't Know |  | Building | Unknown | Unknown | No |  |  | Unknown |  | 32.7454913 | -103.1520874
9265 | 308 W MAIN ST, HOBBS NM |  | No | No | Unknown - Unlikely Lead | Don't Know |  |  |  | No | Other |  | Will Inspect meter box at a later date | Unknown - Unlikely Lead |  |  |  | No | Other |  | Will Inspect meter box at a later date | Unknown | Don't Know | Don't Know |  | Building | Unknown | Unknown | No |  |  | Unknown |  | 32.692634 | -103.1392404
8182 | 724 E LUNA DR, HOBBS NM |  | No | No | Unknown - Unlikely Lead | Don't Know |  |  |  | No | Other |  | Will Inspect meter box at a later date | Unknown - Unlikely Lead |  |  |  | No | Other |  | Will Inspect meter box at a later date | Unknown | Don't Know | Don't Know |  | Building | Unknown | Unknown | No |  |  | Unknown |  | 32.715688 | -103.1280413
8557 | 2607 W MARLAND ST, HOBBS NM |  | No | No | Unknown - Unlikely Lead | Don't Know |  |  |  | No | Other |  | Will Inspect meter box at a later date | Unknown - Unlikely Lead |  |  |  | No | Other |  | Will Inspect meter box at a later date | Unknown | Don't Know | Don't Know |  | Building | Unknown | Unknown | No |  |  | Unknown |  | 32.6961368 | -103.165953
5083 | 721 E EAGLE DR, HOBBS NM |  | No | No | Unknown - Unlikely Lead | Don't Know |  |  |  | No | Other |  | Will Inspect meter box at a later date | Unknown - Unlikely Lead |  |  |  | No | Other |  | Will Inspect meter box at a later date | Unknown | Don't Know | Don't Know |  | Building | Unknown | Unknown | No |  |  | Unknown
4788 | 1105 N DENSON DR, HOBBS NM |  | No | No | Unknown - Unlikely Lead | Don't Know |  |  |  | No | Other |  | Will Inspect meter box at a later date | Unknown - Unlikely Lead |  |  |  | No | Other |  | Will Inspect meter box at a later date | Unknown | Don't Know | Don't Know |  | Building | Unknown | Unknown | No |  |  | Unknown
6800 | 700 E HUMBLE ST, HOBBS NM |  | No | No | Unknown - Unlikely Lead | Don't Know |  |  |  | No | Other |  | Will Inspect meter box at a later date | Unknown - Unlikely Lead |  |  |  | No | Other |  | Will Inspect meter box at a later date | Unknown | Don't Know | Don't Know |  | Building | Unknown | Unknown | No |  |  | Unknown |  | 32.6936946 | -103.1284416
8231 | 1127 E LA BREA AVE, HOBBS NM |  | No | No | Non-Lead - Plastic | No | 2021 | 1 | Field inspection only with no records | Yes | Visual inspection at the meter pit | 05/26/2024 00:00:00 |  | Non-Lead - Plastic | 2021 | 1 | Installation date after lead ban | Yes | Visual inspection at the meter pit | 05/26/2024 00:00:00 |  | Non-Lead | No | No |  | Single Family Residence |  | No | No |  |  | Non-Lead |  | 32.731748 | -103.122022
9709 | 1005 E MICHIGAN DR #1, HOBBS NM |  | No | No | Unknown - Unlikely Lead | Don't Know |  |  |  | No | Other |  | Will Inspect meter box at a later date | Unknown - Unlikely Lead |  |  |  | No | Other |  | Will Inspect meter box at a later date | Unknown | Don't Know | Don't Know |  | Building | Unknown | Unknown | No |  |  | Unknown
5556 | 1225 E GREEN ACRES DR, HOBBS NM |  | No | No | Unknown - Unlikely Lead | Don't Know |  |  |  | No | Other |  | Will Inspect meter box at a later date | Unknown - Unlikely Lead |  |  |  | No | Other |  | Will Inspect meter box at a later date | Unknown | Don't Know | Don't Know |  | Building | Unknown | Unknown | No |  |  | Unknown
5125 | 2222 N FOWLER ST, HOBBS NM |  | No | No | Unknown - Unlikely Lead | Don't Know |  |  |  | No | Other |  | Will Inspect meter box at a later date | Unknown - Unlikely Lead |  |  |  | No | Other |  | Will Inspect meter box at a later date | Unknown | Don't Know | Don't Know |  | Building | Unknown | Unknown | No |  |  | Unknown
9142 | 409 N MCKINLEY ST, HOBBS NM |  | No | No | Unknown - Unlikely Lead | Don't Know |  |  |  | No | Other |  | Will Inspect meter box at a later date | Unknown - Unlikely Lead |  |  |  | No | Other |  | Will Inspect meter box at a later date | Unknown | Don't Know | Don't Know |  | Building | Unknown | Unknown | No |  |  | Unknown |  | 32.7040591 | -103.1325314
7837 | 620 E LLANO DR, HOBBS NM |  | No | No | Unknown - Unlikely Lead | Don't Know |  |  |  | No | Other |  | Will Inspect meter box at a later date | Unknown - Unlikely Lead |  |  |  | No | Other |  | Will Inspect meter box at a later date | Unknown | Don't Know | Don't Know |  | Building | Unknown | Unknown | No |  |  | Unknown |  | 32.7147947 | -103.1294099
6860 | 407 W HUMBLE ST, HOBBS NM |  | No | No | Unknown - Unlikely Lead | Don't Know |  |  |  | No | Other |  | Will Inspect meter box at a later date | Unknown - Unlikely Lead |  |  |  | No | Other |  | Will Inspect meter box at a later date | Unknown | Don't Know | Don't Know |  | Building | Unknown | Unknown | No |  |  | Unknown |  | 32.6932074 | -103.1403936
7371 | 1009 S JEFFERSON ST, HOBBS NM |  | No | No | Unknown - Unlikely Lead | Don't Know |  |  |  | No | Other |  | Will Inspect meter box at a later date | Unknown - Unlikely Lead |  |  |  | No | Other |  | Will Inspect meter box at a later date | Unknown | Don't Know | Don't Know |  | Building | Unknown | Unknown | No |  |  | Unknown |  | 32.690679 | -103.124231
6306 | 907 N GRIMES ST, HOBBS NM |  | No | No | Unknown - Unlikely Lead | Don't Know |  |  |  | No | Other |  | Will Inspect meter box at a later date | Unknown - Unlikely Lead |  |  |  | No | Other |  | Will Inspect meter box at a later date | Unknown | Don't Know | Don't Know |  | Building | Unknown | Unknown | No |  |  | Unknown |  | 32.7097828 | -103.1450799
7464 | 2302 N JUNIPER LN, HOBBS NM |  | No | No | Non-Lead - Plastic | No | 2009 | 3/4 | Field inspection only with no records | Yes | Visual inspection at the meter pit | 07/23/2024 00:00:00 |  | Non-Lead - Plastic | 2009 | 3/4 | Field inspection only with no records | Yes | Visual inspection at the meter pit | 07/23/2024 00:00:00 |  | Non-Lead | No | No |  | Single Family Residence | Unknown | No | No |  |  | Non-Lead |  | 32.726283 | -103.111297
8689 | 1000 N MARLAND BLVD #12, HOBBS NM |  | No | No | Non-Lead - Plastic | Don't Know | 2003 | 3/4 | Field inspection only with no records | Yes | Visual inspection at the meter pit | 08/26/2024 00:00:00 |  | Non-Lead - Plastic | 2003 | 3/4 | Field inspection only with no records | Yes | Visual inspection at the meter pit | 08/26/2024 00:00:00 |  | Non-Lead | No | Don't Know |  | Single Family Residence |  | No | No |  |  | Non-Lead
6837 | 810 W HUMBLE ST, HOBBS NM |  | No | No | Unknown - Unlikely Lead | Don't Know |  |  |  | No | Other |  | Will Inspect meter box at a later date | Unknown - Unlikely Lead |  |  |  | No | Other |  | Will Inspect meter box at a later date | Unknown | Don't Know | Don't Know |  | Building | Unknown | Unknown | No |  |  | Unknown |  | 32.6937439 | -103.1458856
7489 | 521 E KIVA DR, HOBBS NM |  | No | No | Unknown - Unlikely Lead | Don't Know |  |  |  | No | Other |  | Will Inspect meter box at a later date | Unknown - Unlikely Lead |  |  |  | No | Other |  | Will Inspect meter box at a later date | Unknown | Don't Know | Don't Know |  | Building | Unknown | Unknown | No |  |  | Unknown |  | 32.7331945 | -103.1309394
5376 | 1521 W FROG LEAP CT, HOBBS NM |  | No | No | Non-Lead - Plastic | No | 2019 | 1 | Installation date after lead ban | No | Other |  | Newer Construction, verified by GIS Mapping | Non-Lead - Plastic | 2008 | 1 | Installation date after lead ban | No | Other |  | Newer Construction, verified by GIS Mapping |  | No | No |  | Single Family Residence | Unknown | No | No |  |  | Non-Lead
8719 | 810 N MARLAND BLVD, HOBBS NM |  | No | No | Unknown - Unlikely Lead | Don't Know |  |  |  | No | Other |  | Will Inspect meter box at a later date | Unknown - Unlikely Lead |  |  |  | No | Other |  | Will Inspect meter box at a later date | Unknown | Don't Know | Don't Know |  | Building | Unknown | Unknown | No |  |  | Unknown |  | 32.7080001 | -103.1122506
6769 | 2132 N HOMESTEAD DR, HOBBS NM |  | No | No | Non-Lead - Plastic | No | 2019 | 1 | Field inspection only with no records | Yes | Visual inspection at the meter pit | 09/02/2024 00:00:00 |  | Non-Lead - Plastic | 2019 | 1 | Installation date after lead ban | Yes | Visual inspection at the meter pit | 09/02/2024 00:00:00 |  | Non-Lead | No | No |  | Single Family Residence |  | No | No |  |  | Non-Lead |  | 32.724742 | -103.111138
5834 | 1100 N GILA DR, HOBBS NM |  | No | No | Unknown - Unlikely Lead | Don't Know |  |  |  | No | Other |  | Will Inspect meter box at a later date | Unknown - Unlikely Lead |  |  |  | No | Other |  | Will Inspect meter box at a later date | Unknown | Don't Know | Don't Know |  | Building | Unknown | Unknown | No |  |  | Unknown
5814 | 1837 N GILA DR, HOBBS NM |  | No | No | Unknown - Unlikely Lead | Don't Know |  |  |  | No | Other |  | Will Inspect meter box at a later date | Unknown - Unlikely Lead |  |  |  | No | Other |  | Will Inspect meter box at a later date | Unknown | Don't Know | Don't Know |  | Building | Unknown | Unknown | No |  |  | Unknown
6169 | 807 N GRIMES ST, HOBBS NM |  | No | No | Unknown - Unlikely Lead | Don't Know |  |  |  | No | Other |  | Will Inspect meter box at a later date | Unknown - Unlikely Lead |  |  |  | No | Other |  | Will Inspect meter box at a later date | Unknown | Don't Know | Don't Know |  | Building | Unknown | Unknown | No |  |  | Unknown |  | 32.70824 | -103.1452311
5010 | 1603 N ELEANOR CIR, HOBBS NM |  | No | No | Unknown - Unlikely Lead | Don't Know |  |  |  | No | Other |  | Will Inspect meter box at a later date | Unknown - Unlikely Lead |  |  |  | No | Other |  | Will Inspect meter box at a later date | Unknown | Don't Know | Don't Know |  | Building | Unknown | Unknown | No |  |  | Unknown
5078 | 812 E EAGLE DR, HOBBS NM |  | No | No | Unknown - Unlikely Lead | Don't Know |  |  |  | No | Other |  | Will Inspect meter box at a later date | Unknown - Unlikely Lead |  |  |  | No | Other |  | Will Inspect meter box at a later date | Unknown | Don't Know | Don't Know |  | Building | Unknown | Unknown | No |  |  | Unknown
9320 | 1029 W MESA VERDE DR, HOBBS NM |  | No | No | Unknown - Unlikely Lead | Don't Know |  |  |  | No | Other |  | Will Inspect meter box at a later date | Unknown - Unlikely Lead |  |  |  | No | Other |  | Will Inspect meter box at a later date | Unknown | Don't Know | Don't Know |  | Building | Unknown | Unknown | No |  |  | Unknown |  | 32.7457067 | -103.1485139
6380 | 4727 W GREY GHOST RD, HOBBS NM |  | No | No | Non-Lead - Plastic | No | 2017 | 3/4 | Field inspection only with no records | Yes | Visual inspection at the meter pit | 05/26/2024 00:00:00 |  | Non-Lead - Plastic | 2017 | 3/4 | Installation date after lead ban | Yes | Visual inspection at the meter pit | 05/26/2024 00:00:00 |  | Non-Lead | No | No |  | Single Family Residence |  | No | No |  |  | Non-Lead |  | 32.749564 | -103.197457
7928 | 417 E LLANO DR, HOBBS NM |  | No | No | Unknown - Unlikely Lead | Don't Know |  |  |  | No | Other |  | Will Inspect meter box at a later date | Unknown - Unlikely Lead |  |  |  | No | Other |  | Will Inspect meter box at a later date | Unknown | Don't Know | Don't Know |  | Building | Unknown | Unknown | No |  |  | Unknown |  | 32.7148216 | -103.1317939
815 | 1405 W BERRY DR, HOBBS NM |  | No | No | Unknown - Unlikely Lead | Don't Know |  |  |  | No | Other |  | Will Inspect meter box at a later date | Unknown - Unlikely Lead |  |  |  | No | Other |  | Will Inspect meter box at a later date | Unknown | Don't Know | Don't Know |  | Building | Unknown | Unknown | No |  |  | Unknown |  | 32.7146905 | -103.1530601
7156 | 1323 W JOE HARVEY BLVD, HOBBS NM |  | No | No | Unknown - Unlikely Lead | Don't Know |  |  |  | No | Other |  | Will Inspect meter box at a later date | Unknown - Unlikely Lead |  |  |  | No | Other |  | Will Inspect meter box at a later date | Unknown | Don't Know | Don't Know |  | Building | Unknown | Unknown | No |  |  | Unknown |  | 32.7397564 | -103.1523725
8927 | 1222 E MIDWEST ST, HOBBS NM |  | No | No | Unknown - Unlikely Lead | Don't Know |  |  |  | No | Other |  | Will Inspect meter box at a later date | Unknown - Unlikely Lead |  |  |  | No | Other |  | Will Inspect meter box at a later date | Unknown | Don't Know | Don't Know |  | Building | Unknown | Unknown | No |  |  | Unknown |  | 32.691517 | -103.1215444
8088 | 6502 LILY POND RD, HOBBS NM |  | No | No | Non-Lead - Plastic | No | 2022 | 1 | Field inspection only with no records | Yes | Visual inspection at the meter pit | 07/23/2024 00:00:00 |  | Non-Lead - Plastic | 2022 | 1 | Field inspection only with no records | Yes | Visual inspection at the meter pit | 07/23/2024 00:00:00 |  | Non-Lead | No | No |  | Single Family Residence | Unknown | No | No |  |  | Non-Lead |  | 32.7728795 | -103.1563812
8149 | 1111 S LEECH ST, HOBBS NM |  | No | No | Unknown - Unlikely Lead | Don't Know |  |  |  | No | Other |  | Will Inspect meter box at a later date | Unknown - Unlikely Lead |  |  |  | No | Other |  | Will Inspect meter box at a later date | Unknown | Don't Know | Don't Know |  | Building | Unknown | Unknown | No |  |  | Unknown |  | 32.6898896 | -103.1432046
843 | 921 W BERRY DR, HOBBS NM |  | No | No | Unknown - Unlikely Lead | Don't Know |  |  |  | No | Other |  | Will Inspect meter box at a later date | Unknown - Unlikely Lead |  |  |  | No | Other |  | Will Inspect meter box at a later date | Unknown | Don't Know | Don't Know |  | Building | Unknown | Unknown | No |  |  | Unknown |  | 32.7139292 | -103.147238
8412 | 3606 LIVE OAK ST, HOBBS NM |  | No | No | Non-Lead - Plastic | No | 2015 | 1 | Field inspection only with no records | Yes | Visual inspection at the meter pit | 07/23/2024 00:00:00 |  | Non-Lead - Plastic | 2015 | 1 | Field inspection only with no records | Yes | Visual inspection at the meter pit | 07/23/2024 00:00:00 |  | Non-Lead | No | No |  | Single Family Residence | Unknown | No | No |  |  | Non-Lead |  | 32.7713672 | -103.1823892
6803 | 916 E HUMBLE ST, HOBBS NM |  | No | No | Unknown - Unlikely Lead | Don't Know |  |  |  | No | Other |  | Will Inspect meter box at a later date | Unknown - Unlikely Lead |  |  |  | No | Other |  | Will Inspect meter box at a later date | Unknown | Don't Know | Don't Know |  | Building | Unknown | Unknown | No |  |  | Unknown |  | 32.693611 | -103.1255548
6633 | 1220 S HOUSTON ST, HOBBS NM |  | No | No | Unknown - Unlikely Lead | Don't Know |  |  |  | No | Other |  | Will Inspect meter box at a later date | Unknown - Unlikely Lead |  |  |  | No | Other |  | Will Inspect meter box at a later date | Unknown | Don't Know | Don't Know |  | Building | Unknown | Unknown | No |  |  | Unknown |  | 32.6874667 | -103.1309869
8425 | 306 W MESQUITE DR, HOBBS NM |  | No | No | Unknown - Unlikely Lead | Don't Know |  |  |  | No | Other |  | Will Inspect meter box at a later date | Unknown - Unlikely Lead |  |  |  | No | Other |  | Will Inspect meter box at a later date | Unknown | Don't Know | Don't Know |  | Building | Unknown | Unknown | No |  |  | Unknown |  | 32.6886344 | -103.1395369
5269 | 2917 N FLAMINGO DR, HOBBS NM |  | No | No | Unknown - Unlikely Lead | Don't Know |  |  |  | No | Other |  | Will Inspect meter box at a later date | Unknown - Unlikely Lead |  |  |  | No | Other |  | Will Inspect meter box at a later date | Unknown | Don't Know | Don't Know |  | Building | Unknown | Unknown | No |  |  | Unknown
9660 | 2302 N MIMOSA LN, HOBBS NM |  | No | No | Non-Lead - Plastic | No | 2007 | 1 | Field inspection only with no records | Yes | Visual inspection at the meter pit | 06/03/2024 00:00:00 |  | Non-Lead - Plastic | 2007 | 1 | Field inspection only with no records | Yes | Visual inspection at the meter pit | 06/03/2024 00:00:00 |  | Non-Lead | No | No |  | Single Family Residence |  | No | No |  |  | Non-Lead |  | 32.726282 | -103.113121
7180 | 5300 JACK GOMEZ BLVD, HOBBS NM |  | No | No | Unknown - Unlikely Lead | Don't Know |  |  |  | No | Other |  | Will Inspect meter box at a later date | Unknown - Unlikely Lead |  |  |  | No | Other |  | Will Inspect meter box at a later date | Unknown | Don't Know | Don't Know |  | Building | Unknown | Unknown | No |  |  | Unknown |  | 32.7710692 | -103.2047391
4961 | 1104 S EDWARDS ST, HOBBS NM |  | No | No | Unknown - Unlikely Lead | Don't Know |  |  |  | No | Other |  | Will Inspect meter box at a later date | Unknown - Unlikely Lead |  |  |  | No | Other |  | Will Inspect meter box at a later date | Unknown | Don't Know | Don't Know |  | Building | Unknown | Unknown | No |  |  | Unknown
6901 | 1217 S HANNAH RD, HOBBS NM |  | No | No | Unknown - Unlikely Lead | Don't Know |  |  |  | No | Other |  | Will Inspect meter box at a later date | Unknown - Unlikely Lead |  |  |  | No | Other |  | Will Inspect meter box at a later date | Unknown | Don't Know | Don't Know |  | Building | Unknown | Unknown | No |  |  | Unknown |  | 32.6878885 | -103.1421953
5573 | 1114 E GREEN ACRES DR, HOBBS NM |  | No | No | Unknown - Unlikely Lead | Don't Know |  |  |  | No | Other |  | Will Inspect meter box at a later date | Unknown - Unlikely Lead |  |  |  | No | Other |  | Will Inspect meter box at a later date | Unknown | Don't Know | Don't Know |  | Building | Unknown | Unknown | No |  |  | Unknown
5921 | 6130 N GREYHOUND PL, HOBBS NM |  | No | No | Unknown - Unlikely Lead | Don't Know |  |  |  | No | Other |  | Will Inspect meter box at a later date | Unknown - Unlikely Lead |  |  |  | No | Other |  | Will Inspect meter box at a later date | Unknown | Don't Know | Don't Know |  | Building | Unknown | Unknown | No |  |  | Unknown
7305 | 315 N JEFFERSON ST, HOBBS NM |  | No | No | Unknown - Unlikely Lead | Don't Know |  |  |  | No | Other |  | Will Inspect meter box at a later date | Unknown - Unlikely Lead |  |  |  | No | Other |  | Will Inspect meter box at a later date | Unknown | Don't Know | Don't Know |  | Building | Unknown | Unknown | No |  |  | Unknown |  | 32.7035219 | -103.1241793
8821 | 1216 S MORRIS ST, HOBBS NM |  | No | No | Unknown - Unlikely Lead | Don't Know |  |  |  | No | Other |  | Will Inspect meter box at a later date | Unknown - Unlikely Lead |  |  |  | No | Other |  | Will Inspect meter box at a later date | Unknown | Don't Know | Don't Know |  | Building | Unknown | Unknown | No |  |  | Unknown |  | 32.6870074 | -103.1289855
8029 | 300 N LINAM ST, HOBBS NM |  | No | No | Unknown - Unlikely Lead | Don't Know |  |  |  | No | Other |  | Will Inspect meter box at a later date | Unknown - Unlikely Lead |  |  |  | No | Other |  | Will Inspect meter box at a later date | Unknown | Don't Know | Don't Know |  | Building | Unknown | Unknown | No |  |  | Unknown |  | 32.7031345 | -103.1383423
5017 | 1620 N ELEANOR CIR, HOBBS NM |  | No | No | Unknown - Unlikely Lead | Don't Know |  |  |  | No | Other |  | Will Inspect meter box at a later date | Unknown - Unlikely Lead |  |  |  | No | Other |  | Will Inspect meter box at a later date | Unknown | Don't Know | Don't Know |  | Building | Unknown | Unknown | No |  |  | Unknown
5071 | 101 E EAGLE DR, HOBBS NM |  | No | No | Unknown - Unlikely Lead | Don't Know |  |  |  | No | Other |  | Will Inspect meter box at a later date | Unknown - Unlikely Lead |  |  |  | No | Other |  | Will Inspect meter box at a later date | Unknown | Don't Know | Don't Know |  | Building | Unknown | Unknown | No |  |  | Unknown
9456 | 711 W MILLEN DR, HOBBS NM |  | No | No | Unknown - Unlikely Lead | Don't Know |  |  |  | No | Other |  | Will Inspect meter box at a later date | Unknown - Unlikely Lead |  |  |  | No | Other |  | Will Inspect meter box at a later date | Unknown | Don't Know | Don't Know |  | Building | Unknown | Unknown | No |  |  | Unknown |  | 32.7545199 | -103.1438979
9892 | 3609 N NORTHWEST DR, HOBBS NM |  | No | No | Unknown - Unlikely Lead | Don't Know |  |  |  | No | Other |  | Will Inspect meter box at a later date | Unknown - Unlikely Lead |  |  |  | No | Other |  | Will Inspect meter box at a later date | Unknown | Don't Know | Don't Know |  | Building | Unknown | Unknown | No |  |  | Unknown |  | 32.7392054 | -103.1579213
7736 | 503 W LEA ST, HOBBS NM |  | No | No | Unknown - Unlikely Lead | Don't Know |  |  |  | No | Other |  | Will Inspect meter box at a later date | Unknown - Unlikely Lead |  |  |  | No | Other |  | Will Inspect meter box at a later date | Unknown | Don't Know | Don't Know |  | Building | Unknown | Unknown | No |  |  | Unknown |  | 32.7089343 | -103.1414953
6627 | 1234 S HOUSTON ST, HOBBS NM |  | No | No | Unknown - Unlikely Lead | Don't Know |  |  |  | No | Other |  | Will Inspect meter box at a later date | Unknown - Unlikely Lead |  |  |  | No | Other |  | Will Inspect meter box at a later date | Unknown | Don't Know | Don't Know |  | Building | Unknown | Unknown | No |  |  | Unknown |  | 32.6863905 | -103.1310581
9213 | 307 E MAIN ST, HOBBS NM |  | No | No | Unknown - Unlikely Lead | Don't Know |  |  |  | No | Other |  | Will Inspect meter box at a later date | Unknown - Unlikely Lead |  |  |  | No | Other |  | Will Inspect meter box at a later date | Unknown | Don't Know | Don't Know |  | Building | Unknown | Unknown | No |  |  | Unknown |  | 32.692002 | -103.133322
6692 | 4726 W HARDTACK RD, HOBBS NM |  | No | No | Non-Lead - Plastic | No | 2015 | 3/4 | Field inspection only with no records | Yes | Visual inspection at the meter pit | 05/26/2024 00:00:00 |  | Non-Lead - Plastic | 2015 | 3/4 | Installation date after lead ban | Yes | Visual inspection at the meter pit | 05/26/2024 00:00:00 |  | Non-Lead | No | No |  | Single Family Residence |  | No | No |  |  | Non-Lead |  | 32.752105 | -103.197283
8224 | 1008 W LAUGHLIN DR, HOBBS NM |  | No | No | Unknown - Unlikely Lead | Don't Know |  |  |  | No | Other |  | Will Inspect meter box at a later date | Unknown - Unlikely Lead |  |  |  | No | Other |  | Will Inspect meter box at a later date | Unknown | Don't Know | Don't Know |  | Building | Unknown | Unknown | No |  |  | Unknown |  | 32.7128065 | -103.1481082
8484 | 2730 W MARLAND BLVD, HOBBS NM |  | No | No | Unknown - Unlikely Lead | Don't Know |  |  |  | No | Other |  | Will Inspect meter box at a later date | Unknown - Unlikely Lead |  |  |  | No | Other |  | Will Inspect meter box at a later date | Unknown | Don't Know | Don't Know |  | Building | Unknown | Unknown | No |  |  | Unknown |  | 32.6979672 | -103.1717502
4895 | 1631 DARTMOUTH CT, HOBBS NM |  | No | No | Unknown - Unlikely Lead | Don't Know |  |  |  | No | Other |  | Will Inspect meter box at a later date | Unknown - Unlikely Lead |  |  |  | No | Other |  | Will Inspect meter box at a later date | Unknown | Don't Know | Don't Know |  | Building | Unknown | Unknown | No |  |  | Unknown
9773 | 2902 N NORTHWEST DR, HOBBS NM |  | No | No | Unknown - Unlikely Lead | Don't Know |  |  |  | No | Other |  | Will Inspect meter box at a later date | Unknown - Unlikely Lead |  |  |  | No | Other |  | Will Inspect meter box at a later date | Unknown | Don't Know | Don't Know |  | Building | Unknown | Unknown | No |  |  | Unknown |  | 32.731454 | -103.1495698
8496 | 3705 W MARLAND ST, HOBBS NM |  | No | No | Unknown - Unlikely Lead | Don't Know |  |  |  | No | Other |  | Will Inspect meter box at a later date | Unknown - Unlikely Lead |  |  |  | No | Other |  | Will Inspect meter box at a later date | Unknown | Don't Know | Don't Know |  | Building | Unknown | Unknown | No |  |  | Unknown |  | 32.6960606 | -103.1780414
8297 | 6210 N LOVINGTON HWY, HOBBS NM |  | No | No | Unknown - Unlikely Lead | Don't Know |  |  |  | No | Other |  | Will Inspect meter box at a later date | Unknown - Unlikely Lead |  |  |  | No | Other |  | Will Inspect meter box at a later date | Unknown | Don't Know | Don't Know |  | Building | Unknown | Unknown | No |  |  | Unknown |  | 32.7711427 | -103.1905047
9060 | 601 S MCKINLEY ST, HOBBS NM |  | No | No | Unknown - Unlikely Lead | Don't Know |  |  |  | No | Other |  | Will Inspect meter box at a later date | Unknown - Unlikely Lead |  |  |  | No | Other |  | Will Inspect meter box at a later date | Unknown | Don't Know | Don't Know |  | Building | Unknown | Unknown | No |  |  | Unknown |  | 32.6953194 | -103.1328099
9542 | 1730 MARQUIS LN, HOBBS NM |  | No | No | Unknown - Unlikely Lead | Don't Know |  |  |  | No | Other |  | Will Inspect meter box at a later date | Unknown - Unlikely Lead |  |  |  | No | Other |  | Will Inspect meter box at a later date | Unknown | Don't Know | Don't Know |  | Building | Unknown | Unknown | No |  |  | Unknown |  | 32.7399881 | -103.1578763
7440 | 1002 JICARILLA ST, HOBBS NM |  | No | No | Unknown - Unlikely Lead | Don't Know |  |  |  | No | Other |  | Will Inspect meter box at a later date | Unknown - Unlikely Lead |  |  |  | No | Other |  | Will Inspect meter box at a later date | Unknown | Don't Know | Don't Know |  | Building | Unknown | Unknown | No |  |  | Unknown |  | 32.7453896 | -103.1474058
7905 | 933 E LLANO DR, HOBBS NM |  | No | No | Unknown - Unlikely Lead | Don't Know |  |  |  | No | Other |  | Will Inspect meter box at a later date | Unknown - Unlikely Lead |  |  |  | No | Other |  | Will Inspect meter box at a later date | Unknown | Don't Know | Don't Know |  | Building | Unknown | Unknown | No |  |  | Unknown |  | 32.7141516 | -103.1245704
7319 | 2311 N JEFFERSON ST, HOBBS NM |  | No | No | Unknown - Unlikely Lead | Don't Know |  |  |  | No | Other |  | Will Inspect meter box at a later date | Unknown - Unlikely Lead |  |  |  | No | Other |  | Will Inspect meter box at a later date | Unknown | Don't Know | Don't Know |  | Building | Unknown | Unknown | No |  |  | Unknown |  | 32.7262977 | -103.1235374
8483 | 2530 W MARLAND ST, HOBBS NM |  | No | No | Unknown - Unlikely Lead | Don't Know |  |  |  | No | Other |  | Will Inspect meter box at a later date | Unknown - Unlikely Lead |  |  |  | No | Other |  | Will Inspect meter box at a later date | Unknown | Don't Know | Don't Know |  | Building | Unknown | Unknown | No |  |  | Unknown |  | 32.6969104 | -103.1648309
942 | 300 N AVENUE B, HOBBS NM |  | No | No | Unknown - Unlikely Lead | Don't Know |  |  |  | No | Other |  | Will Inspect meter box at a later date | Unknown - Unlikely Lead |  |  |  | No | Other |  | Will Inspect meter box at a later date | Unknown | Don't Know | Don't Know |  | Building | Unknown | Unknown | No |  |  | Unknown |  | 32.7030839 | -103.1255243
7633 | 5104 W KING KELLY RD, HOBBS NM |  | No | No | Non-Lead - Plastic | No | 2021 | 1 | Field inspection only with no records | Yes | Visual inspection at the meter pit | 09/30/2024 00:00:00 |  | Non-Lead - Plastic | 2021 | 3/4 | Field inspection only with no records | Yes | Visual inspection at the meter pit | 09/30/2024 00:00:00 |  | Non-Lead | No | No |  | Single Family Residence |  | No | No |  |  | Non-Lead |  | 32.749267 | -103.20127
8552 | 400 W MARLAND ST, HOBBS NM |  | No | No | Unknown - Unlikely Lead | Don't Know |  |  |  | No | Other |  | Will Inspect meter box at a later date | Unknown - Unlikely Lead |  |  |  | No | Other |  | Will Inspect meter box at a later date | Unknown | Don't Know | Don't Know |  | Building | Unknown | Unknown | No |  |  | Unknown |  | 32.6968787 | -103.14018
9201 | 1116 E MAIN ST, HOBBS NM |  | No | No | Unknown - Unlikely Lead | Don't Know |  |  |  | No | Other |  | Will Inspect meter box at a later date | Unknown - Unlikely Lead |  |  |  | No | Other |  | Will Inspect meter box at a later date | Unknown | Don't Know | Don't Know |  | Building | Unknown | Unknown | No |  |  | Unknown |  | 32.6925943 | -103.1230116
6885 | 420 W HUMBLE ST, HOBBS NM |  | No | No | Unknown - Unlikely Lead | Don't Know |  |  |  | No | Other |  | Will Inspect meter box at a later date | Unknown - Unlikely Lead |  |  |  | No | Other |  | Will Inspect meter box at a later date | Unknown | Don't Know | Don't Know |  | Building | Unknown | Unknown | No |  |  | Unknown |  | 32.6937091 | -103.1409228
7749 | 1032 W LEA ST, HOBBS NM |  | No | No | Unknown - Unlikely Lead | Don't Know |  |  |  | No | Other |  | Will Inspect meter box at a later date | Unknown - Unlikely Lead |  |  |  | No | Other |  | Will Inspect meter box at a later date | Unknown | Don't Know | Don't Know |  | Building | Unknown | Unknown | No |  |  | Unknown |  | 32.7095707 | -103.1482523
5368 | 2133 N FRENCH DR, HOBBS NM |  | No | No | Unknown - Unlikely Lead | Don't Know |  |  |  | No | Other |  | Will Inspect meter box at a later date | Unknown - Unlikely Lead |  |  |  | No | Other |  | Will Inspect meter box at a later date | Unknown | Don't Know | Don't Know |  | Building | Unknown | Unknown | No |  |  | Unknown
9616 | 1008 W MACKENZIE DR, HOBBS NM |  | No | No | Unknown - Unlikely Lead | Don't Know |  |  |  | No | Other |  | Will Inspect meter box at a later date | Unknown - Unlikely Lead |  |  |  | No | Other |  | Will Inspect meter box at a later date | Unknown | Don't Know | Don't Know |  | Building | Unknown | Unknown | No |  |  | Unknown |  | 32.7135319 | -103.1481157
6619 | 1719 S HOUSTON ST, HOBBS NM |  | No | No | Unknown - Unlikely Lead | Don't Know |  |  |  | No | Other |  | Will Inspect meter box at a later date | Unknown - Unlikely Lead |  |  |  | No | Other |  | Will Inspect meter box at a later date | Unknown | Don't Know | Don't Know |  | Building | Unknown | Unknown | No |  |  | Unknown |  | 32.6830829 | -103.1315903
5131 | 3106 N FOWLER ST, HOBBS NM |  | No | No | Unknown - Unlikely Lead | Don't Know |  |  |  | No | Other |  | Will Inspect meter box at a later date | Unknown - Unlikely Lead |  |  |  | No | Other |  | Will Inspect meter box at a later date | Unknown | Don't Know | Don't Know |  | Building | Unknown | Unknown | No |  |  | Unknown
5461 | 1820 N GRAYSON ST, HOBBS NM |  | No | No | Unknown - Unlikely Lead | Don't Know |  |  |  | No | Other |  | Will Inspect meter box at a later date | Unknown - Unlikely Lead |  |  |  | No | Other |  | Will Inspect meter box at a later date | Unknown | Don't Know | Don't Know |  | Building | Unknown | Unknown | No |  |  | Unknown
853 | 422 W BERRY DR, HOBBS NM |  | No | No | Unknown - Unlikely Lead | Don't Know |  |  |  | No | Other |  | Will Inspect meter box at a later date | Unknown - Unlikely Lead |  |  |  | No | Other |  | Will Inspect meter box at a later date | Unknown | Don't Know | Don't Know |  | Building | Unknown | Unknown | No |  |  | Unknown |  | 32.714469 | -103.1404484
5717 | 1827 N GILA DR, HOBBS NM |  | No | No | Unknown - Unlikely Lead | Don't Know |  |  |  | No | Other |  | Will Inspect meter box at a later date | Unknown - Unlikely Lead |  |  |  | No | Other |  | Will Inspect meter box at a later date | Unknown | Don't Know | Don't Know |  | Building | Unknown | Unknown | No |  |  | Unknown
5738 | 1436 N GILA DR, HOBBS NM |  | No | No | Unknown - Unlikely Lead | Don't Know |  |  |  | No | Other |  | Will Inspect meter box at a later date | Unknown - Unlikely Lead |  |  |  | No | Other |  | Will Inspect meter box at a later date | Unknown | Don't Know | Don't Know |  | Building | Unknown | Unknown | No |  |  | Unknown
6286 | 2140 N GRIMES ST SUITE 100, HOBBS NM |  | No | No | Non-Lead - Plastic | Don't Know |  | 1 | Field inspection only with no records | Yes | Visual inspection at the meter pit | 08/13/2024 00:00:00 |  | Non-Lead - Plastic | 2022 | 1 | Field inspection only with no records | Yes | Visual inspection at the meter pit | 08/13/2024 00:00:00 |  | Non-Lead | No | Don't Know |  | Building |  | No | No |  |  | Non-Lead |  | 32.7240507 | -103.1444721
9515 | 1700 MARQUIS LN, HOBBS NM |  | No | No | Unknown - Unlikely Lead | Don't Know |  |  |  | No | Other |  | Will Inspect meter box at a later date | Unknown - Unlikely Lead |  |  |  | No | Other |  | Will Inspect meter box at a later date | Unknown | Don't Know | Don't Know |  | Building | Unknown | Unknown | No |  |  | Unknown |  | 32.7400177 | -103.1568974
7932 | 1112 N LLANO DR, HOBBS NM |  | No | No | Unknown - Unlikely Lead | Don't Know |  |  |  | No | Other |  | Will Inspect meter box at a later date | Unknown - Unlikely Lead |  |  |  | No | Other |  | Will Inspect meter box at a later date | Unknown | Don't Know | Don't Know |  | Building | Unknown | Unknown | No |  |  | Unknown |  | 32.7116891 | -103.11721
7840 | 1302 E LLANO DR, HOBBS NM |  | No | No | Unknown - Unlikely Lead | Don't Know |  |  |  | No | Other |  | Will Inspect meter box at a later date | Unknown - Unlikely Lead |  |  |  | No | Other |  | Will Inspect meter box at a later date | Unknown | Don't Know | Don't Know |  | Building | Unknown | Unknown | No |  |  | Unknown |  | 32.7145544 | -103.1204386
8840 | 1210 S MORRIS ST, HOBBS NM |  | No | No | Unknown - Unlikely Lead | Don't Know |  |  |  | No | Other |  | Will Inspect meter box at a later date | Unknown - Unlikely Lead |  |  |  | No | Other |  | Will Inspect meter box at a later date | Unknown | Don't Know | Don't Know |  | Building | Unknown | Unknown | No |  |  | Unknown |  | 32.6874863 | -103.1290111
6385 | 4824 W GREY GHOST RD, HOBBS NM |  | No | No | Non-Lead - Plastic | No | 2017 | 3/4 | Field inspection only with no records | Yes | Visual inspection at the meter pit | 05/26/2024 00:00:00 |  | Non-Lead - Plastic | 2017 | 3/4 | Installation date after lead ban | Yes | Visual inspection at the meter pit | 05/26/2024 00:00:00 |  | Non-Lead | No | No |  | Single Family Residence |  | No | No |  |  | Non-Lead |  | 32.750011 | -103.198546
7974 | 804 E LINCOLN RD, HOBBS NM |  | No | No | Unknown - Unlikely Lead | Don't Know |  |  |  | No | Other |  | Will Inspect meter box at a later date | Unknown - Unlikely Lead |  |  |  | No | Other |  | Will Inspect meter box at a later date | Unknown | Don't Know | Don't Know |  | Building | Unknown | Unknown | No |  |  | Unknown |  | 32.7199956 | -103.1269388
6993 | 1521 W HONEYSUCKLE CT, HOBBS NM |  | No | No | Non-Lead - Plastic | No | 2021 | 1 | Installation date after lead ban | No | Other |  | GIS verfied because of being built after ban | Non-Lead - Plastic | 2021 | 1 | Installation date after lead ban | No | Other |  | Newer Construction, verified by GIS Mapping |  | No | No |  | Single Family Residence | Unknown | No | No |  |  | Non-Lead |  | 32.773436 | -103.155183
5987 | 1530-C N GULF ST, HOBBS NM |  | No | No | Unknown - Unlikely Lead | Don't Know |  |  |  | No | Other |  | Will Inspect meter box at a later date | Unknown - Unlikely Lead |  |  |  | No | Other |  | Will Inspect meter box at a later date | Unknown | Don't Know | Don't Know |  | Building | Unknown | Unknown | No |  |  | Unknown
9232 | 314 E MAIN ST, HOBBS NM |  | No | No | Unknown - Unlikely Lead | Don't Know |  |  |  | No | Other |  | Will Inspect meter box at a later date | Unknown - Unlikely Lead |  |  |  | No | Other |  | Will Inspect meter box at a later date | Unknown | Don't Know | Don't Know |  | Building | Unknown | Unknown | No |  |  | Unknown |  | 32.6926589 | -103.1332353
547 | 318 N AVENUE A, HOBBS NM |  | No | No | Unknown - Unlikely Lead | Don't Know |  |  |  | No | Other |  | Will Inspect meter box at a later date | Unknown - Unlikely Lead |  |  |  | No | Other |  | Will Inspect meter box at a later date | Unknown | Don't Know | Don't Know |  | Building | Unknown | Unknown | No |  |  | Unknown
5608 | 1206 N GREEN ACRES DR, HOBBS NM |  | No | No | Unknown - Unlikely Lead | Don't Know |  |  |  | No | Other |  | Will Inspect meter box at a later date | Unknown - Unlikely Lead |  |  |  | No | Other |  | Will Inspect meter box at a later date | Unknown | Don't Know | Don't Know |  | Building | Unknown | Unknown | No |  |  | Unknown
5413 | 2918 N GANTT, HOBBS NM |  | No | No | Unknown - Unlikely Lead | Don't Know |  |  |  | No | Other |  | Will Inspect meter box at a later date | Unknown - Unlikely Lead |  |  |  | No | Other |  | Will Inspect meter box at a later date | Unknown | Don't Know | Don't Know |  | Building | Unknown | Unknown | No |  |  | Unknown
5089 | 3401 N ENTERPRISE DR, HOBBS NM |  | No | No | Unknown - Unlikely Lead | Don't Know |  |  |  | No | Other |  | Will Inspect meter box at a later date | Unknown - Unlikely Lead |  |  |  | No | Other |  | Will Inspect meter box at a later date | Unknown | Don't Know | Don't Know |  | Building | Unknown | Unknown | No |  |  | Unknown
9056 | 715 S MCKINLEY ST, HOBBS NM |  | No | No | Unknown - Unlikely Lead | Don't Know |  |  |  | No | Other |  | Will Inspect meter box at a later date | Unknown - Unlikely Lead |  |  |  | No | Other |  | Will Inspect meter box at a later date | Unknown | Don't Know | Don't Know |  | Building | Unknown | Unknown | No |  |  | Unknown |  | 32.6938825 | -103.132849
8506 | 108 W MARLAND ST, HOBBS NM |  | No | No | Unknown - Unlikely Lead | Don't Know |  |  |  | No | Other |  | Will Inspect meter box at a later date | Unknown - Unlikely Lead |  |  |  | No | Other |  | Will Inspect meter box at a later date | Unknown | Don't Know | Don't Know |  | Building | Unknown | Unknown | No |  |  | Unknown |  | 32.6966441 | -103.1363859
5175 | 3014 N FOWLER ST, HOBBS NM |  | No | No | Unknown - Unlikely Lead | Don't Know |  |  |  | No | Other |  | Will Inspect meter box at a later date | Unknown - Unlikely Lead |  |  |  | No | Other |  | Will Inspect meter box at a later date | Unknown | Don't Know | Don't Know |  | Building | Unknown | Unknown | No |  |  | Unknown
6483 | 319 N HOUSTON ST, HOBBS NM |  | No | No | Unknown - Unlikely Lead | Don't Know |  |  |  | No | Other |  | Will Inspect meter box at a later date | Unknown - Unlikely Lead |  |  |  | No | Other |  | Will Inspect meter box at a later date | Unknown | Don't Know | Don't Know |  | Building | Unknown | Unknown | No |  |  | Unknown |  | 32.7037262 | -103.1315184
9082 | 3101 N MCKINLEY ST, HOBBS NM |  | No | No | Unknown - Unlikely Lead | Don't Know |  |  |  | No | Other |  | Will Inspect meter box at a later date | Unknown - Unlikely Lead |  |  |  | No | Other |  | Will Inspect meter box at a later date | Unknown | Don't Know | Don't Know |  | Building | Unknown | Unknown | No |  |  | Unknown |  | 32.733888 | -103.1344121
856 | 800 W BERRY DR, HOBBS NM |  | No | No | Unknown - Unlikely Lead | Don't Know |  |  |  | No | Other |  | Will Inspect meter box at a later date | Unknown - Unlikely Lead |  |  |  | No | Other |  | Will Inspect meter box at a later date | Unknown | Don't Know | Don't Know |  | Building | Unknown | Unknown | No |  |  | Unknown |  | 32.7143298 | -103.1450743
7112 | 3515 INDUSTRIAL DR, HOBBS NM |  | No | No | Unknown - Unlikely Lead | Don't Know |  |  |  | No | Other |  | Will Inspect meter box at a later date | Unknown - Unlikely Lead |  |  |  | No | Other |  | Will Inspect meter box at a later date | Unknown | Don't Know | Don't Know |  | Building | Unknown | Unknown | No |  |  | Unknown |  | 32.7387783 | -103.1609625
9005 | 707 S MCKINLEY ST, HOBBS NM |  | No | No | Unknown - Unlikely Lead | Don't Know |  |  |  | No | Other |  | Will Inspect meter box at a later date | Unknown - Unlikely Lead |  |  |  | No | Other |  | Will Inspect meter box at a later date | Unknown | Don't Know | Don't Know |  | Building | Unknown | Unknown | No |  |  | Unknown |  | 32.6940015 | -103.1327352
7399 | 303 S JEFFERSON ST, HOBBS NM |  | No | No | Unknown - Unlikely Lead | Don't Know |  |  |  | No | Other |  | Will Inspect meter box at a later date | Unknown - Unlikely Lead |  |  |  | No | Other |  | Will Inspect meter box at a later date | Unknown | Don't Know | Don't Know |  | Building | Unknown | Unknown | No |  |  | Unknown |  | 32.6986286 | -103.1242221
6396 | 1818 N GARFIELD LN, HOBBS NM |  | No | No | Unknown - Unlikely Lead | Don't Know |  |  |  | No | Other |  | Will Inspect meter box at a later date | Unknown - Unlikely Lead |  |  |  | No | Other |  | Will Inspect meter box at a later date | Unknown | Don't Know | Don't Know |  | Building | Unknown | Unknown | No |  |  | Unknown |  | 32.7204109 | -103.1251038
5776 | 1500 N GILA DR, HOBBS NM |  | No | No | Unknown - Unlikely Lead | Don't Know |  |  |  | No | Other |  | Will Inspect meter box at a later date | Unknown - Unlikely Lead |  |  |  | No | Other |  | Will Inspect meter box at a later date | Unknown | Don't Know | Don't Know |  | Building | Unknown | Unknown | No |  |  | Unknown
8994 | 2505 W MIDWEST ST, HOBBS NM |  | No | No | Unknown - Unlikely Lead | Don't Know |  |  |  | No | Other |  | Will Inspect meter box at a later date | Unknown - Unlikely Lead |  |  |  | No | Other |  | Will Inspect meter box at a later date | Unknown | Don't Know | Don't Know |  | Building | Unknown | Unknown | No |  |  | Unknown |  | 32.690846 | -103.1654053
8904 | 1209 E MIDWEST ST, HOBBS NM |  | No | No | Unknown - Unlikely Lead | Don't Know |  |  |  | No | Other |  | Will Inspect meter box at a later date | Unknown - Unlikely Lead |  |  |  | No | Other |  | Will Inspect meter box at a later date | Unknown | Don't Know | Don't Know |  | Building | Unknown | Unknown | No |  |  | Unknown |  | 32.6909975 | -103.1220465
9675 | 2115 N MORA DR, HOBBS NM |  | No | No | Unknown - Unlikely Lead | Don't Know |  |  |  | No | Other |  | Will Inspect meter box at a later date | Unknown - Unlikely Lead |  |  |  | No | Other |  | Will Inspect meter box at a later date | Unknown | Don't Know | Don't Know |  | Building | Unknown | Unknown | No |  |  | Unknown |  | 32.724494 | -103.1176637
9469 | 718-B W MILLEN DR, HOBBS NM |  | No | No | Unknown - Unlikely Lead | Don't Know |  |  |  | No | Other |  | Will Inspect meter box at a later date | Unknown - Unlikely Lead |  |  |  | No | Other |  | Will Inspect meter box at a later date | Unknown | Don't Know | Don't Know |  | Building | Unknown | Unknown | No |  |  | Unknown
6070 | 1023 E GLORIETTA C 201, HOBBS NM |  | No | No | Non-Lead - Plastic | No | 2019 | 1 | Field inspection only with no records | Yes | Visual inspection at the meter pit | 05/26/2024 00:00:00 |  | Non-Lead - Plastic | 2019 | 1 | Installation date after lead ban | Yes | Visual inspection at the meter pit | 05/26/2024 00:00:00 |  | Non-Lead | No | No |  | Single Family Residence |  | No | No |  |  | Non-Lead |  | 32.7322508 | -103.1251818
540 | 304 N AVENUE A, HOBBS NM |  | No | No | Unknown - Unlikely Lead | Don't Know |  |  |  | No | Other |  | Will Inspect meter box at a later date | Unknown - Unlikely Lead |  |  |  | No | Other |  | Will Inspect meter box at a later date | Unknown | Don't Know | Don't Know |  | Building | Unknown | Unknown | No |  |  | Unknown
5706 | 901 E GOLD AVE, HOBBS NM |  | No | No | Unknown - Unlikely Lead | Don't Know |  |  |  | No | Other |  | Will Inspect meter box at a later date | Unknown - Unlikely Lead |  |  |  | No | Other |  | Will Inspect meter box at a later date | Unknown | Don't Know | Don't Know |  | Building | Unknown | Unknown | No |  |  | Unknown
8836 | 1303 S MORRIS ST, HOBBS NM |  | No | No | Unknown - Unlikely Lead | Don't Know |  |  |  | No | Other |  | Will Inspect meter box at a later date | Unknown - Unlikely Lead |  |  |  | No | Other |  | Will Inspect meter box at a later date | Unknown | Don't Know | Don't Know |  | Building | Unknown | Unknown | No |  |  | Unknown |  | 32.685238 | -103.1299542
6558 | 2512 N HOUSTON ST, HOBBS NM |  | No | No | Unknown - Unlikely Lead | Don't Know |  |  |  | No | Other |  | Will Inspect meter box at a later date | Unknown - Unlikely Lead |  |  |  | No | Other |  | Will Inspect meter box at a later date | Unknown | Don't Know | Don't Know |  | Building | Unknown | Unknown | No |  |  | Unknown |  | 32.7287744 | -103.1325073
8310 | 6610 N LOVINGTON HWY, HOBBS NM |  | No | No | Unknown - Unlikely Lead | Don't Know |  |  |  | No | Other |  | Will Inspect meter box at a later date | Unknown - Unlikely Lead |  |  |  | No | Other |  | Will Inspect meter box at a later date | Unknown | Don't Know | Don't Know |  | Building | Unknown | Unknown | No |  |  | Unknown |  | 32.7752276 | -103.1890026
9707 | 1115 E MICHIGAN DR, HOBBS NM |  | No | No | Unknown - Unlikely Lead | Don't Know |  |  |  | No | Other |  | Will Inspect meter box at a later date | Unknown - Unlikely Lead |  |  |  | No | Other |  | Will Inspect meter box at a later date | Unknown | Don't Know | Don't Know |  | Building | Unknown | Unknown | No |  |  | Unknown |  | 32.7223526 | -103.1223747
7350 | 510 S JEFFERSON ST, HOBBS NM |  | No | No | Unknown - Unlikely Lead | Don't Know |  |  |  | No | Other |  | Will Inspect meter box at a later date | Unknown - Unlikely Lead |  |  |  | No | Other |  | Will Inspect meter box at a later date | Unknown | Don't Know | Don't Know |  | Building | Unknown | Unknown | No |  |  | Unknown |  | 32.6960374 | -103.1234199
8144 | 408 S LEECH ST, HOBBS NM |  | No | No | Unknown - Unlikely Lead | Don't Know |  |  |  | No | Other |  | Will Inspect meter box at a later date | Unknown - Unlikely Lead |  |  |  | No | Other |  | Will Inspect meter box at a later date | Unknown | Don't Know | Don't Know |  | Building | Unknown | Unknown | No |  |  | Unknown |  | 32.6972076 | -103.1422127
9126 | 3808 N MCKINLEY ST, HOBBS NM |  | No | No | Unknown - Unlikely Lead | Don't Know |  |  |  | No | Other |  | Will Inspect meter box at a later date | Unknown - Unlikely Lead |  |  |  | No | Other |  | Will Inspect meter box at a later date | Unknown | Don't Know | Don't Know |  | Building | Unknown | Unknown | No |  |  | Unknown |  | 32.7412877 | -103.1338658
8096 | 6427 LILY POND RD, HOBBS NM |  | No | No | Non-Lead - Plastic | No | 2022 | 1 | Field inspection only with no records | Yes | Visual inspection at the meter pit | 07/23/2024 00:00:00 |  | Non-Lead - Plastic | 2022 | 1 | Field inspection only with no records | Yes | Visual inspection at the meter pit | 07/23/2024 00:00:00 |  | Non-Lead | No | No |  | Single Family Residence | Unknown | No | No |  |  | Non-Lead |  | 32.7728795 | -103.1563812
7423 | 930 E JACKSON RD, HOBBS NM |  | No | No | Unknown - Unlikely Lead | Don't Know |  |  |  | No | Other |  | Will Inspect meter box at a later date | Unknown - Unlikely Lead |  |  |  | No | Other |  | Will Inspect meter box at a later date | Unknown | Don't Know | Don't Know |  | Building | Unknown | Unknown | No |  |  | Unknown |  | 32.7208747 | -103.1247214
510 | 4135-B N APODACA ST, HOBBS NM |  | No | No | Unknown - Unlikely Lead | Don't Know |  |  |  | No | Other |  | Will Inspect meter box at a later date | Unknown - Unlikely Lead |  |  |  | No | Other |  | Will Inspect meter box at a later date | Unknown | Don't Know | Don't Know |  | Building | Unknown | Unknown | No |  |  | Unknown
6159 | 3734 N GRIMES ST SUITE 101, HOBBS NM |  | No | No | Non-Lead - Plastic | Don't Know |  | 1 | Field inspection only with no records | Yes | Visual inspection at the meter pit | 08/13/2024 00:00:00 |  | Non-Lead - Plastic | 2022 | 1 | Field inspection only with no records | Yes | Visual inspection at the meter pit | 08/13/2024 00:00:00 |  | Non-Lead | No | Don't Know |  | Building |  | No | No |  |  | Non-Lead |  | 32.7416596 | -103.1443273
9299 | 1125 W MESA VERDE DR, HOBBS NM |  | No | No | Unknown - Unlikely Lead | Don't Know |  |  |  | No | Other |  | Will Inspect meter box at a later date | Unknown - Unlikely Lead |  |  |  | No | Other |  | Will Inspect meter box at a later date | Unknown | Don't Know | Don't Know |  | Building | Unknown | Unknown | No |  |  | Unknown |  | 32.746361 | -103.1495403
4807 | 1604 N DENSON DR, HOBBS NM |  | No | No | Unknown - Unlikely Lead | Don't Know |  |  |  | No | Other |  | Will Inspect meter box at a later date | Unknown - Unlikely Lead |  |  |  | No | Other |  | Will Inspect meter box at a later date | Unknown | Don't Know | Don't Know |  | Building | Unknown | Unknown | No |  |  | Unknown
7288 | 1700 N JEFFERSON ST, HOBBS NM |  | No | No | Unknown - Unlikely Lead | Don't Know |  |  |  | No | Other |  | Will Inspect meter box at a later date | Unknown - Unlikely Lead |  |  |  | No | Other |  | Will Inspect meter box at a later date | Unknown | Don't Know | Don't Know |  | Building | Unknown | Unknown | No |  |  | Unknown |  | 32.7185964 | -103.1228524
7653 | 2224 N KINGSLEY DR, HOBBS NM |  | No | No | Unknown - Unlikely Lead | Don't Know |  |  |  | No | Other |  | Will Inspect meter box at a later date | Unknown - Unlikely Lead |  |  |  | No | Other |  | Will Inspect meter box at a later date | Unknown | Don't Know | Don't Know |  | Building | Unknown | Unknown | No |  |  | Unknown |  | 32.724887 | -103.1417636
5827 | 2210 N GILA DR, HOBBS NM |  | No | No | Unknown - Unlikely Lead | Don't Know |  |  |  | No | Other |  | Will Inspect meter box at a later date | Unknown - Unlikely Lead |  |  |  | No | Other |  | Will Inspect meter box at a later date | Unknown | Don't Know | Don't Know |  | Building | Unknown | Unknown | No |  |  | Unknown
8856 | 513 E MIDWEST ST UNIT A, HOBBS NM |  | No | No | Unknown - Unlikely Lead | Don't Know |  |  |  | No | Other |  | Will Inspect meter box at a later date | Unknown - Unlikely Lead |  |  |  | No | Other |  | Will Inspect meter box at a later date | Unknown | Don't Know | Don't Know |  | Building | Unknown | Unknown | No |  |  | Unknown |  | 32.6911005 | -103.1305648
7481 | 526 E KIVA DR, HOBBS NM |  | No | No | Unknown - Unlikely Lead | Don't Know |  |  |  | No | Other |  | Will Inspect meter box at a later date | Unknown - Unlikely Lead |  |  |  | No | Other |  | Will Inspect meter box at a later date | Unknown | Don't Know | Don't Know |  | Building | Unknown | Unknown | No |  |  | Unknown |  | 32.7335116 | -103.1307865
9021 | 1210 S MCKINLEY ST, HOBBS NM |  | No | No | Unknown - Unlikely Lead | Don't Know |  |  |  | No | Other |  | Will Inspect meter box at a later date | Unknown - Unlikely Lead |  |  |  | No | Other |  | Will Inspect meter box at a later date | Unknown | Don't Know | Don't Know |  | Building | Unknown | Unknown | No |  |  | Unknown |  | 32.6883311 | -103.1328625
6395 | 1821 N GARFIELD LN, HOBBS NM |  | No | No | Unknown - Unlikely Lead | Don't Know |  |  |  | No | Other |  | Will Inspect meter box at a later date | Unknown - Unlikely Lead |  |  |  | No | Other |  | Will Inspect meter box at a later date | Unknown | Don't Know | Don't Know |  | Building | Unknown | Unknown | No |  |  | Unknown |  | 32.7205268 | -103.125553
52 | 715 S 8TH ST, HOBBS NM |  | No | No | Unknown - Unlikely Lead | Don't Know |  |  |  | No | Other |  | Will Inspect meter box at a later date | Unknown - Unlikely Lead |  |  |  | No | Other |  | Will Inspect meter box at a later date | Unknown | Don't Know | Don't Know |  | Building | Unknown | Unknown | No |  |  | Unknown
7909 | 636 E LLANO DR, HOBBS NM |  | No | No | Unknown - Unlikely Lead | Don't Know |  |  |  | No | Other |  | Will Inspect meter box at a later date | Unknown - Unlikely Lead |  |  |  | No | Other |  | Will Inspect meter box at a later date | Unknown | Don't Know | Don't Know |  | Building | Unknown | Unknown | No |  |  | Unknown |  | 32.7147803 | -103.1289991
9413 | 322 W MESA DR, HOBBS NM |  | No | No | Unknown - Unlikely Lead | Don't Know |  |  |  | No | Other |  | Will Inspect meter box at a later date | Unknown - Unlikely Lead |  |  |  | No | Other |  | Will Inspect meter box at a later date | Unknown | Don't Know | Don't Know |  | Building | Unknown | Unknown | No |  |  | Unknown |  | 32.7167658 | -103.1390522
9798 | 3421 N NORTHWEST DR, HOBBS NM |  | No | No | Unknown - Unlikely Lead | Don't Know |  |  |  | No | Other |  | Will Inspect meter box at a later date | Unknown - Unlikely Lead |  |  |  | No | Other |  | Will Inspect meter box at a later date | Unknown | Don't Know | Don't Know |  | Building | Unknown | Unknown | No |  |  | Unknown |  | 32.7374569 | -103.1562059
8553 | 2610 W MARLAND ST, HOBBS NM |  | No | No | Unknown - Unlikely Lead | Don't Know |  |  |  | No | Other |  | Will Inspect meter box at a later date | Unknown - Unlikely Lead |  |  |  | No | Other |  | Will Inspect meter box at a later date | Unknown | Don't Know | Don't Know |  | Building | Unknown | Unknown | No |  |  | Unknown |  | 32.6969607 | -103.1680171
5664 | 123 W GOLD AVE, HOBBS NM |  | No | No | Unknown - Unlikely Lead | Don't Know |  |  |  | No | Other |  | Will Inspect meter box at a later date | Unknown - Unlikely Lead |  |  |  | No | Other |  | Will Inspect meter box at a later date | Unknown | Don't Know | Don't Know |  | Building | Unknown | Unknown | No |  |  | Unknown
7894 | 911 E LLANO DR, HOBBS NM |  | No | No | Unknown - Unlikely Lead | Don't Know |  |  |  | No | Other |  | Will Inspect meter box at a later date | Unknown - Unlikely Lead |  |  |  | No | Other |  | Will Inspect meter box at a later date | Unknown | Don't Know | Don't Know |  | Building | Unknown | Unknown | No |  |  | Unknown |  | 32.7141267 | -103.1254079
9864 | 3617 N NORTHWEST DR, HOBBS NM |  | No | No | Unknown - Unlikely Lead | Don't Know |  |  |  | No | Other |  | Will Inspect meter box at a later date | Unknown - Unlikely Lead |  |  |  | No | Other |  | Will Inspect meter box at a later date | Unknown | Don't Know | Don't Know |  | Building | Unknown | Unknown | No |  |  | Unknown |  | 32.7394118 | -103.1581555
6369 | 4801 W GREY GHOST RD, HOBBS NM |  | No | No | Non-Lead - Plastic | No | 2017 | 3/4 | Field inspection only with no records | Yes | Visual inspection at the meter pit | 05/26/2024 00:00:00 |  | Non-Lead - Plastic | 2017 | 3/4 | Installation date after lead ban | Yes | Visual inspection at the meter pit | 05/26/2024 00:00:00 |  | Non-Lead | No | No |  | Single Family Residence |  | No | No |  |  | Non-Lead |  | 32.749565 | -103.197668
9883 | 3613 N NORTHWEST DR, HOBBS NM |  | No | No | Unknown - Unlikely Lead | Don't Know |  |  |  | No | Other |  | Will Inspect meter box at a later date | Unknown - Unlikely Lead |  |  |  | No | Other |  | Will Inspect meter box at a later date | Unknown | Don't Know | Don't Know |  | Building | Unknown | Unknown | No |  |  | Unknown |  | 32.739311 | -103.1580412
7765 | 1126 W LEA ST, HOBBS NM |  | No | No | Unknown - Unlikely Lead | Don't Know |  |  |  | No | Other |  | Will Inspect meter box at a later date | Unknown - Unlikely Lead |  |  |  | No | Other |  | Will Inspect meter box at a later date | Unknown | Don't Know | Don't Know |  | Building | Unknown | Unknown | No |  |  | Unknown |  | 32.7095884 | -103.1494293
730 | 2230 N ADOBE DR, HOBBS NM |  | No | No | Unknown - Unlikely Lead | Don't Know |  |  |  | No | Other |  | Will Inspect meter box at a later date | Unknown - Unlikely Lead |  |  |  | No | Other |  | Will Inspect meter box at a later date | Unknown | Don't Know | Don't Know |  | Building | Unknown | Unknown | No |  |  | Unknown |  | 32.7251796 | -103.1397201
7568 | 426 W KIOWA AVE, HOBBS NM |  | No | No | Unknown - Unlikely Lead | Don't Know |  |  |  | No | Other |  | Will Inspect meter box at a later date | Unknown - Unlikely Lead |  |  |  | No | Other |  | Will Inspect meter box at a later date | Unknown | Don't Know | Don't Know |  | Building | Unknown | Unknown | No |  |  | Unknown |  | 32.7362492 | -103.1416411
6790 | 900 E HUMBLE ST, HOBBS NM |  | No | No | Unknown - Unlikely Lead | Don't Know |  |  |  | No | Other |  | Will Inspect meter box at a later date | Unknown - Unlikely Lead |  |  |  | No | Other |  | Will Inspect meter box at a later date | Unknown | Don't Know | Don't Know |  | Building | Unknown | Unknown | No |  |  | Unknown |  | 32.6938622 | -103.1261063
8799 | 1209 S MORRIS ST, HOBBS NM |  | No | No | Unknown - Unlikely Lead | Don't Know |  |  |  | No | Other |  | Will Inspect meter box at a later date | Unknown - Unlikely Lead |  |  |  | No | Other |  | Will Inspect meter box at a later date | Unknown | Don't Know | Don't Know |  | Building | Unknown | Unknown | No |  |  | Unknown |  | 32.6877587 | -103.1295018
6216 | 3319-D N GRIMES ST, HOBBS NM |  | No | No | Unknown - Unlikely Lead | Don't Know |  |  |  | No | Other |  | Will Inspect meter box at a later date | Unknown - Unlikely Lead |  |  |  | No | Other |  | Will Inspect meter box at a later date | Unknown | Don't Know | Don't Know |  | Building | Unknown | Unknown | No |  |  | Unknown
6008 | 308 E GLORIETTA DR, HOBBS NM |  | No | No | Unknown - Unlikely Lead | Don't Know |  |  |  | No | Other |  | Will Inspect meter box at a later date | Unknown - Unlikely Lead |  |  |  | No | Other |  | Will Inspect meter box at a later date | Unknown | Don't Know | Don't Know |  | Building | Unknown | Unknown | No |  |  | Unknown |  | 32.7331435 | -103.1334719
9291 | 607 N MURRAY ST, HOBBS NM |  | No | No | Unknown - Unlikely Lead | Don't Know |  |  |  | No | Other |  | Will Inspect meter box at a later date | Unknown - Unlikely Lead |  |  |  | No | Other |  | Will Inspect meter box at a later date | Unknown | Don't Know | Don't Know |  | Building | Unknown | Unknown | No |  |  | Unknown |  | 32.7066335 | -103.1218658
8289 | 4506 N LOVINGTON HWY, HOBBS NM |  | No | No | Unknown - Unlikely Lead | Don't Know |  |  |  | No | Other |  | Will Inspect meter box at a later date | Unknown - Unlikely Lead |  |  |  | No | Other |  | Will Inspect meter box at a later date | Unknown | Don't Know | Don't Know |  | Building | Unknown | Unknown | No |  |  | Unknown |  | 32.7509833 | -103.1711907
8129 | 607 S LEECH ST, HOBBS NM |  | No | No | Unknown - Unlikely Lead | Don't Know |  |  |  | No | Other |  | Will Inspect meter box at a later date | Unknown - Unlikely Lead |  |  |  | No | Other |  | Will Inspect meter box at a later date | Unknown | Don't Know | Don't Know |  | Building | Unknown | Unknown | No |  |  | Unknown |  | 32.6952474 | -103.1429475
8328 | 3406 N LOVINGTON HWY, HOBBS NM |  | No | No | Unknown - Unlikely Lead | Don't Know |  |  |  | No | Other |  | Will Inspect meter box at a later date | Unknown - Unlikely Lead |  |  |  | No | Other |  | Will Inspect meter box at a later date | Unknown | Don't Know | Don't Know |  | Building | Unknown | Unknown | No |  |  | Unknown |  | 32.7375167 | -103.1575209
6935 | 2033 E HERITAGE LN, HOBBS NM |  | No | No | Non-Lead - Copper | No | 2007 | 3/4 | Field inspection only with no records | Yes | Visual inspection at the meter pit | 05/26/2024 00:00:00 |  | Non-Lead - Copper | 2007 | 3/4 | Installation date after lead ban | No | Visual inspection at the meter pit | 05/26/2024 00:00:00 |  | Non-Lead | No | No |  | Single Family Residence |  | No | No |  |  | Non-Lead |  | 32.72763 | -103.1121477
7275 | 2525 N JEFFERSON ST, HOBBS NM |  | No | No | Unknown - Unlikely Lead | Don't Know |  |  |  | No | Other |  | Will Inspect meter box at a later date | Unknown - Unlikely Lead |  |  |  | No | Other |  | Will Inspect meter box at a later date | Unknown | Don't Know | Don't Know |  | Building | Unknown | Unknown | No |  |  | Unknown |  | 32.7285908 | -103.1237413
6359 | 1622 W GOOSE BERRY DR, HOBBS NM |  | No | No | Non-Lead - Plastic | No | 2022 | 1 | Field inspection only with no records | Yes | Visual inspection at the meter pit | 05/26/2024 00:00:00 |  | Non-Lead - Plastic | 2022 | 1 | Installation date after lead ban | Yes | Visual inspection at the meter pit | 05/26/2024 00:00:00 |  | Non-Lead | No | No |  | Single Family Residence |  | No | No |  |  | Non-Lead |  | 32.7710576 | -103.1566005
5748 | 1729 N GILA DR, HOBBS NM |  | No | No | Unknown - Unlikely Lead | Don't Know |  |  |  | No | Other |  | Will Inspect meter box at a later date | Unknown - Unlikely Lead |  |  |  | No | Other |  | Will Inspect meter box at a later date | Unknown | Don't Know | Don't Know |  | Building | Unknown | Unknown | No |  |  | Unknown
9908 | 107 E NAVAJO DR, HOBBS NM |  | No | No | Unknown - Unlikely Lead | Don't Know |  |  |  | No | Other |  | Will Inspect meter box at a later date | Unknown - Unlikely Lead |  |  |  | No | Other |  | Will Inspect meter box at a later date | Unknown | Don't Know | Don't Know |  | Building | Unknown | Unknown | No |  |  | Unknown |  | 32.7405681 | -103.1352288
4898 | 1611 E DUNN ST, HOBBS NM |  | No | No | Unknown - Unlikely Lead | Don't Know |  |  |  | No | Other |  | Will Inspect meter box at a later date | Unknown - Unlikely Lead |  |  |  | No | Other |  | Will Inspect meter box at a later date | Unknown | Don't Know | Don't Know |  | Building | Unknown | Unknown | No |  |  | Unknown
7994 | 900 E LINCOLN RD, HOBBS NM |  | No | No | Unknown - Unlikely Lead | Don't Know |  |  |  | No | Other |  | Will Inspect meter box at a later date | Unknown - Unlikely Lead |  |  |  | No | Other |  | Will Inspect meter box at a later date | Unknown | Don't Know | Don't Know |  | Building | Unknown | Unknown | No |  |  | Unknown |  | 32.7199821 | -103.125974
6045 | 1023 E GLORIETTA A 102, HOBBS NM |  | No | No | Non-Lead - Plastic | No | 2019 | 1 | Field inspection only with no records | Yes | Visual inspection at the meter pit | 05/26/2024 00:00:00 |  | Non-Lead - Plastic | 2019 | 1 | Installation date after lead ban | Yes | Visual inspection at the meter pit | 05/26/2024 00:00:00 |  | Non-Lead | No | No |  | Single Family Residence |  | No | No |  |  | Non-Lead |  | 32.7322508 | -103.1251818
7214 | 200 E JEMEZ RD, HOBBS NM |  | No | No | Unknown - Unlikely Lead | Don't Know |  |  |  | No | Other |  | Will Inspect meter box at a later date | Unknown - Unlikely Lead |  |  |  | No | Other |  | Will Inspect meter box at a later date | Unknown | Don't Know | Don't Know |  | Building | Unknown | Unknown | No |  |  | Unknown |  | 35.867142 | -106.272952
5612 | 1123 N GREEN ACRES DR, HOBBS NM |  | No | No | Unknown - Unlikely Lead | Don't Know |  |  |  | No | Other |  | Will Inspect meter box at a later date | Unknown - Unlikely Lead |  |  |  | No | Other |  | Will Inspect meter box at a later date | Unknown | Don't Know | Don't Know |  | Building | Unknown | Unknown | No |  |  | Unknown
6541 | 2917 N HOUSTON ST, HOBBS NM |  | No | No | Unknown - Unlikely Lead | Don't Know |  |  |  | No | Other |  | Will Inspect meter box at a later date | Unknown - Unlikely Lead |  |  |  | No | Other |  | Will Inspect meter box at a later date | Unknown | Don't Know | Don't Know |  | Building | Unknown | Unknown | No |  |  | Unknown |  | 32.7325939 | -103.1321272
9853 | 3039 N NORTHWEST DR, HOBBS NM |  | No | No | Unknown - Unlikely Lead | Don't Know |  |  |  | No | Other |  | Will Inspect meter box at a later date | Unknown - Unlikely Lead |  |  |  | No | Other |  | Will Inspect meter box at a later date | Unknown | Don't Know | Don't Know |  | Building | Unknown | Unknown | No |  |  | Unknown |  | 32.7332679 | -103.1521278
6208 | 4212 N GRIMES ST, HOBBS NM |  | No | No | Unknown - Unlikely Lead | Don't Know |  |  |  | No | Other |  | Will Inspect meter box at a later date | Unknown - Unlikely Lead |  |  |  | No | Other |  | Will Inspect meter box at a later date | Unknown | Don't Know | Don't Know |  | Building | Unknown | Unknown | No |  |  | Unknown |  | 32.7467903 | -103.1444044
637 | 723 S ASHER RD, HOBBS NM |  | No | No | Unknown - Unlikely Lead | Don't Know |  |  |  | No | Other |  | Will Inspect meter box at a later date | Unknown - Unlikely Lead |  |  |  | No | Other |  | Will Inspect meter box at a later date | Unknown | Don't Know | Don't Know |  | Building | Unknown | Unknown | No |  |  | Unknown |  | 32.693897 | -103.173073
6204 | 403 N GRIMES ST, HOBBS NM |  | No | No | Unknown - Unlikely Lead | Don't Know |  |  |  | No | Other |  | Will Inspect meter box at a later date | Unknown - Unlikely Lead |  |  |  | No | Other |  | Will Inspect meter box at a later date | Unknown | Don't Know | Don't Know |  | Building | Unknown | Unknown | No |  |  | Unknown |  | 32.7040274 | -103.1451951
5655 | 216 W GOLD AVE, HOBBS NM |  | No | No | Unknown - Unlikely Lead | Don't Know |  |  |  | No | Other |  | Will Inspect meter box at a later date | Unknown - Unlikely Lead |  |  |  | No | Other |  | Will Inspect meter box at a later date | Unknown | Don't Know | Don't Know |  | Building | Unknown | Unknown | No |  |  | Unknown
7943 | 1215 N LLANO DR, HOBBS NM |  | No | No | Unknown - Unlikely Lead | Don't Know |  |  |  | No | Other |  | Will Inspect meter box at a later date | Unknown - Unlikely Lead |  |  |  | No | Other |  | Will Inspect meter box at a later date | Unknown | Don't Know | Don't Know |  | Building | Unknown | Unknown | No |  |  | Unknown |  | 32.7127469 | -103.1176654
814 | 917 W BERRY DR, HOBBS NM |  | No | No | Unknown - Unlikely Lead | Don't Know |  |  |  | No | Other |  | Will Inspect meter box at a later date | Unknown - Unlikely Lead |  |  |  | No | Other |  | Will Inspect meter box at a later date | Unknown | Don't Know | Don't Know |  | Building | Unknown | Unknown | No |  |  | Unknown |  | 32.7139061 | -103.1469933
717 | 2121 N ADOBE DR, HOBBS NM |  | No | No | Unknown - Unlikely Lead | Don't Know |  |  |  | No | Other |  | Will Inspect meter box at a later date | Unknown - Unlikely Lead |  |  |  | No | Other |  | Will Inspect meter box at a later date | Unknown | Don't Know | Don't Know |  | Building | Unknown | Unknown | No |  |  | Unknown |  | 32.7239229 | -103.1402331
712 | 2122 N ADOBE DR, HOBBS NM |  | No | No | Unknown - Unlikely Lead | Don't Know |  |  |  | No | Other |  | Will Inspect meter box at a later date | Unknown - Unlikely Lead |  |  |  | No | Other |  | Will Inspect meter box at a later date | Unknown | Don't Know | Don't Know |  | Building | Unknown | Unknown | No |  |  | Unknown |  | 32.7241218 | -103.1397017
7622 | 4825 W KING KELLY RD, HOBBS NM |  | No | No | Non-Lead - Plastic | No | 2021 | 1 | Field inspection only with no records | Yes | Visual inspection at the meter pit | 09/30/2024 00:00:00 |  | Non-Lead - Plastic | 2021 | 3/4 | Field inspection only with no records | Yes | Visual inspection at the meter pit | 09/30/2024 00:00:00 |  | Non-Lead | No | No |  | Single Family Residence |  | No | No |  |  | Non-Lead |  | 32.748805 | -103.198548
7184 | 1632 JUNE GRASS ROAD, HOBBS NM |  | No | No | Non-Lead - Plastic | No | 2024 | 1 | Field inspection only with no records | Yes | Visual inspection at the meter pit | 07/23/2024 00:00:00 |  | Non-Lead - Plastic | 2024 | 1 | Field inspection only with no records | Yes | Visual inspection at the meter pit | 07/23/2024 00:00:00 |  | Non-Lead | No | No |  | Single Family Residence | Unknown | No | No |  |  | Non-Lead |  | 32.568489 | -103.805898
9098 | 2910 N MCKINLEY ST, HOBBS NM |  | No | No | Unknown - Unlikely Lead | Don't Know |  |  |  | No | Other |  | Will Inspect meter box at a later date | Unknown - Unlikely Lead |  |  |  | No | Other |  | Will Inspect meter box at a later date | Unknown | Don't Know | Don't Know |  | Building | Unknown | Unknown | No |  |  | Unknown |  | 32.7323753 | -103.1338132
8194 | 5902 N LA MESA ST, HOBBS NM |  | Yes - Daycare | No | Non-Lead - Plastic | No | Unknow | 1 | Field inspection only with no records | Yes | Visual inspection at the meter pit | 08/13/2024 00:00:00 |  | Non-Lead - Copper | 1984 | 3/4 | Field inspection only with no records | Yes | Visual inspection at the meter pit | 08/13/2024 00:00:00 |  | Non-Lead | No | No |  | Single Family Residence |  | No | No |  |  | Non-Lead |  | 32.7674908 | -103.1815612
5250 | 504 S FOWLER ST #8, HOBBS NM |  | No | No | Unknown - Unlikely Lead | Don't Know |  |  |  | No | Other |  | Will Inspect meter box at a later date | Unknown - Unlikely Lead |  |  |  | No | Other |  | Will Inspect meter box at a later date | Unknown | Don't Know | Don't Know |  | Building | Unknown | Unknown | No |  |  | Unknown
8779 | 2908 N MORRIS ST, HOBBS NM |  | No | No | Unknown - Unlikely Lead | Don't Know |  |  |  | No | Other |  | Will Inspect meter box at a later date | Unknown - Unlikely Lead |  |  |  | No | Other |  | Will Inspect meter box at a later date | Unknown | Don't Know | Don't Know |  | Building | Unknown | Unknown | No |  |  | Unknown |  | 32.732326 | -103.1291931
5052 | 418 S ELM, HOBBS NM |  | No | No | Unknown - Unlikely Lead | Don't Know |  |  |  | No | Other |  | Will Inspect meter box at a later date | Unknown - Unlikely Lead |  |  |  | No | Other |  | Will Inspect meter box at a later date | Unknown | Don't Know | Don't Know |  | Building | Unknown | Unknown | No |  |  | Unknown
6544 | 2808 N HOUSTON ST, HOBBS NM |  | No | No | Unknown - Unlikely Lead | Don't Know |  |  |  | No | Other |  | Will Inspect meter box at a later date | Unknown - Unlikely Lead |  |  |  | No | Other |  | Will Inspect meter box at a later date | Unknown | Don't Know | Don't Know |  | Building | Unknown | Unknown | No |  |  | Unknown |  | 32.7315256 | -103.1317104
7419 | 936 E JACKSON RD, HOBBS NM |  | No | No | Unknown - Unlikely Lead | Don't Know |  |  |  | No | Other |  | Will Inspect meter box at a later date | Unknown - Unlikely Lead |  |  |  | No | Other |  | Will Inspect meter box at a later date | Unknown | Don't Know | Don't Know |  | Building | Unknown | Unknown | No |  |  | Unknown |  | 32.7209265 | -103.1244344
7959 | 1306 N LLANO DR, HOBBS NM |  | No | No | Unknown - Unlikely Lead | Don't Know |  |  |  | No | Other |  | Will Inspect meter box at a later date | Unknown - Unlikely Lead |  |  |  | No | Other |  | Will Inspect meter box at a later date | Unknown | Don't Know | Don't Know |  | Building | Unknown | Unknown | No |  |  | Unknown |  | 32.713391 | -103.1171669
8526 | 2625 W MARLAND ST, HOBBS NM |  | No | No | Unknown - Unlikely Lead | Don't Know |  |  |  | No | Other |  | Will Inspect meter box at a later date | Unknown - Unlikely Lead |  |  |  | No | Other |  | Will Inspect meter box at a later date | Unknown | Don't Know | Don't Know |  | Building | Unknown | Unknown | No |  |  | Unknown |  | 32.6962128 | -103.1691242
6867 | 1002 W HUMBLE ST, HOBBS NM |  | No | No | Unknown - Unlikely Lead | Don't Know |  |  |  | No | Other |  | Will Inspect meter box at a later date | Unknown - Unlikely Lead |  |  |  | No | Other |  | Will Inspect meter box at a later date | Unknown | Don't Know | Don't Know |  | Building | Unknown | Unknown | No |  |  | Unknown |  | 32.6936622 | -103.1476364
6277 | 617 N GRIMES ST, HOBBS NM |  | No | No | Non-Lead - Copper | No |  | 1 | Field inspection only with no records | Yes | Visual inspection at the meter pit | 05/14/2024 00:00:00 |  | Galvanized |  | 3/4 | Installation date after lead ban | No | Visual inspection at the meter pit | 05/14/2024 00:00:00 |  | Non-Lead | No | No |  | Building |  | No | No |  |  | Non-Lead |  | 32.7068188 | -103.1452437
5523 | 1200 E GREEN ACRES DR, HOBBS NM |  | No | No | Unknown - Unlikely Lead | Don't Know |  |  |  | No | Other |  | Will Inspect meter box at a later date | Unknown - Unlikely Lead |  |  |  | No | Other |  | Will Inspect meter box at a later date | Unknown | Don't Know | Don't Know |  | Building | Unknown | Unknown | No |  |  | Unknown
9364 | 308 E MESA DR, HOBBS NM |  | No | No | Unknown - Unlikely Lead | Don't Know |  |  |  | No | Other |  | Will Inspect meter box at a later date | Unknown - Unlikely Lead |  |  |  | No | Other |  | Will Inspect meter box at a later date | Unknown | Don't Know | Don't Know |  | Building | Unknown | Unknown | No |  |  | Unknown |  | 32.7176532 | -103.1332933
8554 | 522 W MARLAND ST, HOBBS NM |  | No | No | Unknown - Unlikely Lead | Don't Know |  |  |  | No | Other |  | Will Inspect meter box at a later date | Unknown - Unlikely Lead |  |  |  | No | Other |  | Will Inspect meter box at a later date | Unknown | Don't Know | Don't Know |  | Building | Unknown | Unknown | No |  |  | Unknown |  | 32.6968384 | -103.142191
6555 | 2919 N HOUSTON ST, HOBBS NM |  | No | No | Unknown - Unlikely Lead | Don't Know |  |  |  | No | Other |  | Will Inspect meter box at a later date | Unknown - Unlikely Lead |  |  |  | No | Other |  | Will Inspect meter box at a later date | Unknown | Don't Know | Don't Know |  | Building | Unknown | Unknown | No |  |  | Unknown |  | 32.7326797 | -103.1321227
6150 | 3324 N GRIMES ST, HOBBS NM |  | No | No | Unknown - Unlikely Lead | Don't Know |  |  |  | No | Other |  | Will Inspect meter box at a later date | Unknown - Unlikely Lead |  |  |  | No | Other |  | Will Inspect meter box at a later date | Unknown | Don't Know | Don't Know |  | Building | Unknown | Unknown | No |  |  | Unknown |  | 32.7368241 | -103.1441214
837 | 816 W BERRY DR, HOBBS NM |  | No | No | Unknown - Unlikely Lead | Don't Know |  |  |  | No | Other |  | Will Inspect meter box at a later date | Unknown - Unlikely Lead |  |  |  | No | Other |  | Will Inspect meter box at a later date | Unknown | Don't Know | Don't Know |  | Building | Unknown | Unknown | No |  |  | Unknown |  | 32.7142963 | -103.1459445
5434 | 1734 N GRAYSON ST, HOBBS NM |  | No | No | Unknown - Unlikely Lead | Don't Know |  |  |  | No | Other |  | Will Inspect meter box at a later date | Unknown - Unlikely Lead |  |  |  | No | Other |  | Will Inspect meter box at a later date | Unknown | Don't Know | Don't Know |  | Building | Unknown | Unknown | No |  |  | Unknown
7813 | 227 W LLANO DR, HOBBS NM |  | No | No | Unknown - Unlikely Lead | Don't Know |  |  |  | No | Other |  | Will Inspect meter box at a later date | Unknown - Unlikely Lead |  |  |  | No | Other |  | Will Inspect meter box at a later date | Unknown | Don't Know | Don't Know |  | Building | Unknown | Unknown | No |  |  | Unknown |  | 32.7158907 | -103.1374468
6358 | 1625 W GOOSE BERRY DR, HOBBS NM |  | No | No | Non-Lead - Plastic | No | 2022 | 1 | Field inspection only with no records | Yes | Visual inspection at the meter pit | 05/26/2024 00:00:00 |  | Non-Lead - Plastic | 2022 | 1 | Installation date after lead ban | Yes | Visual inspection at the meter pit | 05/26/2024 00:00:00 |  | Non-Lead | No | No |  | Single Family Residence |  | No | No |  |  | Non-Lead |  | 32.770497 | -103.156724
615 | 1919 E ASH ST, HOBBS NM |  | No | No | Unknown - Unlikely Lead | Don't Know |  |  |  | No | Other |  | Will Inspect meter box at a later date | Unknown - Unlikely Lead |  |  |  | No | Other |  | Will Inspect meter box at a later date | Unknown | Don't Know | Don't Know |  | Building | Unknown | Unknown | No |  |  | Unknown |  | 32.699692 | -103.1133858
9791 | 3033 N NORTHWEST DR, HOBBS NM |  | No | No | Unknown - Unlikely Lead | Don't Know |  |  |  | No | Other |  | Will Inspect meter box at a later date | Unknown - Unlikely Lead |  |  |  | No | Other |  | Will Inspect meter box at a later date | Unknown | Don't Know | Don't Know |  | Building | Unknown | Unknown | No |  |  | Unknown |  | 32.7331504 | -103.1519713
7351 | 505 S JEFFERSON ST, HOBBS NM |  | No | No | Unknown - Unlikely Lead | Don't Know |  |  |  | No | Other |  | Will Inspect meter box at a later date | Unknown - Unlikely Lead |  |  |  | No | Other |  | Will Inspect meter box at a later date | Unknown | Don't Know | Don't Know |  | Building | Unknown | Unknown | No |  |  | Unknown |  | 32.6962527 | -103.1241207
982 | 301 E BAJA DR, HOBBS NM |  | No | No | Unknown - Unlikely Lead | Don't Know |  |  |  | No | Other |  | Will Inspect meter box at a later date | Unknown - Unlikely Lead |  |  |  | No | Other |  | Will Inspect meter box at a later date | Unknown | Don't Know | Don't Know |  | Building | Unknown | Unknown | No |  |  | Unknown |  | 32.7190839 | -103.1330522
8797 | 1221 S MORRIS ST, HOBBS NM |  | No | No | Unknown - Unlikely Lead | Don't Know |  |  |  | No | Other |  | Will Inspect meter box at a later date | Unknown - Unlikely Lead |  |  |  | No | Other |  | Will Inspect meter box at a later date | Unknown | Don't Know | Don't Know |  | Building | Unknown | Unknown | No |  |  | Unknown |  | 32.6867627 | -103.1294734
8471 | 3000 W MARLAND BLVD, HOBBS NM |  | No | No | Unknown - Unlikely Lead | Don't Know |  |  |  | No | Other |  | Will Inspect meter box at a later date | Unknown - Unlikely Lead |  |  |  | No | Other |  | Will Inspect meter box at a later date | Unknown | Don't Know | Don't Know |  | Building | Unknown | Unknown | No |  |  | Unknown |  | 32.6975193 | -103.1766776
5482 | 1612 N GRAYSON ST, HOBBS NM |  | No | No | Unknown - Unlikely Lead | Don't Know |  |  |  | No | Other |  | Will Inspect meter box at a later date | Unknown - Unlikely Lead |  |  |  | No | Other |  | Will Inspect meter box at a later date | Unknown | Don't Know | Don't Know |  | Building | Unknown | Unknown | No |  |  | Unknown
6704 | 5310 W HARDTACK RD, HOBBS NM |  | No | No | Non-Lead - Plastic | No | 2015 | 3/4 | Field inspection only with no records | Yes | Visual inspection at the meter pit | 05/26/2024 00:00:00 |  | Non-Lead - Plastic | 2015 | 3/4 | Installation date after lead ban | Yes | Visual inspection at the meter pit | 05/26/2024 00:00:00 |  | Non-Lead | No | No |  | Single Family Residence |  | No | No |  |  | Non-Lead |  | 32.752111 | -103.2036959
6591 | 1308 S HOUSTON ST, HOBBS NM |  | No | No | Unknown - Unlikely Lead | Don't Know |  |  |  | No | Other |  | Will Inspect meter box at a later date | Unknown - Unlikely Lead |  |  |  | No | Other |  | Will Inspect meter box at a later date | Unknown | Don't Know | Don't Know |  | Building | Unknown | Unknown | No |  |  | Unknown |  | 32.685237 | -103.1310471
8399 | 910 W LORENE DR, HOBBS NM |  | No | No | Unknown - Unlikely Lead | Don't Know |  |  |  | No | Other |  | Will Inspect meter box at a later date | Unknown - Unlikely Lead |  |  |  | No | Other |  | Will Inspect meter box at a later date | Unknown | Don't Know | Don't Know |  | Building | Unknown | Unknown | No |  |  | Unknown |  | 32.7186186 | -103.1462597
8892 | 1503 E MIDWEST ST, HOBBS NM |  | No | No | Unknown - Unlikely Lead | Don't Know |  |  |  | No | Other |  | Will Inspect meter box at a later date | Unknown - Unlikely Lead |  |  |  | No | Other |  | Will Inspect meter box at a later date | Unknown | Don't Know | Don't Know |  | Building | Unknown | Unknown | No |  |  | Unknown |  | 32.6910341 | -103.1188878
4935 | 208 S DOUGLAS AVE, HOBBS NM |  | No | No | Unknown - Unlikely Lead | Don't Know |  |  |  | No | Other |  | Will Inspect meter box at a later date | Unknown - Unlikely Lead |  |  |  | No | Other |  | Will Inspect meter box at a later date | Unknown | Don't Know | Don't Know |  | Building | Unknown | Unknown | No |  |  | Unknown
616 | 2009 E ASH ST, HOBBS NM |  | No | No | Unknown - Unlikely Lead | Don't Know |  |  |  | No | Other |  | Will Inspect meter box at a later date | Unknown - Unlikely Lead |  |  |  | No | Other |  | Will Inspect meter box at a later date | Unknown | Don't Know | Don't Know |  | Building | Unknown | Unknown | No |  |  | Unknown |  | 32.699635 | -103.112618
9594 | 817 W MACKENZIE DR, HOBBS NM |  | No | No | Unknown - Unlikely Lead | Don't Know |  |  |  | No | Other |  | Will Inspect meter box at a later date | Unknown - Unlikely Lead |  |  |  | No | Other |  | Will Inspect meter box at a later date | Unknown | Don't Know | Don't Know |  | Building | Unknown | Unknown | No |  |  | Unknown |  | 32.7131636 | -103.1459664
9843 | 3425 N NORTHWEST DR, HOBBS NM |  | No | No | Unknown - Unlikely Lead | Don't Know |  |  |  | No | Other |  | Will Inspect meter box at a later date | Unknown - Unlikely Lead |  |  |  | No | Other |  | Will Inspect meter box at a later date | Unknown | Don't Know | Don't Know |  | Building | Unknown | Unknown | No |  |  | Unknown |  | 32.7375797 | -103.1563726
5758 | 1830 N GILA DR, HOBBS NM |  | No | No | Unknown - Unlikely Lead | Don't Know |  |  |  | No | Other |  | Will Inspect meter box at a later date | Unknown - Unlikely Lead |  |  |  | No | Other |  | Will Inspect meter box at a later date | Unknown | Don't Know | Don't Know |  | Building | Unknown | Unknown | No |  |  | Unknown
9415 | 317 W MESA DR, HOBBS NM |  | No | No | Unknown - Unlikely Lead | Don't Know |  |  |  | No | Other |  | Will Inspect meter box at a later date | Unknown - Unlikely Lead |  |  |  | No | Other |  | Will Inspect meter box at a later date | Unknown | Don't Know | Don't Know |  | Building | Unknown | Unknown | No |  |  | Unknown |  | 32.716441 | -103.1386179
6520 | 1718 N HOUSTON ST, HOBBS NM |  | No | No | Unknown - Unlikely Lead | Don't Know |  |  |  | No | Other |  | Will Inspect meter box at a later date | Unknown - Unlikely Lead |  |  |  | No | Other |  | Will Inspect meter box at a later date | Unknown | Don't Know | Don't Know |  | Building | Unknown | Unknown | No |  |  | Unknown |  | 32.7188828 | -103.1299266
9339 | 602 E MESA DR, HOBBS NM |  | No | No | Unknown - Unlikely Lead | Don't Know |  |  |  | No | Other |  | Will Inspect meter box at a later date | Unknown - Unlikely Lead |  |  |  | No | Other |  | Will Inspect meter box at a later date | Unknown | Don't Know | Don't Know |  | Building | Unknown | Unknown | No |  |  | Unknown |  | 32.7182273 | -103.1301416
7057 | 724 W IRON AVE, HOBBS NM |  | No | No | Unknown - Unlikely Lead | Don't Know |  |  |  | No | Other |  | Will Inspect meter box at a later date | Unknown - Unlikely Lead |  |  |  | No | Other |  | Will Inspect meter box at a later date | Unknown | Don't Know | Don't Know |  | Building | Unknown | Unknown | No |  |  | Unknown |  | 32.7317852 | -103.1446004
5009 | 307 S EASTERN ST, HOBBS NM |  | No | No | Unknown - Unlikely Lead | Don't Know |  |  |  | No | Other |  | Will Inspect meter box at a later date | Unknown - Unlikely Lead |  |  |  | No | Other |  | Will Inspect meter box at a later date | Unknown | Don't Know | Don't Know |  | Building | Unknown | Unknown | No |  |  | Unknown
9281 | 504 W MAIN ST, HOBBS NM |  | No | No | Unknown - Unlikely Lead | Don't Know |  |  |  | No | Other |  | Will Inspect meter box at a later date | Unknown - Unlikely Lead |  |  |  | No | Other |  | Will Inspect meter box at a later date | Unknown | Don't Know | Don't Know |  | Building | Unknown | Unknown | No |  |  | Unknown |  | 32.6926653 | -103.1415077
6628 | 507 S HOUSTON ST, HOBBS NM |  | No | No | Unknown - Unlikely Lead | Don't Know |  |  |  | No | Other |  | Will Inspect meter box at a later date | Unknown - Unlikely Lead |  |  |  | No | Other |  | Will Inspect meter box at a later date | Unknown | Don't Know | Don't Know |  | Building | Unknown | Unknown | No |  |  | Unknown |  | 32.6961783 | -103.1315073
9762 | 2424 MORGAN CT, HOBBS NM |  | No | No | Unknown - Unlikely Lead | Don't Know |  |  |  | No | Other |  | Will Inspect meter box at a later date | Unknown - Unlikely Lead |  |  |  | No | Other |  | Will Inspect meter box at a later date | Unknown | Don't Know | Don't Know |  | Building | Unknown | Unknown | No |  |  | Unknown |  | 32.7279767 | -103.1189448
4991 | 305 N EASTERN ST, HOBBS NM |  | No | No | Unknown - Unlikely Lead | Don't Know |  |  |  | No | Other |  | Will Inspect meter box at a later date | Unknown - Unlikely Lead |  |  |  | No | Other |  | Will Inspect meter box at a later date | Unknown | Don't Know | Don't Know |  | Building | Unknown | Unknown | No |  |  | Unknown
6816 | 911 E HUMBLE ST, HOBBS NM |  | No | No | Unknown - Unlikely Lead | Don't Know |  |  |  | No | Other |  | Will Inspect meter box at a later date | Unknown - Unlikely Lead |  |  |  | No | Other |  | Will Inspect meter box at a later date | Unknown | Don't Know | Don't Know |  | Building | Unknown | Unknown | No |  |  | Unknown |  | 32.6931819 | -103.1258657
7792 | 228 W LLANO DR, HOBBS NM |  | No | No | Unknown - Unlikely Lead | Don't Know |  |  |  | No | Other |  | Will Inspect meter box at a later date | Unknown - Unlikely Lead |  |  |  | No | Other |  | Will Inspect meter box at a later date | Unknown | Don't Know | Don't Know |  | Building | Unknown | Unknown | No |  |  | Unknown |  | 32.7163025 | -103.1377012
8875 | 605 E MIDWEST ST, HOBBS NM |  | No | No | Unknown - Unlikely Lead | Don't Know |  |  |  | No | Other |  | Will Inspect meter box at a later date | Unknown - Unlikely Lead |  |  |  | No | Other |  | Will Inspect meter box at a later date | Unknown | Don't Know | Don't Know |  | Building | Unknown | Unknown | No |  |  | Unknown |  | 32.6910839 | -103.1296701
7614 | 4910 W KING KELLY RD, HOBBS NM |  | No | No | Non-Lead - Plastic | No | 2021 | 1 | Field inspection only with no records | Yes | Visual inspection at the meter pit | 09/30/2024 00:00:00 |  | Non-Lead - Plastic | 2021 | 3/4 | Field inspection only with no records | Yes | Visual inspection at the meter pit | 09/30/2024 00:00:00 |  | Non-Lead | No | No |  | Single Family Residence |  | No | No |  |  | Non-Lead |  | 32.749264 | -103.199165
5226 | 3500 N FOWLER ST #4, HOBBS NM |  | No | No | Unknown - Unlikely Lead | Don't Know |  |  |  | No | Other |  | Will Inspect meter box at a later date | Unknown - Unlikely Lead |  |  |  | No | Other |  | Will Inspect meter box at a later date | Unknown | Don't Know | Don't Know |  | Building | Unknown | Unknown | No |  |  | Unknown
6310 | 502 N GRIMES ST, HOBBS NM |  | No | No | Unknown - Unlikely Lead | Don't Know |  |  |  | No | Other |  | Will Inspect meter box at a later date | Unknown - Unlikely Lead |  |  |  | No | Other |  | Will Inspect meter box at a later date | Unknown | Don't Know | Don't Know |  | Building | Unknown | Unknown | No |  |  | Unknown |  | 32.7049844 | -103.1442811
7169 | 1901 W JOE HARVEY BLVD SUITE 110, HOBBS NM |  | No | No | Unknown - Unlikely Lead | Don't Know |  |  |  | No | Other |  | Will Inspect meter box at a later date | Unknown - Unlikely Lead |  |  |  | No | Other |  | Will Inspect meter box at a later date | Unknown | Don't Know | Don't Know |  | Building | Unknown | Unknown | No |  |  | Unknown |  | 32.7409966 | -103.1595135
9869 | 3300 N NORTHWEST DR, HOBBS NM |  | No | No | Unknown - Unlikely Lead | Don't Know |  |  |  | No | Other |  | Will Inspect meter box at a later date | Unknown - Unlikely Lead |  |  |  | No | Other |  | Will Inspect meter box at a later date | Unknown | Don't Know | Don't Know |  | Building | Unknown | Unknown | No |  |  | Unknown |  | 32.7362446 | -103.1543619
930 | 306 S AVENUE B, HOBBS NM |  | No | No | Unknown - Unlikely Lead | Don't Know |  |  |  | No | Other |  | Will Inspect meter box at a later date | Unknown - Unlikely Lead |  |  |  | No | Other |  | Will Inspect meter box at a later date | Unknown | Don't Know | Don't Know |  | Building | Unknown | Unknown | No |  |  | Unknown |  | 32.6984454 | -103.1255684
6030 | 1023 E GLORIETTA F 101, HOBBS NM |  | No | No | Non-Lead - Plastic | No | 2019 | 1 | Field inspection only with no records | Yes | Visual inspection at the meter pit | 05/26/2024 00:00:00 |  | Non-Lead - Plastic | 2019 | 1 | Installation date after lead ban | Yes | Visual inspection at the meter pit | 05/26/2024 00:00:00 |  | Non-Lead | No | No |  | Single Family Residence |  | No | No |  |  | Non-Lead |  | 32.7322508 | -103.1251818
7892 | 300 E LLANO DR, HOBBS NM |  | No | No | Unknown - Unlikely Lead | Don't Know |  |  |  | No | Other |  | Will Inspect meter box at a later date | Unknown - Unlikely Lead |  |  |  | No | Other |  | Will Inspect meter box at a later date | Unknown | Don't Know | Don't Know |  | Building | Unknown | Unknown | No |  |  | Unknown |  | 32.716685 | -103.1337263
9667 | 2322 N MIMOSA LN, HOBBS NM |  | No | No | Non-Lead - Plastic | No | 2007 | 1 | Field inspection only with no records | Yes | Visual inspection at the meter pit | 06/03/2024 00:00:00 |  | Non-Lead - Plastic | 2007 | 1 | Field inspection only with no records | Yes | Visual inspection at the meter pit | 06/03/2024 00:00:00 |  | Non-Lead | No | No |  | Single Family Residence |  | No | No |  |  | Non-Lead |  | 32.7268079 | -103.1131305
5677 | 919 W GOLD AVE, HOBBS NM |  | No | No | Unknown - Unlikely Lead | Don't Know |  |  |  | No | Other |  | Will Inspect meter box at a later date | Unknown - Unlikely Lead |  |  |  | No | Other |  | Will Inspect meter box at a later date | Unknown | Don't Know | Don't Know |  | Building | Unknown | Unknown | No |  |  | Unknown
515 | 4016 N APODACA ST, HOBBS NM |  | No | No | Unknown - Unlikely Lead | Don't Know |  |  |  | No | Other |  | Will Inspect meter box at a later date | Unknown - Unlikely Lead |  |  |  | No | Other |  | Will Inspect meter box at a later date | Unknown | Don't Know | Don't Know |  | Building | Unknown | Unknown | No |  |  | Unknown
8934 | 417 W MIDWEST ST, HOBBS NM |  | No | No | Unknown - Unlikely Lead | Don't Know |  |  |  | No | Other |  | Will Inspect meter box at a later date | Unknown - Unlikely Lead |  |  |  | No | Other |  | Will Inspect meter box at a later date | Unknown | Don't Know | Don't Know |  | Building | Unknown | Unknown | No |  |  | Unknown |  | 32.6910612 | -103.1408378
4843 | 829 W DESERT SAGE, HOBBS NM |  | No | No | Non-Lead - Plastic | No | 2005 | 3/4 | Field inspection only with no records | Yes | Visual inspection at the meter pit | 04/17/2024 00:00:00 |  | Non-Lead - Copper | 2005 | 3/4 | Field inspection only with no records | Yes | Visual inspection at the meter pit | 04/17/2024 00:00:00 |  | Non-Lead | No | No | Not Applicable | Single Family Residence | Unknown | No | No |  |  | Non-Lead
9613 | 909 W MACKENZIE DR, HOBBS NM |  | No | No | Unknown - Unlikely Lead | Don't Know |  |  |  | No | Other |  | Will Inspect meter box at a later date | Unknown - Unlikely Lead |  |  |  | No | Other |  | Will Inspect meter box at a later date | Unknown | Don't Know | Don't Know |  | Building | Unknown | Unknown | No |  |  | Unknown |  | 32.7130981 | -103.1465823
7685 | 413 E LEA ST, HOBBS NM |  | No | No | Unknown - Unlikely Lead | Don't Know |  |  |  | No | Other |  | Will Inspect meter box at a later date | Unknown - Unlikely Lead |  |  |  | No | Other |  | Will Inspect meter box at a later date | Unknown | Don't Know | Don't Know |  | Building | Unknown | Unknown | No |  |  | Unknown |  | 32.7088493 | -103.1317334
9775 | 2705 N NORTHWEST DR, HOBBS NM |  | No | No | Unknown - Unlikely Lead | Don't Know |  |  |  | No | Other |  | Will Inspect meter box at a later date | Unknown - Unlikely Lead |  |  |  | No | Other |  | Will Inspect meter box at a later date | Unknown | Don't Know | Don't Know |  | Building | Unknown | Unknown | No |  |  | Unknown |  | 32.7293084 | -103.1482068
9077 | 1914 N MCKINLEY ST, HOBBS NM |  | No | No | Unknown - Unlikely Lead | Don't Know |  |  |  | No | Other |  | Will Inspect meter box at a later date | Unknown - Unlikely Lead |  |  |  | No | Other |  | Will Inspect meter box at a later date | Unknown | Don't Know | Don't Know |  | Building | Unknown | Unknown | No |  |  | Unknown |  | 32.7210014 | -103.1346633
9203 | 123 E MAIN ST, HOBBS NM |  | No | No | Unknown - Unlikely Lead | Don't Know |  |  |  | No | Other |  | Will Inspect meter box at a later date | Unknown - Unlikely Lead |  |  |  | No | Other |  | Will Inspect meter box at a later date | Unknown | Don't Know | Don't Know |  | Building | Unknown | Unknown | No |  |  | Unknown |  | 32.6920249 | -103.13549
9240 | 701 E MAIN ST, HOBBS NM |  | No | No | Unknown - Unlikely Lead | Don't Know |  |  |  | No | Other |  | Will Inspect meter box at a later date | Unknown - Unlikely Lead |  |  |  | No | Other |  | Will Inspect meter box at a later date | Unknown | Don't Know | Don't Know |  | Building | Unknown | Unknown | No |  |  | Unknown |  | 32.6921622 | -103.1284316
5473 | 1902 N GRAYSON ST, HOBBS NM |  | No | No | Unknown - Unlikely Lead | Don't Know |  |  |  | No | Other |  | Will Inspect meter box at a later date | Unknown - Unlikely Lead |  |  |  | No | Other |  | Will Inspect meter box at a later date | Unknown | Don't Know | Don't Know |  | Building | Unknown | Unknown | No |  |  | Unknown
8109 | 600 N LEECH ST, HOBBS NM |  | No | No | Unknown - Unlikely Lead | Don't Know |  |  |  | No | Other |  | Will Inspect meter box at a later date | Unknown - Unlikely Lead |  |  |  | No | Other |  | Will Inspect meter box at a later date | Unknown | Don't Know | Don't Know |  | Building | Unknown | Unknown | No |  |  | Unknown |  | 32.7062865 | -103.1421942
5781 | 1313 N GILA DR, HOBBS NM |  | No | No | Unknown - Unlikely Lead | Don't Know |  |  |  | No | Other |  | Will Inspect meter box at a later date | Unknown - Unlikely Lead |  |  |  | No | Other |  | Will Inspect meter box at a later date | Unknown | Don't Know | Don't Know |  | Building | Unknown | Unknown | No |  |  | Unknown
7686 | 405 E LEA ST, HOBBS NM |  | No | No | Unknown - Unlikely Lead | Don't Know |  |  |  | No | Other |  | Will Inspect meter box at a later date | Unknown - Unlikely Lead |  |  |  | No | Other |  | Will Inspect meter box at a later date | Unknown | Don't Know | Don't Know |  | Building | Unknown | Unknown | No |  |  | Unknown |  | 32.7089531 | -103.1321304
5569 | 318 E GREEN ACRES DR, HOBBS NM |  | No | No | Unknown - Unlikely Lead | Don't Know |  |  |  | No | Other |  | Will Inspect meter box at a later date | Unknown - Unlikely Lead |  |  |  | No | Other |  | Will Inspect meter box at a later date | Unknown | Don't Know | Don't Know |  | Building | Unknown | Unknown | No |  |  | Unknown
7024 | 1008 W HOLLIS DR, HOBBS NM |  | No | No | Unknown - Unlikely Lead | Don't Know |  |  |  | No | Other |  | Will Inspect meter box at a later date | Unknown - Unlikely Lead |  |  |  | No | Other |  | Will Inspect meter box at a later date | Unknown | Don't Know | Don't Know |  | Building | Unknown | Unknown | No |  |  | Unknown |  | 32.7150919 | -103.1481073
5590 | 928 E GREEN ACRES DR, HOBBS NM |  | No | No | Unknown - Unlikely Lead | Don't Know |  |  |  | No | Other |  | Will Inspect meter box at a later date | Unknown - Unlikely Lead |  |  |  | No | Other |  | Will Inspect meter box at a later date | Unknown | Don't Know | Don't Know |  | Building | Unknown | Unknown | No |  |  | Unknown
4936 | 3911-A &amp; B EL NIDO, HOBBS NM |  | No | No | Non-Lead - Plastic | No | 2015 | 1 | Field inspection only with no records | Yes | Visual inspection at the meter pit | 06/03/2024 00:00:00 |  | Non-Lead - Plastic | 2015 | 1 | Field inspection only with no records | Yes | Visual inspection at the meter pit | 06/03/2024 00:00:00 |  | Non-Lead | No | No |  | Single Family Residence |  | No | No |  |  | Non-Lead
5936 | 1100 N GULF ST, HOBBS NM |  | No | No | Unknown - Unlikely Lead | Don't Know |  |  |  | No | Other |  | Will Inspect meter box at a later date | Unknown - Unlikely Lead |  |  |  | No | Other |  | Will Inspect meter box at a later date | Unknown | Don't Know | Don't Know |  | Building | Unknown | Unknown | No |  |  | Unknown
8052 | 1015 S LINAM ST, HOBBS NM |  | No | No | Unknown - Unlikely Lead | Don't Know |  |  |  | No | Other |  | Will Inspect meter box at a later date | Unknown - Unlikely Lead |  |  |  | No | Other |  | Will Inspect meter box at a later date | Unknown | Don't Know | Don't Know |  | Building | Unknown | Unknown | No |  |  | Unknown |  | 32.6906692 | -103.1389537
8902 | 210 E MIDWEST ST, HOBBS NM |  | No | No | Unknown - Unlikely Lead | Don't Know |  |  |  | No | Other |  | Will Inspect meter box at a later date | Unknown - Unlikely Lead |  |  |  | No | Other |  | Will Inspect meter box at a later date | Unknown | Don't Know | Don't Know |  | Building | Unknown | Unknown | No |  |  | Unknown |  | 32.6914998 | -103.1343205
9137 | 1819 N MCKINLEY ST, HOBBS NM |  | No | No | Unknown - Unlikely Lead | Don't Know |  |  |  | No | Other |  | Will Inspect meter box at a later date | Unknown - Unlikely Lead |  |  |  | No | Other |  | Will Inspect meter box at a later date | Unknown | Don't Know | Don't Know |  | Building | Unknown | Unknown | No |  |  | Unknown |  | 32.7199267 | -103.1349335
7868 | 1432 E LLANO DR, HOBBS NM |  | No | No | Unknown - Unlikely Lead | Don't Know |  |  |  | No | Other |  | Will Inspect meter box at a later date | Unknown - Unlikely Lead |  |  |  | No | Other |  | Will Inspect meter box at a later date | Unknown | Don't Know | Don't Know |  | Building | Unknown | Unknown | No |  |  | Unknown |  | 32.7142237 | -103.118134
9029 | 1400 S MCKINLEY ST, HOBBS NM |  | No | No | Unknown - Unlikely Lead | Don't Know |  |  |  | No | Other |  | Will Inspect meter box at a later date | Unknown - Unlikely Lead |  |  |  | No | Other |  | Will Inspect meter box at a later date | Unknown | Don't Know | Don't Know |  | Building | Unknown | Unknown | No |  |  | Unknown |  | 32.684762 | -103.132782
6471 | 1701 E HIGHLAND DR, HOBBS NM |  | No | No | Unknown - Unlikely Lead | Don't Know |  |  |  | No | Other |  | Will Inspect meter box at a later date | Unknown - Unlikely Lead |  |  |  | No | Other |  | Will Inspect meter box at a later date | Unknown | Don't Know | Don't Know |  | Building | Unknown | Unknown | No |  |  | Unknown |  | 32.7290909 | -103.1166323
4822 | 1108 N DENSON DR, HOBBS NM |  | No | No | Unknown - Unlikely Lead | Don't Know |  |  |  | No | Other |  | Will Inspect meter box at a later date | Unknown - Unlikely Lead |  |  |  | No | Other |  | Will Inspect meter box at a later date | Unknown | Don't Know | Don't Know |  | Building | Unknown | Unknown | No |  |  | Unknown
8989 | 2624 W MIDWEST ST, HOBBS NM |  | No | No | Unknown - Unlikely Lead | Don't Know |  |  |  | No | Other |  | Will Inspect meter box at a later date | Unknown - Unlikely Lead |  |  |  | No | Other |  | Will Inspect meter box at a later date | Unknown | Don't Know | Don't Know |  | Building | Unknown | Unknown | No |  |  | Unknown |  | 32.691464 | -103.167652
9774 | 2729 N NORTHWEST DR, HOBBS NM |  | No | No | Unknown - Unlikely Lead | Don't Know |  |  |  | No | Other |  | Will Inspect meter box at a later date | Unknown - Unlikely Lead |  |  |  | No | Other |  | Will Inspect meter box at a later date | Unknown | Don't Know | Don't Know |  | Building | Unknown | Unknown | No |  |  | Unknown |  | 32.7298962 | -103.1488144
889 | 928 E BEL AIRE CT, HOBBS NM |  | No | No | Unknown - Unlikely Lead | Don't Know |  |  |  | No | Other |  | Will Inspect meter box at a later date | Unknown - Unlikely Lead |  |  |  | No | Other |  | Will Inspect meter box at a later date | Unknown | Don't Know | Don't Know |  | Building | Unknown | Unknown | No |  |  | Unknown |  | 32.723993 | -103.124753
5553 | 312 E GREEN ACRES DR, HOBBS NM |  | No | No | Unknown - Unlikely Lead | Don't Know |  |  |  | No | Other |  | Will Inspect meter box at a later date | Unknown - Unlikely Lead |  |  |  | No | Other |  | Will Inspect meter box at a later date | Unknown | Don't Know | Don't Know |  | Building | Unknown | Unknown | No |  |  | Unknown
7434 | 909 JICARILLA ST, HOBBS NM |  | No | No | Unknown - Unlikely Lead | Don't Know |  |  |  | No | Other |  | Will Inspect meter box at a later date | Unknown - Unlikely Lead |  |  |  | No | Other |  | Will Inspect meter box at a later date | Unknown | Don't Know | Don't Know |  | Building | Unknown | Unknown | No |  |  | Unknown |  | 32.744907 | -103.146449
8595 | 1815 E MARLAND ST, HOBBS NM |  | No | No | Unknown - Unlikely Lead | Don't Know |  |  |  | No | Other |  | Will Inspect meter box at a later date | Unknown - Unlikely Lead |  |  |  | No | Other |  | Will Inspect meter box at a later date | Unknown | Don't Know | Don't Know |  | Building | Unknown | Unknown | No |  |  | Unknown |  | 32.6963369 | -103.112726
8075 | 6431 LILY POND RD, HOBBS NM |  | No | No | Non-Lead - Plastic | No | 2022 | 1 | Field inspection only with no records | Yes | Visual inspection at the meter pit | 07/23/2024 00:00:00 |  | Non-Lead - Plastic | 2022 | 1 | Field inspection only with no records | Yes | Visual inspection at the meter pit | 07/23/2024 00:00:00 |  | Non-Lead | No | No |  | Single Family Residence | Unknown | No | No |  |  | Non-Lead |  | 32.7728795 | -103.1563812
8616 | 2102 E MARLAND ST, HOBBS NM |  | No | No | Unknown - Unlikely Lead | Don't Know |  |  |  | No | Other |  | Will Inspect meter box at a later date | Unknown - Unlikely Lead |  |  |  | No | Other |  | Will Inspect meter box at a later date | Unknown | Don't Know | Don't Know |  | Building | Unknown | Unknown | No |  |  | Unknown |  | 32.6967802 | -103.111499
9342 | 711 E MESA DR, HOBBS NM |  | No | No | Unknown - Unlikely Lead | Don't Know |  |  |  | No | Other |  | Will Inspect meter box at a later date | Unknown - Unlikely Lead |  |  |  | No | Other |  | Will Inspect meter box at a later date | Unknown | Don't Know | Don't Know |  | Building | Unknown | Unknown | No |  |  | Unknown |  | 32.7177754 | -103.1285551
5241 | 1021 S FOWLER ST, HOBBS NM |  | No | No | Unknown - Unlikely Lead | Don't Know |  |  |  | No | Other |  | Will Inspect meter box at a later date | Unknown - Unlikely Lead |  |  |  | No | Other |  | Will Inspect meter box at a later date | Unknown | Don't Know | Don't Know |  | Building | Unknown | Unknown | No |  |  | Unknown
8064 | 315 S LINAM ST, HOBBS NM |  | No | No | Unknown - Unlikely Lead | Don't Know |  |  |  | No | Other |  | Will Inspect meter box at a later date | Unknown - Unlikely Lead |  |  |  | No | Other |  | Will Inspect meter box at a later date | Unknown | Don't Know | Don't Know |  | Building | Unknown | Unknown | No |  |  | Unknown |  | 32.6982769 | -103.1389307
5119 | 2911 N EPOCA CIRCLE, HOBBS NM |  | No | No | Non-Lead - Plastic | No | 2021 | 1 | Field inspection only with no records | Yes | Visual inspection at the meter pit | 05/26/2024 00:00:00 |  | Non-Lead - Plastic | 2021 | 1 | Installation date after lead ban | Yes | Visual inspection at the meter pit | 05/26/2024 00:00:00 |  | Non-Lead | No | No |  | Single Family Residence |  | No | No |  |  | Non-Lead
5598 | 816 E GREEN ACRES DR, HOBBS NM |  | No | No | Unknown - Unlikely Lead | Don't Know |  |  |  | No | Other |  | Will Inspect meter box at a later date | Unknown - Unlikely Lead |  |  |  | No | Other |  | Will Inspect meter box at a later date | Unknown | Don't Know | Don't Know |  | Building | Unknown | Unknown | No |  |  | Unknown
7114 | 3503 INDUSTRIAL DR, HOBBS NM |  | No | No | Unknown - Unlikely Lead | Don't Know |  |  |  | No | Other |  | Will Inspect meter box at a later date | Unknown - Unlikely Lead |  |  |  | No | Other |  | Will Inspect meter box at a later date | Unknown | Don't Know | Don't Know |  | Building | Unknown | Unknown | No |  |  | Unknown |  | 32.737915 | -103.1607056
7620 | 4800 W KING KELLY RD, HOBBS NM |  | No | No | Non-Lead - Plastic | No | 2021 | 1 | Field inspection only with no records | Yes | Visual inspection at the meter pit | 09/30/2024 00:00:00 |  | Non-Lead - Plastic | 2021 | 3/4 | Field inspection only with no records | Yes | Visual inspection at the meter pit | 09/30/2024 00:00:00 |  | Non-Lead | No | No |  | Single Family Residence |  | No | No |  |  | Non-Lead |  | 32.749262 | -103.197669
5850 | 214 W GYPSY ST, HOBBS NM |  | No | No | Unknown - Unlikely Lead | Don't Know |  |  |  | No | Other |  | Will Inspect meter box at a later date | Unknown - Unlikely Lead |  |  |  | No | Other |  | Will Inspect meter box at a later date | Unknown | Don't Know | Don't Know |  | Building | Unknown | Unknown | No |  |  | Unknown
7037 | 4609 N HOMESTRETCH RD, HOBBS NM |  | No | No | Non-Lead - Plastic | No | 2019 | 1 | Installation date after lead ban | Yes | Visual inspection at the meter pit | 09/30/2024 00:00:00 |  | Non-Lead - Plastic | 2019 | 1 | Installation date after lead ban | Yes | Visual inspection at the meter pit | 09/30/2024 00:00:00 |  | Non-Lead | No | No |  | Single Family Residence | Unknown | No | No |  |  | Non-Lead |  | 32.751423 | -103.204357
7499 | 534 E KIVA DR, HOBBS NM |  | No | No | Unknown - Unlikely Lead | Don't Know |  |  |  | No | Other |  | Will Inspect meter box at a later date | Unknown - Unlikely Lead |  |  |  | No | Other |  | Will Inspect meter box at a later date | Unknown | Don't Know | Don't Know |  | Building | Unknown | Unknown | No |  |  | Unknown |  | 32.7335205 | -103.1303101
7506 | 1527 W KYLEIGH, HOBBS NM |  | No | No | Non-Lead - Plastic | No | 2008 | 1 | Installation date after lead ban | Yes | Visual inspection at the meter pit | 09/30/2024 00:00:00 |  | Non-Lead - Plastic | 2008 |  | Field inspection only with no records | Yes | Visual inspection at the meter pit | 09/30/2024 00:00:00 |  | Non-Lead | No | No |  | Single Family Residence | Unknown | No | No |  |  | Non-Lead |  | 32.7567742 | -103.1553658
8360 | 5024 N LOVINGTON HWY, HOBBS NM |  | No | No | Unknown - Unlikely Lead | Don't Know |  |  |  | No | Other |  | Will Inspect meter box at a later date | Unknown - Unlikely Lead |  |  |  | No | Other |  | Will Inspect meter box at a later date | Unknown | Don't Know | Don't Know |  | Building | Unknown | Unknown | No |  |  | Unknown |  | 32.7574511 | -103.1764349
6659 | 4812 W HARDTACK RD, HOBBS NM |  | No | No | Non-Lead - Plastic | No | 2015 | 3/4 | Field inspection only with no records | Yes | Visual inspection at the meter pit | 05/26/2024 00:00:00 |  | Non-Lead - Plastic | 2015 | 3/4 | Installation date after lead ban | Yes | Visual inspection at the meter pit | 05/26/2024 00:00:00 |  | Non-Lead | No | No |  | Single Family Residence |  | No | No |  |  | Non-Lead |  | 32.752106 | -103.198128
6103 | 2519 N GREEN VALLEY TRAIL, HOBBS NM |  | No | No | Non-Lead - Copper | No | 2007 | 3/4 | Field inspection only with no records | Yes | Visual inspection at the meter pit | 05/26/2024 00:00:00 |  | Non-Lead - Copper | 2007 | 3/4 | Installation date after lead ban | Yes | Visual inspection at the meter pit | 05/26/2024 00:00:00 |  | Non-Lead | No | No |  | Single Family Residence |  | No | No |  |  | Non-Lead |  | 32.7284342 | -103.1134614
6834 | 808 W HUMBLE ST, HOBBS NM |  | No | No | Unknown - Unlikely Lead | Don't Know |  |  |  | No | Other |  | Will Inspect meter box at a later date | Unknown - Unlikely Lead |  |  |  | No | Other |  | Will Inspect meter box at a later date | Unknown | Don't Know | Don't Know |  | Building | Unknown | Unknown | No |  |  | Unknown |  | 32.6937487 | -103.1456705
7274 | 1528 N JEFFERSON ST, HOBBS NM |  | No | No | Non-Lead - Copper | Don't Know |  | 3/4 | Field inspection only with no records | Yes | Visual inspection at the meter pit | 08/13/2024 00:00:00 |  | Non-Lead - Plastic |  | 3/4 | Field inspection only with no records | Yes | Visual inspection at the meter pit | 08/13/2024 00:00:00 |  | Non-Lead | No | Don't Know |  | Single Family Residence |  | No | No |  |  | Non-Lead |  | 32.7163828 | -103.1229726
5734 | 1515 N GILA DR, HOBBS NM |  | No | No | Unknown - Unlikely Lead | Don't Know |  |  |  | No | Other |  | Will Inspect meter box at a later date | Unknown - Unlikely Lead |  |  |  | No | Other |  | Will Inspect meter box at a later date | Unknown | Don't Know | Don't Know |  | Building | Unknown | Unknown | No |  |  | Unknown
8450 | 112 E MESQUITE DR, HOBBS NM |  | No | No | Unknown - Unlikely Lead | Don't Know |  |  |  | No | Other |  | Will Inspect meter box at a later date | Unknown - Unlikely Lead |  |  |  | No | Other |  | Will Inspect meter box at a later date | Unknown | Don't Know | Don't Know |  | Building | Unknown | Unknown | No |  |  | Unknown |  | 32.6885326 | -103.1332941
6725 | 2108 N HOMESTEAD DR, HOBBS NM |  | No | No | Non-Lead - Plastic | No | 2019 | 1 | Field inspection only with no records | Yes | Visual inspection at the meter pit | 09/02/2024 00:00:00 |  | Non-Lead - Plastic | 2019 | 1 | Installation date after lead ban | Yes | Visual inspection at the meter pit | 09/02/2024 00:00:00 |  | Non-Lead | No | No |  | Single Family Residence |  | No | No |  |  | Non-Lead |  | 32.7236966 | -103.1110214
6065 | 1023 E GLORIETTA C 202, HOBBS NM |  | No | No | Non-Lead - Plastic | No | 2019 | 1 | Field inspection only with no records | Yes | Visual inspection at the meter pit | 05/26/2024 00:00:00 |  | Non-Lead - Plastic | 2019 | 1 | Installation date after lead ban | Yes | Visual inspection at the meter pit | 05/26/2024 00:00:00 |  | Non-Lead | No | No |  | Single Family Residence |  | No | No |  |  | Non-Lead |  | 32.7322508 | -103.1251818
6637 | 1721-B S HOUSTON ST, HOBBS NM |  | No | No | Unknown - Unlikely Lead | Don't Know |  |  |  | No | Other |  | Will Inspect meter box at a later date | Unknown - Unlikely Lead |  |  |  | No | Other |  | Will Inspect meter box at a later date | Unknown | Don't Know | Don't Know |  | Building | Unknown | Unknown | No |  |  | Unknown
7973 | 806 E LINCOLN RD, HOBBS NM |  | No | No | Unknown - Unlikely Lead | Don't Know |  |  |  | No | Other |  | Will Inspect meter box at a later date | Unknown - Unlikely Lead |  |  |  | No | Other |  | Will Inspect meter box at a later date | Unknown | Don't Know | Don't Know |  | Building | Unknown | Unknown | No |  |  | Unknown |  | 32.7200029 | -103.1266174
6099 | 2548 N GREEN VALLEY TRAIL, HOBBS NM |  | No | No | Non-Lead - Copper | No | 2007 | 3/4 | Field inspection only with no records | Yes | Visual inspection at the meter pit | 05/26/2024 00:00:00 |  | Non-Lead - Copper | 2007 | 3/4 | Installation date after lead ban | Yes | Visual inspection at the meter pit | 05/26/2024 00:00:00 |  | Non-Lead | No | No |  | Single Family Residence |  | No | No |  |  | Non-Lead |  | 32.7292764 | -103.1129183
9248 | 1605 E MAIN ST, HOBBS NM |  | No | No | Unknown - Unlikely Lead | Don't Know |  |  |  | No | Other |  | Will Inspect meter box at a later date | Unknown - Unlikely Lead |  |  |  | No | Other |  | Will Inspect meter box at a later date | Unknown | Don't Know | Don't Know |  | Building | Unknown | Unknown | No |  |  | Unknown |  | 32.6921462 | -103.1173328
8679 | 1000 N MARLAND BLVD #48, HOBBS NM |  | No | No | Non-Lead - Plastic | Don't Know | 2003 | 3/4 | Field inspection only with no records | Yes | Visual inspection at the meter pit | 08/26/2024 00:00:00 |  | Non-Lead - Plastic | 2003 | 3/4 | Field inspection only with no records | Yes | Visual inspection at the meter pit | 08/26/2024 00:00:00 |  | Non-Lead | No | Don't Know |  | Single Family Residence |  | No | No |  |  | Non-Lead
8485 | 2908 W MARLAND ST, HOBBS NM |  | No | No | Unknown - Unlikely Lead | Don't Know |  |  |  | No | Other |  | Will Inspect meter box at a later date | Unknown - Unlikely Lead |  |  |  | No | Other |  | Will Inspect meter box at a later date | Unknown | Don't Know | Don't Know |  | Building | Unknown | Unknown | No |  |  | Unknown |  | 32.6970237 | -103.1741625
8069 | 1115 S LINAM ST, HOBBS NM |  | No | No | Unknown - Unlikely Lead | Don't Know |  |  |  | No | Other |  | Will Inspect meter box at a later date | Unknown - Unlikely Lead |  |  |  | No | Other |  | Will Inspect meter box at a later date | Unknown | Don't Know | Don't Know |  | Building | Unknown | Unknown | No |  |  | Unknown |  | 32.6895628 | -103.139131
8344 | 5208 N LOVINGTON HWY, HOBBS NM |  | No | No | Unknown - Unlikely Lead | Don't Know |  |  |  | No | Other |  | Will Inspect meter box at a later date | Unknown - Unlikely Lead |  |  |  | No | Other |  | Will Inspect meter box at a later date | Unknown | Don't Know | Don't Know |  | Building | Unknown | Unknown | No |  |  | Unknown |  | 32.758563 | -103.1781524
8747 | 129 S MARLAND PL, HOBBS NM |  | No | No | Unknown - Unlikely Lead | Don't Know |  |  |  | No | Other |  | Will Inspect meter box at a later date | Unknown - Unlikely Lead |  |  |  | No | Other |  | Will Inspect meter box at a later date | Unknown | Don't Know | Don't Know |  | Building | Unknown | Unknown | No |  |  | Unknown |  | 32.700724 | -103.1207715
7053 | 620 W IRON AVE, HOBBS NM |  | No | No | Unknown - Unlikely Lead | Don't Know |  |  |  | No | Other |  | Will Inspect meter box at a later date | Unknown - Unlikely Lead |  |  |  | No | Other |  | Will Inspect meter box at a later date | Unknown | Don't Know | Don't Know |  | Building | Unknown | Unknown | No |  |  | Unknown |  | 32.7317841 | -103.1435935
4891 | 426 S DONAHUE AVE, HOBBS NM |  | No | No | Unknown - Unlikely Lead | Don't Know |  |  |  | No | Other |  | Will Inspect meter box at a later date | Unknown - Unlikely Lead |  |  |  | No | Other |  | Will Inspect meter box at a later date | Unknown | Don't Know | Don't Know |  | Building | Unknown | Unknown | No |  |  | Unknown
6419 | 1415 E HIGHLAND DR, HOBBS NM |  | No | No | Unknown - Unlikely Lead | Don't Know |  |  |  | No | Other |  | Will Inspect meter box at a later date | Unknown - Unlikely Lead |  |  |  | No | Other |  | Will Inspect meter box at a later date | Unknown | Don't Know | Don't Know |  | Building | Unknown | Unknown | No |  |  | Unknown |  | 32.7288257 | -103.1190632
6534 | 617 N HOUSTON ST, HOBBS NM |  | No | No | Unknown - Unlikely Lead | Don't Know |  |  |  | No | Other |  | Will Inspect meter box at a later date | Unknown - Unlikely Lead |  |  |  | No | Other |  | Will Inspect meter box at a later date | Unknown | Don't Know | Don't Know |  | Building | Unknown | Unknown | No |  |  | Unknown |  | 32.7067885 | -103.1315139
7279 | 324 N JEFFERSON ST, HOBBS NM |  | No | No | Unknown - Unlikely Lead | Don't Know |  |  |  | No | Other |  | Will Inspect meter box at a later date | Unknown - Unlikely Lead |  |  |  | No | Other |  | Will Inspect meter box at a later date | Unknown | Don't Know | Don't Know |  | Building | Unknown | Unknown | No |  |  | Unknown |  | 32.7037499 | -103.123619
5988 | 1000 N GULF ST, HOBBS NM |  | No | No | Unknown - Unlikely Lead | Don't Know |  |  |  | No | Other |  | Will Inspect meter box at a later date | Unknown - Unlikely Lead |  |  |  | No | Other |  | Will Inspect meter box at a later date | Unknown | Don't Know | Don't Know |  | Building | Unknown | Unknown | No |  |  | Unknown |  | 32.7102559 | -103.1530784
5756 | 1116 N GILA DR, HOBBS NM |  | No | No | Unknown - Unlikely Lead | Don't Know |  |  |  | No | Other |  | Will Inspect meter box at a later date | Unknown - Unlikely Lead |  |  |  | No | Other |  | Will Inspect meter box at a later date | Unknown | Don't Know | Don't Know |  | Building | Unknown | Unknown | No |  |  | Unknown
5102 | 1223 EL CAMINITO DR, HOBBS NM |  | No | No | Unknown - Unlikely Lead | Don't Know |  |  |  | No | Other |  | Will Inspect meter box at a later date | Unknown - Unlikely Lead |  |  |  | No | Other |  | Will Inspect meter box at a later date | Unknown | Don't Know | Don't Know |  | Building | Unknown | Unknown | No |  |  | Unknown
6371 | 4726 W GREY GHOST RD, HOBBS NM |  | No | No | Non-Lead - Plastic | No | 2017 | 3/4 | Field inspection only with no records | Yes | Visual inspection at the meter pit | 05/26/2024 00:00:00 |  | Non-Lead - Plastic | 2017 | 3/4 | Installation date after lead ban | Yes | Visual inspection at the meter pit | 05/26/2024 00:00:00 |  | Non-Lead | No | No |  | Single Family Residence |  | No | No |  |  | Non-Lead |  | 32.75001 | -103.197456
6201 | 300 N GRIMES ST, HOBBS NM |  | No | No | Unknown - Unlikely Lead | Don't Know |  |  |  | No | Other |  | Will Inspect meter box at a later date | Unknown - Unlikely Lead |  |  |  | No | Other |  | Will Inspect meter box at a later date | Unknown | Don't Know | Don't Know |  | Building | Unknown | Unknown | No |  |  | Unknown |  | 32.7030191 | -103.1445044
9669 | 2311 N MIMOSA LN, HOBBS NM |  | No | No | Non-Lead - Plastic | No | 2007 | 1 | Field inspection only with no records | Yes | Visual inspection at the meter pit | 06/03/2024 00:00:00 |  | Non-Lead - Plastic | 2007 | 1 | Field inspection only with no records | Yes | Visual inspection at the meter pit | 06/03/2024 00:00:00 |  | Non-Lead | No | No |  | Single Family Residence |  | No | No |  |  | Non-Lead |  | 32.7263386 | -103.1135223
5701 | 1024 E GOLD AVE, HOBBS NM |  | No | No | Unknown - Unlikely Lead | Don't Know |  |  |  | No | Other |  | Will Inspect meter box at a later date | Unknown - Unlikely Lead |  |  |  | No | Other |  | Will Inspect meter box at a later date | Unknown | Don't Know | Don't Know |  | Building | Unknown | Unknown | No |  |  | Unknown
8174 | 718 E LUNA DR, HOBBS NM |  | No | No | Unknown - Unlikely Lead | Don't Know |  |  |  | No | Other |  | Will Inspect meter box at a later date | Unknown - Unlikely Lead |  |  |  | No | Other |  | Will Inspect meter box at a later date | Unknown | Don't Know | Don't Know |  | Building | Unknown | Unknown | No |  |  | Unknown |  | 32.7156755 | -103.1283523
7405 | 214 S JEFFERSON ST, HOBBS NM |  | No | No | Unknown - Unlikely Lead | Don't Know |  |  |  | No | Other |  | Will Inspect meter box at a later date | Unknown - Unlikely Lead |  |  |  | No | Other |  | Will Inspect meter box at a later date | Unknown | Don't Know | Don't Know |  | Building | Unknown | Unknown | No |  |  | Unknown |  | 32.699289 | -103.1236377
9189 | 1301 E MAIN ST, HOBBS NM |  | No | No | Unknown - Unlikely Lead | Don't Know |  |  |  | No | Other |  | Will Inspect meter box at a later date | Unknown - Unlikely Lead |  |  |  | No | Other |  | Will Inspect meter box at a later date | Unknown | Don't Know | Don't Know |  | Building | Unknown | Unknown | No |  |  | Unknown |  | 32.6920077 | -103.1211615
4882 | 219 DONAHUE AVE, HOBBS NM |  | No | No | Unknown - Unlikely Lead | Don't Know |  |  |  | No | Other |  | Will Inspect meter box at a later date | Unknown - Unlikely Lead |  |  |  | No | Other |  | Will Inspect meter box at a later date | Unknown | Don't Know | Don't Know |  | Building | Unknown | Unknown | No |  |  | Unknown
7241 | 1122 E JEMEZ DR, HOBBS NM |  | No | No | Unknown - Unlikely Lead | Don't Know |  |  |  | No | Other |  | Will Inspect meter box at a later date | Unknown - Unlikely Lead |  |  |  | No | Other |  | Will Inspect meter box at a later date | Unknown | Don't Know | Don't Know |  | Building | Unknown | Unknown | No |  |  | Unknown |  | 32.7218509 | -103.1222651
8006 | 905-A N LINAM ST, HOBBS NM |  | No | No | Unknown - Unlikely Lead | Don't Know |  |  |  | No | Other |  | Will Inspect meter box at a later date | Unknown - Unlikely Lead |  |  |  | No | Other |  | Will Inspect meter box at a later date | Unknown | Don't Know | Don't Know |  | Building | Unknown | Unknown | No |  |  | Unknown
7318 | 2327 N JEFFERSON ST, HOBBS NM |  | No | No | Unknown - Unlikely Lead | Don't Know |  |  |  | No | Other |  | Will Inspect meter box at a later date | Unknown - Unlikely Lead |  |  |  | No | Other |  | Will Inspect meter box at a later date | Unknown | Don't Know | Don't Know |  | Building | Unknown | Unknown | No |  |  | Unknown |  | 32.7267536 | -103.1235495
7827 | 905 E LLANO DR, HOBBS NM |  | No | No | Unknown - Unlikely Lead | Don't Know |  |  |  | No | Other |  | Will Inspect meter box at a later date | Unknown - Unlikely Lead |  |  |  | No | Other |  | Will Inspect meter box at a later date | Unknown | Don't Know | Don't Know |  | Building | Unknown | Unknown | No |  |  | Unknown |  | 32.7140541 | -103.1256204
5719 | 2213 N GILA DR, HOBBS NM |  | No | No | Unknown - Unlikely Lead | Don't Know |  |  |  | No | Other |  | Will Inspect meter box at a later date | Unknown - Unlikely Lead |  |  |  | No | Other |  | Will Inspect meter box at a later date | Unknown | Don't Know | Don't Know |  | Building | Unknown | Unknown | No |  |  | Unknown
5073 | 900 E EAGLE DR, HOBBS NM |  | No | No | Unknown - Unlikely Lead | Don't Know |  |  |  | No | Other |  | Will Inspect meter box at a later date | Unknown - Unlikely Lead |  |  |  | No | Other |  | Will Inspect meter box at a later date | Unknown | Don't Know | Don't Know |  | Building | Unknown | Unknown | No |  |  | Unknown
9587 | 921 W MACKENZIE DR, HOBBS NM |  | No | No | Unknown - Unlikely Lead | Don't Know |  |  |  | No | Other |  | Will Inspect meter box at a later date | Unknown - Unlikely Lead |  |  |  | No | Other |  | Will Inspect meter box at a later date | Unknown | Don't Know | Don't Know |  | Building | Unknown | Unknown | No |  |  | Unknown |  | 32.71318 | -103.1472026
5795 | 2221 N GILA DR, HOBBS NM |  | No | No | Unknown - Unlikely Lead | Don't Know |  |  |  | No | Other |  | Will Inspect meter box at a later date | Unknown - Unlikely Lead |  |  |  | No | Other |  | Will Inspect meter box at a later date | Unknown | Don't Know | Don't Know |  | Building | Unknown | Unknown | No |  |  | Unknown
7957 | 1127 N LLANO DR, HOBBS NM |  | No | No | Unknown - Unlikely Lead | Don't Know |  |  |  | No | Other |  | Will Inspect meter box at a later date | Unknown - Unlikely Lead |  |  |  | No | Other |  | Will Inspect meter box at a later date | Unknown | Don't Know | Don't Know |  | Building | Unknown | Unknown | No |  |  | Unknown |  | 32.7121914 | -103.1177028
7312 | 1526 N JEFFERSON ST, HOBBS NM |  | No | No | Unknown - Unlikely Lead | Don't Know |  |  |  | No | Other |  | Will Inspect meter box at a later date | Unknown - Unlikely Lead |  |  |  | No | Other |  | Will Inspect meter box at a later date | Unknown | Don't Know | Don't Know |  | Building | Unknown | Unknown | No |  |  | Unknown |  | 32.7173436 | -103.1228332
8882 | 1404 E MIDWEST ST, HOBBS NM |  | No | No | Unknown - Unlikely Lead | Don't Know |  |  |  | No | Other |  | Will Inspect meter box at a later date | Unknown - Unlikely Lead |  |  |  | No | Other |  | Will Inspect meter box at a later date | Unknown | Don't Know | Don't Know |  | Building | Unknown | Unknown | No |  |  | Unknown |  | 32.6915235 | -103.1199301
9827 | 3127 N NORTHWEST DR, HOBBS NM |  | No | No | Unknown - Unlikely Lead | Don't Know |  |  |  | No | Other |  | Will Inspect meter box at a later date | Unknown - Unlikely Lead |  |  |  | No | Other |  | Will Inspect meter box at a later date | Unknown | Don't Know | Don't Know |  | Building | Unknown | Unknown | No |  |  | Unknown |  | 32.7343259 | -103.153231
8605 | 1123 E MARLAND ST, HOBBS NM |  | No | No | Unknown - Unlikely Lead | Don't Know |  |  |  | No | Other |  | Will Inspect meter box at a later date | Unknown - Unlikely Lead |  |  |  | No | Other |  | Will Inspect meter box at a later date | Unknown | Don't Know | Don't Know |  | Building | Unknown | Unknown | No |  |  | Unknown |  | 32.6962863 | -103.122776
6590 | 1310 S HOUSTON ST, HOBBS NM |  | No | No | Unknown - Unlikely Lead | Don't Know |  |  |  | No | Other |  | Will Inspect meter box at a later date | Unknown - Unlikely Lead |  |  |  | No | Other |  | Will Inspect meter box at a later date | Unknown | Don't Know | Don't Know |  | Building | Unknown | Unknown | No |  |  | Unknown |  | 32.6851011 | -103.1310317
802 | 103 W BERRY DR, HOBBS NM |  | No | No | Unknown - Unlikely Lead | Don't Know |  |  |  | No | Other |  | Will Inspect meter box at a later date | Unknown - Unlikely Lead |  |  |  | No | Other |  | Will Inspect meter box at a later date | Unknown | Don't Know | Don't Know |  | Building | Unknown | Unknown | No |  |  | Unknown |  | 32.7155949 | -103.1355506
9151 | 1406 E MAIN ST, HOBBS NM |  | No | No | Unknown - Unlikely Lead | Don't Know |  |  |  | No | Other |  | Will Inspect meter box at a later date | Unknown - Unlikely Lead |  |  |  | No | Other |  | Will Inspect meter box at a later date | Unknown | Don't Know | Don't Know |  | Building | Unknown | Unknown | No |  |  | Unknown |  | 32.6925722 | -103.1194384
6420 | 1515 E HIGHLAND DR, HOBBS NM |  | No | No | Unknown - Unlikely Lead | Don't Know |  |  |  | No | Other |  | Will Inspect meter box at a later date | Unknown - Unlikely Lead |  |  |  | No | Other |  | Will Inspect meter box at a later date | Unknown | Don't Know | Don't Know |  | Building | Unknown | Unknown | No |  |  | Unknown |  | 32.7285461 | -103.1184183
9644 | 2303 N MULBERRY LN, HOBBS NM |  | No | No | Non-Lead - Plastic | No | 2020 | 1 | Field inspection only with no records | Yes | Visual inspection at the meter pit | 06/03/2024 00:00:00 |  | Non-Lead - Plastic | 2020 | 1 | Field inspection only with no records | Yes | Visual inspection at the meter pit | 06/03/2024 00:00:00 |  | Non-Lead | No | No |  | Single Family Residence |  | No | No |  |  | Non-Lead |  | 32.726283 | -103.111087
5129 | 1828 N FOWLER ST, HOBBS NM |  | No | No | Unknown - Unlikely Lead | Don't Know |  |  |  | No | Other |  | Will Inspect meter box at a later date | Unknown - Unlikely Lead |  |  |  | No | Other |  | Will Inspect meter box at a later date | Unknown | Don't Know | Don't Know |  | Building | Unknown | Unknown | No |  |  | Unknown
7420 | 924 E JACKSON RD, HOBBS NM |  | No | No | Unknown - Unlikely Lead | Don't Know |  |  |  | No | Other |  | Will Inspect meter box at a later date | Unknown - Unlikely Lead |  |  |  | No | Other |  | Will Inspect meter box at a later date | Unknown | Don't Know | Don't Know |  | Building | Unknown | Unknown | No |  |  | Unknown |  | 32.7208983 | -103.1248661
63 | 814 S 8TH ST, HOBBS NM |  | No | No | Unknown - Unlikely Lead | Don't Know |  |  |  | No | Other |  | Will Inspect meter box at a later date | Unknown - Unlikely Lead |  |  |  | No | Other |  | Will Inspect meter box at a later date | Unknown | Don't Know | Don't Know |  | Building | Unknown | Unknown | No |  |  | Unknown |  | 32.692832 | -103.1183466
8199 | 1205 W LAUGHLIN DR, HOBBS NM |  | No | No | Unknown - Unlikely Lead | Don't Know |  |  |  | No | Other |  | Will Inspect meter box at a later date | Unknown - Unlikely Lead |  |  |  | No | Other |  | Will Inspect meter box at a later date | Unknown | Don't Know | Don't Know |  | Building | Unknown | Unknown | No |  |  | Unknown |  | 32.7124101 | -103.1505599
6184 | 3319-A N GRIMES ST, HOBBS NM |  | No | No | Unknown - Unlikely Lead | Don't Know |  |  |  | No | Other |  | Will Inspect meter box at a later date | Unknown - Unlikely Lead |  |  |  | No | Other |  | Will Inspect meter box at a later date | Unknown | Don't Know | Don't Know |  | Building | Unknown | Unknown | No |  |  | Unknown
9251 | 512 W MAIN ST, HOBBS NM |  | No | No | Unknown - Unlikely Lead | Don't Know |  |  |  | No | Other |  | Will Inspect meter box at a later date | Unknown - Unlikely Lead |  |  |  | No | Other |  | Will Inspect meter box at a later date | Unknown | Don't Know | Don't Know |  | Building | Unknown | Unknown | No |  |  | Unknown |  | 32.6926732 | -103.1418678
642 | 807 S ASHER RD, HOBBS NM |  | No | No | Unknown - Unlikely Lead | Don't Know |  |  |  | No | Other |  | Will Inspect meter box at a later date | Unknown - Unlikely Lead |  |  |  | No | Other |  | Will Inspect meter box at a later date | Unknown | Don't Know | Don't Know |  | Building | Unknown | Unknown | No |  |  | Unknown |  | 32.6933016 | -103.1730503
8093 | 6416 LILY POND RD, HOBBS NM |  | No | No | Non-Lead - Plastic | No | 2022 | 1 | Field inspection only with no records | Yes | Visual inspection at the meter pit | 07/23/2024 00:00:00 |  | Non-Lead - Plastic | 2022 | 1 | Field inspection only with no records | Yes | Visual inspection at the meter pit | 07/23/2024 00:00:00 |  | Non-Lead | No | No |  | Single Family Residence | Unknown | No | No |  |  | Non-Lead |  | 32.7728795 | -103.1563812
7836 | 1126 E LLANO DR, HOBBS NM |  | No | No | Unknown - Unlikely Lead | Don't Know |  |  |  | No | Other |  | Will Inspect meter box at a later date | Unknown - Unlikely Lead |  |  |  | No | Other |  | Will Inspect meter box at a later date | Unknown | Don't Know | Don't Know |  | Building | Unknown | Unknown | No |  |  | Unknown |  | 32.714548 | -103.1219885
5452 | 1803 N GRAYSON ST, HOBBS NM |  | No | No | Unknown - Unlikely Lead | Don't Know |  |  |  | No | Other |  | Will Inspect meter box at a later date | Unknown - Unlikely Lead |  |  |  | No | Other |  | Will Inspect meter box at a later date | Unknown | Don't Know | Don't Know |  | Building | Unknown | Unknown | No |  |  | Unknown
5514 | 614 E GREEN ACRES DR, HOBBS NM |  | No | No | Unknown - Unlikely Lead | Don't Know |  |  |  | No | Other |  | Will Inspect meter box at a later date | Unknown - Unlikely Lead |  |  |  | No | Other |  | Will Inspect meter box at a later date | Unknown | Don't Know | Don't Know |  | Building | Unknown | Unknown | No |  |  | Unknown
6456 | 1609 E HIGHLAND DR, HOBBS NM |  | No | No | Unknown - Unlikely Lead | Don't Know |  |  |  | No | Other |  | Will Inspect meter box at a later date | Unknown - Unlikely Lead |  |  |  | No | Other |  | Will Inspect meter box at a later date | Unknown | Don't Know | Don't Know |  | Building | Unknown | Unknown | No |  |  | Unknown |  | 32.7289172 | -103.1170973
5081 | 927 E EAGLE DR, HOBBS NM |  | No | No | Unknown - Unlikely Lead | Don't Know |  |  |  | No | Other |  | Will Inspect meter box at a later date | Unknown - Unlikely Lead |  |  |  | No | Other |  | Will Inspect meter box at a later date | Unknown | Don't Know | Don't Know |  | Building | Unknown | Unknown | No |  |  | Unknown
9610 | 1004 W MACKENZIE DR, HOBBS NM |  | No | No | Unknown - Unlikely Lead | Don't Know |  |  |  | No | Other |  | Will Inspect meter box at a later date | Unknown - Unlikely Lead |  |  |  | No | Other |  | Will Inspect meter box at a later date | Unknown | Don't Know | Don't Know |  | Building | Unknown | Unknown | No |  |  | Unknown |  | 32.7135546 | -103.1478823
918 | 313 S AVENUE B, HOBBS NM |  | No | No | Unknown - Unlikely Lead | Don't Know |  |  |  | No | Other |  | Will Inspect meter box at a later date | Unknown - Unlikely Lead |  |  |  | No | Other |  | Will Inspect meter box at a later date | Unknown | Don't Know | Don't Know |  | Building | Unknown | Unknown | No |  |  | Unknown |  | 32.6983357 | -103.1258968
8190 | 6007 N LA MESA ST, HOBBS NM |  | No | No | Non-Lead - Plastic | No | Unknow | 1 | Field inspection only with no records | Yes | Visual inspection at the meter pit | 08/13/2024 00:00:00 |  | Non-Lead - Copper | 1982 | 3/4 | Field inspection only with no records | Yes | Visual inspection at the meter pit | 08/13/2024 00:00:00 |  | Non-Lead | No | No |  | Single Family Residence |  | No | No |  |  | Non-Lead |  | 32.7684284 | -103.1820883
9518 | 1424 MARQUIS LN, HOBBS NM |  | No | No | Unknown - Unlikely Lead | Don't Know |  |  |  | No | Other |  | Will Inspect meter box at a later date | Unknown - Unlikely Lead |  |  |  | No | Other |  | Will Inspect meter box at a later date | Unknown | Don't Know | Don't Know |  | Building | Unknown | Unknown | No |  |  | Unknown |  | 32.7398242 | -103.1538306
6408 | 1321 E HIGHLAND DR, HOBBS NM |  | No | No | Non-Lead - Copper | No | 1972 | 3/4 | Field inspection only with no records | Yes | Visual inspection at the meter pit | 05/26/2024 00:00:00 |  | Galvanized |  | 3/4 | Installation date after lead ban | Yes | Visual inspection at the meter pit | 05/26/2024 00:00:00 |  | Non-Lead | No | No |  | Single Family Residence |  | No | No |  |  | Non-Lead |  | 32.7290228 | -103.1201021
5062 | 301 S ELM ST, HOBBS NM |  | No | No | Unknown - Unlikely Lead | Don't Know |  |  |  | No | Other |  | Will Inspect meter box at a later date | Unknown - Unlikely Lead |  |  |  | No | Other |  | Will Inspect meter box at a later date | Unknown | Don't Know | Don't Know |  | Building | Unknown | Unknown | No |  |  | Unknown
5211 | 410 N FOWLER ST, HOBBS NM |  | No | No | Unknown - Unlikely Lead | Don't Know |  |  |  | No | Other |  | Will Inspect meter box at a later date | Unknown - Unlikely Lead |  |  |  | No | Other |  | Will Inspect meter box at a later date | Unknown | Don't Know | Don't Know |  | Building | Unknown | Unknown | No |  |  | Unknown
867 | 203 W BERRY DR, HOBBS NM |  | No | No | Unknown - Unlikely Lead | Don't Know |  |  |  | No | Other |  | Will Inspect meter box at a later date | Unknown - Unlikely Lead |  |  |  | No | Other |  | Will Inspect meter box at a later date | Unknown | Don't Know | Don't Know |  | Building | Unknown | Unknown | No |  |  | Unknown |  | 32.7154137 | -103.1361675
900 | 906 E BEL AIRE CT, HOBBS NM |  | No | No | Unknown - Unlikely Lead | Don't Know |  |  |  | No | Other |  | Will Inspect meter box at a later date | Unknown - Unlikely Lead |  |  |  | No | Other |  | Will Inspect meter box at a later date | Unknown | Don't Know | Don't Know |  | Building | Unknown | Unknown | No |  |  | Unknown |  | 32.7241121 | -103.1256424
5438 | 1638 N GRAYSON ST, HOBBS NM |  | No | No | Unknown - Unlikely Lead | Don't Know |  |  |  | No | Other |  | Will Inspect meter box at a later date | Unknown - Unlikely Lead |  |  |  | No | Other |  | Will Inspect meter box at a later date | Unknown | Don't Know | Don't Know |  | Building | Unknown | Unknown | No |  |  | Unknown
6344 | 217 S GRIMES ST, HOBBS NM |  | No | No | Unknown - Unlikely Lead | Don't Know |  |  |  | No | Other |  | Will Inspect meter box at a later date | Unknown - Unlikely Lead |  |  |  | No | Other |  | Will Inspect meter box at a later date | Unknown | Don't Know | Don't Know |  | Building | Unknown | Unknown | No |  |  | Unknown |  | 32.6984219 | -103.1451621
5842 | 509 W GYPSY ST, HOBBS NM |  | No | No | Unknown - Unlikely Lead | Don't Know |  |  |  | No | Other |  | Will Inspect meter box at a later date | Unknown - Unlikely Lead |  |  |  | No | Other |  | Will Inspect meter box at a later date | Unknown | Don't Know | Don't Know |  | Building | Unknown | Unknown | No |  |  | Unknown
9188 | 1701 E MAIN ST, HOBBS NM |  | No | No | Unknown - Unlikely Lead | Don't Know |  |  |  | No | Other |  | Will Inspect meter box at a later date | Unknown - Unlikely Lead |  |  |  | No | Other |  | Will Inspect meter box at a later date | Unknown | Don't Know | Don't Know |  | Building | Unknown | Unknown | No |  |  | Unknown |  | 32.6921516 | -103.1166695
6939 | 2027 E HERITAGE LN, HOBBS NM |  | No | No | Non-Lead - Copper | No | 2007 | 3/4 | Field inspection only with no records | Yes | Visual inspection at the meter pit | 05/26/2024 00:00:00 |  | Non-Lead - Copper | 2007 | 3/4 | Installation date after lead ban | No | Visual inspection at the meter pit | 05/26/2024 00:00:00 |  | Non-Lead | No | No |  | Single Family Residence |  | No | No |  |  | Non-Lead |  | 32.727641 | -103.1123784
6680 | 4808 W HARDTACK RD, HOBBS NM |  | No | No | Non-Lead - Plastic | No | 2015 | 3/4 | Field inspection only with no records | Yes | Visual inspection at the meter pit | 05/26/2024 00:00:00 |  | Non-Lead - Plastic | 2015 | 3/4 | Installation date after lead ban | Yes | Visual inspection at the meter pit | 05/26/2024 00:00:00 |  | Non-Lead | No | No |  | Single Family Residence |  | No | No |  |  | Non-Lead |  | 32.752106 | -103.1979659
9597 | 1120 W MACKENZIE DR, HOBBS NM |  | No | No | Unknown - Unlikely Lead | Don't Know |  |  |  | No | Other |  | Will Inspect meter box at a later date | Unknown - Unlikely Lead |  |  |  | No | Other |  | Will Inspect meter box at a later date | Unknown | Don't Know | Don't Know |  | Building | Unknown | Unknown | No |  |  | Unknown |  | 32.7135531 | -103.1501291
560 | 214 S AVENUE A, HOBBS NM |  | No | No | Unknown - Unlikely Lead | Don't Know |  |  |  | No | Other |  | Will Inspect meter box at a later date | Unknown - Unlikely Lead |  |  |  | No | Other |  | Will Inspect meter box at a later date | Unknown | Don't Know | Don't Know |  | Building | Unknown | Unknown | No |  |  | Unknown
5831 | 1820 N GILA DR, HOBBS NM |  | No | No | Unknown - Unlikely Lead | Don't Know |  |  |  | No | Other |  | Will Inspect meter box at a later date | Unknown - Unlikely Lead |  |  |  | No | Other |  | Will Inspect meter box at a later date | Unknown | Don't Know | Don't Know |  | Building | Unknown | Unknown | No |  |  | Unknown
7291 | 805 N JEFFERSON ST, HOBBS NM |  | No | No | Unknown - Unlikely Lead | Don't Know |  |  |  | No | Other |  | Will Inspect meter box at a later date | Unknown - Unlikely Lead |  |  |  | No | Other |  | Will Inspect meter box at a later date | Unknown | Don't Know | Don't Know |  | Building | Unknown | Unknown | No |  |  | Unknown |  | 32.7087008 | -103.1236167
6831 | 1203 E HUMBLE ST, HOBBS NM |  | No | No | Unknown - Unlikely Lead | Don't Know |  |  |  | No | Other |  | Will Inspect meter box at a later date | Unknown - Unlikely Lead |  |  |  | No | Other |  | Will Inspect meter box at a later date | Unknown | Don't Know | Don't Know |  | Building | Unknown | Unknown | No |  |  | Unknown |  | 32.6932102 | -103.1221934
9439 | 2912 N MONTGOMERY ST, HOBBS NM |  | No | No | Unknown - Unlikely Lead | Don't Know |  |  |  | No | Other |  | Will Inspect meter box at a later date | Unknown - Unlikely Lead |  |  |  | No | Other |  | Will Inspect meter box at a later date | Unknown | Don't Know | Don't Know |  | Building | Unknown | Unknown | No |  |  | Unknown |  | 32.732433 | -103.132817
5977 | 1101 N GULF ST, HOBBS NM |  | No | No | Unknown - Unlikely Lead | Don't Know |  |  |  | No | Other |  | Will Inspect meter box at a later date | Unknown - Unlikely Lead |  |  |  | No | Other |  | Will Inspect meter box at a later date | Unknown | Don't Know | Don't Know |  | Building | Unknown | Unknown | No |  |  | Unknown |  | 32.711263 | -103.1532023
6823 | 702 E HUMBLE ST, HOBBS NM |  | No | No | Unknown - Unlikely Lead | Don't Know |  |  |  | No | Other |  | Will Inspect meter box at a later date | Unknown - Unlikely Lead |  |  |  | No | Other |  | Will Inspect meter box at a later date | Unknown | Don't Know | Don't Know |  | Building | Unknown | Unknown | No |  |  | Unknown |  | 32.693695 | -103.128442
5314 | 1513 W FOX FIRE CT, HOBBS NM |  | No | No | Non-Lead - Plastic | No | 2020 | 1 | Installation date after lead ban | No | Other |  | Newer Construction, verified by GIS Mapping | Non-Lead - Plastic | 2020 | 1 | Installation date after lead ban | No | Other |  | Newer Construction, verified by GIS Mapping |  | No | No |  | Single Family Residence | Unknown | No | No |  |  | Non-Lead
756 | 1200 N AVENTURA LN, HOBBS NM |  | No | No | Non-Lead - Plastic | No | 2021 | 1 | Field inspection only with no records | Yes | Visual inspection at the meter pit | 05/26/2024 00:00:00 |  | Non-Lead - Plastic | 2021 | 1 | Installation date after lead ban | Yes | Visual inspection at the meter pit | 05/26/2024 00:00:00 |  | Non-Lead | No | No |  | Single Family Residence |  | No | No |  |  | Non-Lead |  | 32.731444 | -103.121832
6675 | 5021 W HARDTACK RD, HOBBS NM |  | No | No | Non-Lead - Plastic | No | 2015 | 3/4 | Field inspection only with no records | Yes | Visual inspection at the meter pit | 05/26/2024 00:00:00 |  | Non-Lead - Plastic | 2015 | 3/4 | Installation date after lead ban | Yes | Visual inspection at the meter pit | 05/26/2024 00:00:00 |  | Non-Lead | No | No |  | Single Family Residence |  | No | No |  |  | Non-Lead |  | 32.751675 | -103.200719
8972 | 322 (318) W MIDWEST ST, HOBBS NM |  | No | No | Unknown - Unlikely Lead | Don't Know |  |  |  | No | Other |  | Will Inspect meter box at a later date | Unknown - Unlikely Lead |  |  |  | No | Other |  | Will Inspect meter box at a later date | Unknown | Don't Know | Don't Know |  | Building | Unknown | Unknown | No |  |  | Unknown |  | 32.6914237 | -103.1397685
6271 | 3825 N GRIMES ST, HOBBS NM |  | No | No | Unknown - Unlikely Lead | Don't Know |  |  |  | No | Other |  | Will Inspect meter box at a later date | Unknown - Unlikely Lead |  |  |  | No | Other |  | Will Inspect meter box at a later date | Unknown | Don't Know | Don't Know |  | Building | Unknown | Unknown | No |  |  | Unknown |  | 32.742534 | -103.1453199
9198 | 415 E MAIN ST, HOBBS NM |  | No | No | Unknown - Unlikely Lead | Don't Know |  |  |  | No | Other |  | Will Inspect meter box at a later date | Unknown - Unlikely Lead |  |  |  | No | Other |  | Will Inspect meter box at a later date | Unknown | Don't Know | Don't Know |  | Building | Unknown | Unknown | No |  |  | Unknown |  | 32.6920147 | -103.1317866
8403 | 2502 W LAKEVIEW DR, HOBBS NM |  | No | No | Unknown - Unlikely Lead | Don't Know |  |  |  | No | Other |  | Will Inspect meter box at a later date | Unknown - Unlikely Lead |  |  |  | No | Other |  | Will Inspect meter box at a later date | Unknown | Don't Know | Don't Know |  | Building | Unknown | Unknown | No |  |  | Unknown |  | 32.7510535 | -103.1670905
9897 | 3137 N NORTHWEST DR, HOBBS NM |  | No | No | Unknown - Unlikely Lead | Don't Know |  |  |  | No | Other |  | Will Inspect meter box at a later date | Unknown - Unlikely Lead |  |  |  | No | Other |  | Will Inspect meter box at a later date | Unknown | Don't Know | Don't Know |  | Building | Unknown | Unknown | No |  |  | Unknown |  | 32.7345516 | -103.1533703
8784 | 2816 N MORRIS DR, HOBBS NM |  | No | No | Unknown - Unlikely Lead | Don't Know |  |  |  | No | Other |  | Will Inspect meter box at a later date | Unknown - Unlikely Lead |  |  |  | No | Other |  | Will Inspect meter box at a later date | Unknown | Don't Know | Don't Know |  | Building | Unknown | Unknown | No |  |  | Unknown |  | 32.7318915 | -103.1291838
7702 | 414 E LEA ST, HOBBS NM |  | No | No | Unknown - Unlikely Lead | Don't Know |  |  |  | No | Other |  | Will Inspect meter box at a later date | Unknown - Unlikely Lead |  |  |  | No | Other |  | Will Inspect meter box at a later date | Unknown | Don't Know | Don't Know |  | Building | Unknown | Unknown | No |  |  | Unknown |  | 32.7094837 | -103.131691
799 | 627 W BERRY DR, HOBBS NM |  | No | No | Unknown - Unlikely Lead | Don't Know |  |  |  | No | Other |  | Will Inspect meter box at a later date | Unknown - Unlikely Lead |  |  |  | No | Other |  | Will Inspect meter box at a later date | Unknown | Don't Know | Don't Know |  | Building | Unknown | Unknown | No |  |  | Unknown |  | 32.7139069 | -103.1432698
5778 | 1217 N GILA DR, HOBBS NM |  | No | No | Unknown - Unlikely Lead | Don't Know |  |  |  | No | Other |  | Will Inspect meter box at a later date | Unknown - Unlikely Lead |  |  |  | No | Other |  | Will Inspect meter box at a later date | Unknown | Don't Know | Don't Know |  | Building | Unknown | Unknown | No |  |  | Unknown
5647 | 217 W GOLD AVE, HOBBS NM |  | No | No | Unknown - Unlikely Lead | Don't Know |  |  |  | No | Other |  | Will Inspect meter box at a later date | Unknown - Unlikely Lead |  |  |  | No | Other |  | Will Inspect meter box at a later date | Unknown | Don't Know | Don't Know |  | Building | Unknown | Unknown | No |  |  | Unknown
5879 | 1113 E GYPSY ST #7, HOBBS NM |  | No | No | Unknown - Unlikely Lead | Don't Know |  |  |  | No | Other |  | Will Inspect meter box at a later date | Unknown - Unlikely Lead |  |  |  | No | Other |  | Will Inspect meter box at a later date | Unknown | Don't Know | Don't Know |  | Building | Unknown | Unknown | No |  |  | Unknown
7250 | 1108 N JEFFERSON ST, HOBBS NM |  | No | No | Unknown - Unlikely Lead | Don't Know |  |  |  | No | Other |  | Will Inspect meter box at a later date | Unknown - Unlikely Lead |  |  |  | No | Other |  | Will Inspect meter box at a later date | Unknown | Don't Know | Don't Know |  | Building | Unknown | Unknown | No |  |  | Unknown |  | 32.7117947 | -103.1228914
7900 | 1206 E LLANO DR, HOBBS NM |  | No | No | Unknown - Unlikely Lead | Don't Know |  |  |  | No | Other |  | Will Inspect meter box at a later date | Unknown - Unlikely Lead |  |  |  | No | Other |  | Will Inspect meter box at a later date | Unknown | Don't Know | Don't Know |  | Building | Unknown | Unknown | No |  |  | Unknown |  | 32.7145341 | -103.1216139
5928 | 6102 N GREYHOUND PL, HOBBS NM |  | No | No | Unknown - Unlikely Lead | Don't Know |  |  |  | No | Other |  | Will Inspect meter box at a later date | Unknown - Unlikely Lead |  |  |  | No | Other |  | Will Inspect meter box at a later date | Unknown | Don't Know | Don't Know |  | Building | Unknown | Unknown | No |  |  | Unknown
5008 | 301 S EASTERN ST, HOBBS NM |  | No | No | Unknown - Unlikely Lead | Don't Know |  |  |  | No | Other |  | Will Inspect meter box at a later date | Unknown - Unlikely Lead |  |  |  | No | Other |  | Will Inspect meter box at a later date | Unknown | Don't Know | Don't Know |  | Building | Unknown | Unknown | No |  |  | Unknown
9054 | 1215 S MCKINLEY ST, HOBBS NM |  | No | No | Unknown - Unlikely Lead | Don't Know |  |  |  | No | Other |  | Will Inspect meter box at a later date | Unknown - Unlikely Lead |  |  |  | No | Other |  | Will Inspect meter box at a later date | Unknown | Don't Know | Don't Know |  | Building | Unknown | Unknown | No |  |  | Unknown |  | 32.6880811 | -103.1333541
6965 | 1517 W HOOT OWL CT, HOBBS NM |  | No | No | Non-Lead - Plastic | No | 2021 | 1 | Installation date after lead ban | No | Other |  | GIS verfied because of being built after ban | Non-Lead - Plastic | 2021 | 1 | Installation date after lead ban | No | Other |  | Newer Construction, verified by GIS Mapping |  | No | No |  | Single Family Residence | Unknown | No | No |  |  | Non-Lead |  | 32.7710045 | -103.155214
5632 | 300 W GOLD AVE, HOBBS NM |  | No | No | Unknown - Unlikely Lead | Don't Know |  |  |  | No | Other |  | Will Inspect meter box at a later date | Unknown - Unlikely Lead |  |  |  | No | Other |  | Will Inspect meter box at a later date | Unknown | Don't Know | Don't Know |  | Building | Unknown | Unknown | No |  |  | Unknown
9862 | 3043 N NORTHWEST DR, HOBBS NM |  | No | No | Unknown - Unlikely Lead | Don't Know |  |  |  | No | Other |  | Will Inspect meter box at a later date | Unknown - Unlikely Lead |  |  |  | No | Other |  | Will Inspect meter box at a later date | Unknown | Don't Know | Don't Know |  | Building | Unknown | Unknown | No |  |  | Unknown |  | 32.7335054 | -103.1521164
7334 | 118 JEFFERSON PL, HOBBS NM |  | No | No | Unknown - Unlikely Lead | Don't Know |  |  |  | No | Other |  | Will Inspect meter box at a later date | Unknown - Unlikely Lead |  |  |  | No | Other |  | Will Inspect meter box at a later date | Unknown | Don't Know | Don't Know |  | Building | Unknown | Unknown | No |  |  | Unknown |  | 32.715489 | -103.1240925
6710 | 5221 W HARDTACK RD, HOBBS NM |  | No | No | Non-Lead - Plastic | No | 2015 | 3/4 | Field inspection only with no records | Yes | Visual inspection at the meter pit | 05/26/2024 00:00:00 |  | Non-Lead - Plastic | 2015 | 3/4 | Installation date after lead ban | Yes | Visual inspection at the meter pit | 05/26/2024 00:00:00 |  | Non-Lead | No | No |  | Single Family Residence |  | No | No |  |  | Non-Lead |  | 32.751678 | -103.203001
5789 | 1730 N GILA DR, HOBBS NM |  | No | No | Unknown - Unlikely Lead | Don't Know |  |  |  | No | Other |  | Will Inspect meter box at a later date | Unknown - Unlikely Lead |  |  |  | No | Other |  | Will Inspect meter box at a later date | Unknown | Don't Know | Don't Know |  | Building | Unknown | Unknown | No |  |  | Unknown
8607 | 1102 E MARLAND ST, HOBBS NM |  | No | No | Unknown - Unlikely Lead | Don't Know |  |  |  | No | Other |  | Will Inspect meter box at a later date | Unknown - Unlikely Lead |  |  |  | No | Other |  | Will Inspect meter box at a later date | Unknown | Don't Know | Don't Know |  | Building | Unknown | Unknown | No |  |  | Unknown |  | 32.6968289 | -103.1236905
8060 | 814 S LINAM ST, HOBBS NM |  | No | No | Unknown - Unlikely Lead | Don't Know |  |  |  | No | Other |  | Will Inspect meter box at a later date | Unknown - Unlikely Lead |  |  |  | No | Other |  | Will Inspect meter box at a later date | Unknown | Don't Know | Don't Know |  | Building | Unknown | Unknown | No |  |  | Unknown |  | 32.6928059 | -103.1385193
8107 | 304 N LEECH ST, HOBBS NM |  | No | No | Unknown - Unlikely Lead | Don't Know |  |  |  | No | Other |  | Will Inspect meter box at a later date | Unknown - Unlikely Lead |  |  |  | No | Other |  | Will Inspect meter box at a later date | Unknown | Don't Know | Don't Know |  | Building | Unknown | Unknown | No |  |  | Unknown |  | 32.7032369 | -103.1421035
838 | 1005 W BERRY DR, HOBBS NM |  | No | No | Unknown - Unlikely Lead | Don't Know |  |  |  | No | Other |  | Will Inspect meter box at a later date | Unknown - Unlikely Lead |  |  |  | No | Other |  | Will Inspect meter box at a later date | Unknown | Don't Know | Don't Know |  | Building | Unknown | Unknown | No |  |  | Unknown |  | 32.7139274 | -103.1479015
934 | 408 S AVENUE B, HOBBS NM |  | No | No | Unknown - Unlikely Lead | Don't Know |  |  |  | No | Other |  | Will Inspect meter box at a later date | Unknown - Unlikely Lead |  |  |  | No | Other |  | Will Inspect meter box at a later date | Unknown | Don't Know | Don't Know |  | Building | Unknown | Unknown | No |  |  | Unknown |  | 32.697439 | -103.1255335
6413 | 1026 E HIGHLAND DR, HOBBS NM |  | No | No | Unknown - Unlikely Lead | Don't Know |  |  |  | No | Other |  | Will Inspect meter box at a later date | Unknown - Unlikely Lead |  |  |  | No | Other |  | Will Inspect meter box at a later date | Unknown | Don't Know | Don't Know |  | Building | Unknown | Unknown | No |  |  | Unknown |  | 32.7297091 | -103.123509
6427 | 1723 E HIGHLAND DR, HOBBS NM |  | No | No | Unknown - Unlikely Lead | Don't Know |  |  |  | No | Other |  | Will Inspect meter box at a later date | Unknown - Unlikely Lead |  |  |  | No | Other |  | Will Inspect meter box at a later date | Unknown | Don't Know | Don't Know |  | Building | Unknown | Unknown | No |  |  | Unknown |  | 32.729304 | -103.1159416
9575 | 52 MIGHTY ATOM CIRCLE, HOBBS NM |  | No | No | Non-Lead - Plastic | No | 2020 | 1 | Field inspection only with no records | Yes | Visual inspection at the meter pit | 06/03/2024 00:00:00 |  | Non-Lead - Plastic | 2020 | 1 | Field inspection only with no records | Yes | Visual inspection at the meter pit | 06/03/2024 00:00:00 |  | Non-Lead | No | No |  | Single Family Residence |  | No | No |  |  | Non-Lead |  | 32.747186 | -103.199361
9473 | 3901 W MILLEN DR #10, HOBBS NM |  | No | No | Unknown - Unlikely Lead | Don't Know |  |  |  | No | Other |  | Will Inspect meter box at a later date | Unknown - Unlikely Lead |  |  |  | No | Other |  | Will Inspect meter box at a later date | Unknown | Don't Know | Don't Know |  | Building | Unknown | Unknown | No |  |  | Unknown
7871 | 1300 E LLANO DR, HOBBS NM |  | No | No | Unknown - Unlikely Lead | Don't Know |  |  |  | No | Other |  | Will Inspect meter box at a later date | Unknown - Unlikely Lead |  |  |  | No | Other |  | Will Inspect meter box at a later date | Unknown | Don't Know | Don't Know |  | Building | Unknown | Unknown | No |  |  | Unknown |  | 32.714556 | -103.1206225
6880 | 308 W HUMBLE ST, HOBBS NM |  | No | No | Unknown - Unlikely Lead | Don't Know |  |  |  | No | Other |  | Will Inspect meter box at a later date | Unknown - Unlikely Lead |  |  |  | No | Other |  | Will Inspect meter box at a later date | Unknown | Don't Know | Don't Know |  | Building | Unknown | Unknown | No |  |  | Unknown |  | 32.6936607 | -103.1391173
8692 | 1000 N MARLAND BLVD #15, HOBBS NM |  | No | No | Non-Lead - Plastic | Don't Know | 2003 | 3/4 | Field inspection only with no records | Yes | Visual inspection at the meter pit | 08/26/2024 00:00:00 |  | Non-Lead - Plastic | 2003 | 3/4 | Field inspection only with no records | Yes | Visual inspection at the meter pit | 08/26/2024 00:00:00 |  | Non-Lead | No | Don't Know |  | Single Family Residence |  | No | No |  |  | Non-Lead
9595 | 813 W MACKENZIE DR, HOBBS NM |  | No | No | Unknown - Unlikely Lead | Don't Know |  |  |  | No | Other |  | Will Inspect meter box at a later date | Unknown - Unlikely Lead |  |  |  | No | Other |  | Will Inspect meter box at a later date | Unknown | Don't Know | Don't Know |  | Building | Unknown | Unknown | No |  |  | Unknown |  | 32.7131668 | -103.1458073
8176 | 707 E LUNA DR, HOBBS NM |  | No | No | Unknown - Unlikely Lead | Don't Know |  |  |  | No | Other |  | Will Inspect meter box at a later date | Unknown - Unlikely Lead |  |  |  | No | Other |  | Will Inspect meter box at a later date | Unknown | Don't Know | Don't Know |  | Building | Unknown | Unknown | No |  |  | Unknown |  | 32.7152175 | -103.1287054
8531 | 1311 1/2 W MARLAND ST, HOBBS NM |  | No | No | Unknown - Unlikely Lead | Don't Know |  |  |  | No | Other |  | Will Inspect meter box at a later date | Unknown - Unlikely Lead |  |  |  | No | Other |  | Will Inspect meter box at a later date | Unknown | Don't Know | Don't Know |  | Building | Unknown | Unknown | No |  |  | Unknown
742 | 2924 N AMOR AVE, HOBBS NM |  | No | No | Non-Lead - Copper | No | 2020 | 3/4 | Field inspection only with no records | Yes | Visual inspection at the meter pit | 05/26/2024 00:00:00 |  | Non-Lead - Plastic | 2020 | 3/4 | Installation date after lead ban | Yes | Visual inspection at the meter pit | 05/26/2024 00:00:00 |  | Non-Lead | No | No |  | Building | [5 empty] | Non-Lead |  | 32.732687 | -103.114367
4931 | 206 S DOUGLAS AVE, HOBBS NM |  | No | No | Unknown - Unlikely Lead | Don't Know |  |  |  | No | Other |  | Will Inspect meter box at a later date | Unknown - Unlikely Lead |  |  |  | No | Other |  | Will Inspect meter box at a later date | Unknown | Don't Know | Don't Know |  | Building | Unknown | Unknown | No |  |  | Unknown
6584 | 1214 S HOUSTON ST, HOBBS NM |  | No | No | Unknown - Unlikely Lead | Don't Know |  |  |  | No | Other |  | Will Inspect meter box at a later date | Unknown - Unlikely Lead |  |  |  | No | Other |  | Will Inspect meter box at a later date | Unknown | Don't Know | Don't Know |  | Building | Unknown | Unknown | No |  |  | Unknown |  | 32.6877864 | -103.1310342
9715 | 1220 E MICHIGAN DR, HOBBS NM |  | No | No | Unknown - Unlikely Lead | Don't Know |  |  |  | No | Other |  | Will Inspect meter box at a later date | Unknown - Unlikely Lead |  |  |  | No | Other |  | Will Inspect meter box at a later date | Unknown | Don't Know | Don't Know |  | Building | Unknown | Unknown | No |  |  | Unknown |  | 32.7227314 | -103.1213561
8440 | 108 E MESQUITE DR, HOBBS NM |  | No | No | Unknown - Unlikely Lead | Don't Know |  |  |  | No | Other |  | Will Inspect meter box at a later date | Unknown - Unlikely Lead |  |  |  | No | Other |  | Will Inspect meter box at a later date | Unknown | Don't Know | Don't Know |  | Building | Unknown | Unknown | No |  |  | Unknown |  | 32.6885239 | -103.1336976
7571 | 507-C W KIOWA AVE, HOBBS NM |  | No | No | Unknown - Unlikely Lead | Don't Know |  |  |  | No | Other |  | Will Inspect meter box at a later date | Unknown - Unlikely Lead |  |  |  | No | Other |  | Will Inspect meter box at a later date | Unknown | Don't Know | Don't Know |  | Building | Unknown | Unknown | No |  |  | Unknown
7491 | 613 E KIVA DR, HOBBS NM |  | No | No | Unknown - Unlikely Lead | Don't Know |  |  |  | No | Other |  | Will Inspect meter box at a later date | Unknown - Unlikely Lead |  |  |  | No | Other |  | Will Inspect meter box at a later date | Unknown | Don't Know | Don't Know |  | Building | Unknown | Unknown | No |  |  | Unknown |  | 32.73314 | -103.129801
7020 | 1100 W HOLLIS DR, HOBBS NM |  | No | No | Unknown - Unlikely Lead | Don't Know |  |  |  | No | Other |  | Will Inspect meter box at a later date | Unknown - Unlikely Lead |  |  |  | No | Other |  | Will Inspect meter box at a later date | Unknown | Don't Know | Don't Know |  | Building | Unknown | Unknown | No |  |  | Unknown |  | 32.7150676 | -103.1486865
7672 | 6110 N LOBO CT, HOBBS NM |  | No | No | Unknown - Unlikely Lead | Don't Know |  |  |  | No | Other |  | Will Inspect meter box at a later date | Unknown - Unlikely Lead |  |  |  | No | Other |  | Will Inspect meter box at a later date | Unknown | Don't Know | Don't Know |  | Building | Unknown | Unknown | No |  |  | Unknown |  | 32.7699592 | -103.179709
6050 | 1004 E GLORIETTA, HOBBS NM |  | No | No | Non-Lead - Plastic | No | 2020 | 1 | Field inspection only with no records | Yes | Visual inspection at the meter pit | 05/26/2024 00:00:00 |  | Non-Lead - Plastic | 2020 | 1 | Installation date after lead ban | Yes | Visual inspection at the meter pit | 05/26/2024 00:00:00 |  | Non-Lead | No | No |  | Single Family Residence |  | No | No |  |  | Non-Lead |  | 32.733253 | -103.124936
8550 | 2621 W MARLAND ST, HOBBS NM |  | No | No | Unknown - Unlikely Lead | Don't Know |  |  |  | No | Other |  | Will Inspect meter box at a later date | Unknown - Unlikely Lead |  |  |  | No | Other |  | Will Inspect meter box at a later date | Unknown | Don't Know | Don't Know |  | Building | Unknown | Unknown | No |  |  | Unknown |  | 32.6945515 | -103.1680018
827 | 623 W BERRY DR, HOBBS NM |  | No | No | Unknown - Unlikely Lead | Don't Know |  |  |  | No | Other |  | Will Inspect meter box at a later date | Unknown - Unlikely Lead |  |  |  | No | Other |  | Will Inspect meter box at a later date | Unknown | Don't Know | Don't Know |  | Building | Unknown | Unknown | No |  |  | Unknown |  | 32.7138971 | -103.1429877
9449 | 1114 MOSELY CIR, HOBBS NM |  | No | No | Unknown - Unlikely Lead | Don't Know |  |  |  | No | Other |  | Will Inspect meter box at a later date | Unknown - Unlikely Lead |  |  |  | No | Other |  | Will Inspect meter box at a later date | Unknown | Don't Know | Don't Know |  | Building | Unknown | Unknown | No |  |  | Unknown |  | 32.7164198 | -103.1224821
9854 | 3314 N NORTHWEST DR, HOBBS NM |  | No | No | Unknown - Unlikely Lead | Don't Know |  |  |  | No | Other |  | Will Inspect meter box at a later date | Unknown - Unlikely Lead |  |  |  | No | Other |  | Will Inspect meter box at a later date | Unknown | Don't Know | Don't Know |  | Building | Unknown | Unknown | No |  |  | Unknown |  | 32.7366391 | -103.1547806
6082 | 1023 E GLORIETTA D 201, HOBBS NM |  | No | No | Non-Lead - Plastic | No | 2019 | 1 | Field inspection only with no records | Yes | Visual inspection at the meter pit | 05/26/2024 00:00:00 |  | Non-Lead - Plastic | 2019 | 1 | Installation date after lead ban | Yes | Visual inspection at the meter pit | 05/26/2024 00:00:00 |  | Non-Lead | No | No |  | Single Family Residence |  | No | No |  |  | Non-Lead |  | 32.7322508 | -103.1251818
819 | 1024 W BERRY DR, HOBBS NM |  | No | No | Unknown - Unlikely Lead | Don't Know |  |  |  | No | Other |  | Will Inspect meter box at a later date | Unknown - Unlikely Lead |  |  |  | No | Other |  | Will Inspect meter box at a later date | Unknown | Don't Know | Don't Know |  | Building | Unknown | Unknown | No |  |  | Unknown |  | 32.7143403 | -103.1488804
5576 | 703 E GREEN ACRES DR, HOBBS NM |  | No | No | Unknown - Unlikely Lead | Don't Know |  |  |  | No | Other |  | Will Inspect meter box at a later date | Unknown - Unlikely Lead |  |  |  | No | Other |  | Will Inspect meter box at a later date | Unknown | Don't Know | Don't Know |  | Building | Unknown | Unknown | No |  |  | Unknown
5177 | 1927 N FOWLER ST, HOBBS NM |  | No | No | Unknown - Unlikely Lead | Don't Know |  |  |  | No | Other |  | Will Inspect meter box at a later date | Unknown - Unlikely Lead |  |  |  | No | Other |  | Will Inspect meter box at a later date | Unknown | Don't Know | Don't Know |  | Building | Unknown | Unknown | No |  |  | Unknown
5295 | 4008 FIESTA DR, HOBBS NM |  | No | No | Unknown - Unlikely Lead | Don't Know |  |  |  | No | Other |  | Will Inspect meter box at a later date | Unknown - Unlikely Lead |  |  |  | No | Other |  | Will Inspect meter box at a later date | Unknown | Don't Know | Don't Know |  | Building | Unknown | Unknown | No |  |  | Unknown
5031 | 119 N ELM ST, HOBBS NM |  | No | No | Unknown - Unlikely Lead | Don't Know |  |  |  | No | Other |  | Will Inspect meter box at a later date | Unknown - Unlikely Lead |  |  |  | No | Other |  | Will Inspect meter box at a later date | Unknown | Don't Know | Don't Know |  | Building | Unknown | Unknown | No |  |  | Unknown
6952 | 1809 E HIGHWOOD AVE, HOBBS NM |  | No | No | Non-Lead - Plastic | Don't Know | 2019 | 1 | Field inspection only with no records | Yes | Visual inspection at the meter pit | 08/19/2024 00:00:00 |  | Non-Lead - Plastic | 2019 | 1 | Field inspection only with no records | Yes | Visual inspection at the meter pit | 08/19/2024 00:00:00 |  | Non-Lead | No | Don't Know |  | Single Family Residence |  | No | No |  |  | Non-Lead |  | 32.731972 | -103.1151806
8383 | 4400 N LOVINGTON HWY, HOBBS NM |  | No | No | Unknown - Unlikely Lead | Don't Know |  |  |  | No | Other |  | Will Inspect meter box at a later date | Unknown - Unlikely Lead |  |  |  | No | Other |  | Will Inspect meter box at a later date | Unknown | Don't Know | Don't Know |  | Building | Unknown | Unknown | No |  |  | Unknown |  | 32.7489994 | -103.1674686
9914 | 329 E NAVAJO DR, HOBBS NM |  | No | No | Unknown - Unlikely Lead | Don't Know |  |  |  | No | Other |  | Will Inspect meter box at a later date | Unknown - Unlikely Lead |  |  |  | No | Other |  | Will Inspect meter box at a later date | Unknown | Don't Know | Don't Know |  | Building | Unknown | Unknown | No |  |  | Unknown |  | 32.7399967 | -103.1331054
7801 | 116 W LLANO DR, HOBBS NM |  | No | No | Unknown - Unlikely Lead | Don't Know |  |  |  | No | Other |  | Will Inspect meter box at a later date | Unknown - Unlikely Lead |  |  |  | No | Other |  | Will Inspect meter box at a later date | Unknown | Don't Know | Don't Know |  | Building | Unknown | Unknown | No |  |  | Unknown |  | 32.7166854 | -103.1365265
9390 | 205 W MESA DR, HOBBS NM |  | No | No | Unknown - Unlikely Lead | Don't Know |  |  |  | No | Other |  | Will Inspect meter box at a later date | Unknown - Unlikely Lead |  |  |  | No | Other |  | Will Inspect meter box at a later date | Unknown | Don't Know | Don't Know |  | Building | Unknown | Unknown | No |  |  | Unknown |  | 32.7169637 | -103.1369797
946 | 318 N AVENUE B, HOBBS NM |  | No | No | Unknown - Unlikely Lead | Don't Know |  |  |  | No | Other |  | Will Inspect meter box at a later date | Unknown - Unlikely Lead |  |  |  | No | Other |  | Will Inspect meter box at a later date | Unknown | Don't Know | Don't Know |  | Building | Unknown | Unknown | No |  |  | Unknown |  | 32.703582 | -103.125532
8670 | 1000 N MARLAND BLVD # 35, HOBBS NM |  | No | No | Non-Lead - Plastic | Don't Know | 2003 | 3/4 | Field inspection only with no records | Yes | Visual inspection at the meter pit | 08/26/2024 00:00:00 |  | Non-Lead - Plastic | 2003 | 3/4 | Field inspection only with no records | Yes | Visual inspection at the meter pit | 08/26/2024 00:00:00 |  | Non-Lead | No | Don't Know |  | Single Family Residence |  | No | No |  |  | Non-Lead
7794 | 213 W LLANO DR, HOBBS NM |  | No | No | Unknown - Unlikely Lead | Don't Know |  |  |  | No | Other |  | Will Inspect meter box at a later date | Unknown - Unlikely Lead |  |  |  | No | Other |  | Will Inspect meter box at a later date | Unknown | Don't Know | Don't Know |  | Building | Unknown | Unknown | No |  |  | Unknown |  | 32.7161029 | -103.1368876
9505 | 6428 N MEADOWLANDS DR, HOBBS NM |  | No | No | Non-Lead - Plastic | No |  | 1 | Field inspection only with no records | Yes | Visual inspection at the meter pit | 06/03/2024 00:00:00 |  | Non-Lead - Plastic |  | 1 | Field inspection only with no records | Yes | Visual inspection at the meter pit | 06/03/2024 00:00:00 |  | Non-Lead | No | No |  | Single Family Residence |  | No | No |  |  | Non-Lead |  | 32.7709432 | -103.1573651
686 | 706 E ASPEN ST, HOBBS NM |  | No | No | Unknown - Unlikely Lead | Don't Know |  |  |  | No | Other |  | Will Inspect meter box at a later date | Unknown - Unlikely Lead |  |  |  | No | Other |  | Will Inspect meter box at a later date | Unknown | Don't Know | Don't Know |  | Building | Unknown | Unknown | No |  |  | Unknown |  | 32.7355597 | -103.1296397
8598 | 1700 E MARLAND ST, HOBBS NM |  | No | No | Unknown - Unlikely Lead | Don't Know |  |  |  | No | Other |  | Will Inspect meter box at a later date | Unknown - Unlikely Lead |  |  |  | No | Other |  | Will Inspect meter box at a later date | Unknown | Don't Know | Don't Know |  | Building | Unknown | Unknown | No |  |  | Unknown |  | 32.6968928 | -103.1145522
5872 | 612 E GYPSY ST, HOBBS NM |  | No | No | Unknown - Unlikely Lead | Don't Know |  |  |  | No | Other |  | Will Inspect meter box at a later date | Unknown - Unlikely Lead |  |  |  | No | Other |  | Will Inspect meter box at a later date | Unknown | Don't Know | Don't Know |  | Building | Unknown | Unknown | No |  |  | Unknown
5209 | 2214 N FOWLER ST, HOBBS NM |  | No | No | Unknown - Unlikely Lead | Don't Know |  |  |  | No | Other |  | Will Inspect meter box at a later date | Unknown - Unlikely Lead |  |  |  | No | Other |  | Will Inspect meter box at a later date | Unknown | Don't Know | Don't Know |  | Building | Unknown | Unknown | No |  |  | Unknown
6641 | 5000 W HARDTACK RD, HOBBS NM |  | No | No | Non-Lead - Plastic | No | 2015 | 3/4 | Field inspection only with no records | Yes | Visual inspection at the meter pit | 05/26/2024 00:00:00 |  | Non-Lead - Plastic | 2015 | 3/4 | Installation date after lead ban | Yes | Visual inspection at the meter pit | 05/26/2024 00:00:00 |  | Non-Lead | No | No |  | Single Family Residence |  | No | No |  |  | Non-Lead |  | 32.7519546 | -103.1996557
9396 | 517 W MESA DR, HOBBS NM |  | No | No | Unknown - Unlikely Lead | Don't Know |  |  |  | No | Other |  | Will Inspect meter box at a later date | Unknown - Unlikely Lead |  |  |  | No | Other |  | Will Inspect meter box at a later date | Unknown | Don't Know | Don't Know |  | Building | Unknown | Unknown | No |  |  | Unknown |  | 32.7156743 | -103.1420498
6156 | 2320 N GRIMES ST, HOBBS NM |  | No | No | Unknown - Unlikely Lead | Don't Know |  |  |  | No | Other |  | Will Inspect meter box at a later date | Unknown - Unlikely Lead |  |  |  | No | Other |  | Will Inspect meter box at a later date | Unknown | Don't Know | Don't Know |  | Building | Unknown | Unknown | No |  |  | Unknown |  | 32.726801 | -103.144456
7682 | 613 E LEA ST, HOBBS NM |  | No | No | Unknown - Unlikely Lead | Don't Know |  |  |  | No | Other |  | Will Inspect meter box at a later date | Unknown - Unlikely Lead |  |  |  | No | Other |  | Will Inspect meter box at a later date | Unknown | Don't Know | Don't Know |  | Building | Unknown | Unknown | No |  |  | Unknown |  | 32.7089473 | -103.1292684
9244 | 105 E MAIN ST, HOBBS NM |  | No | No | Unknown - Unlikely Lead | Don't Know |  |  |  | No | Other |  | Will Inspect meter box at a later date | Unknown - Unlikely Lead |  |  |  | No | Other |  | Will Inspect meter box at a later date | Unknown | Don't Know | Don't Know |  | Building | Unknown | Unknown | No |  |  | Unknown |  | 32.6920306 | -103.135984
8160 | 610 S LEECH ST, HOBBS NM |  | No | No | Unknown - Unlikely Lead | Don't Know |  |  |  | No | Other |  | Will Inspect meter box at a later date | Unknown - Unlikely Lead |  |  |  | No | Other |  | Will Inspect meter box at a later date | Unknown | Don't Know | Don't Know |  | Building | Unknown | Unknown | No |  |  | Unknown |  | 32.6950977 | -103.1424036
5583 | 101 E GREEN ACRES DR, HOBBS NM |  | No | No | Unknown - Unlikely Lead | Don't Know |  |  |  | No | Other |  | Will Inspect meter box at a later date | Unknown - Unlikely Lead |  |  |  | No | Other |  | Will Inspect meter box at a later date | Unknown | Don't Know | Don't Know |  | Building | Unknown | Unknown | No |  |  | Unknown
7733 | 215 W LEA ST, HOBBS NM |  | No | No | Unknown - Unlikely Lead | Don't Know |  |  |  | No | Other |  | Will Inspect meter box at a later date | Unknown - Unlikely Lead |  |  |  | No | Other |  | Will Inspect meter box at a later date | Unknown | Don't Know | Don't Know |  | Building | Unknown | Unknown | No |  |  | Unknown |  | 32.7089347 | -103.1382567
5046 | 1017 S ELM BLVD, HOBBS NM |  | No | No | Unknown - Unlikely Lead | Don't Know |  |  |  | No | Other |  | Will Inspect meter box at a later date | Unknown - Unlikely Lead |  |  |  | No | Other |  | Will Inspect meter box at a later date | Unknown | Don't Know | Don't Know |  | Building | Unknown | Unknown | No |  |  | Unknown
8592 | 1517 E MARLAND ST, HOBBS NM |  | No | No | Unknown - Unlikely Lead | Don't Know |  |  |  | No | Other |  | Will Inspect meter box at a later date | Unknown - Unlikely Lead |  |  |  | No | Other |  | Will Inspect meter box at a later date | Unknown | Don't Know | Don't Know |  | Building | Unknown | Unknown | No |  |  | Unknown |  | 32.6964337 | -103.1182926
7451 | 915 JICARILLA ST, HOBBS NM |  | No | No | Unknown - Unlikely Lead | Don't Know |  |  |  | No | Other |  | Will Inspect meter box at a later date | Unknown - Unlikely Lead |  |  |  | No | Other |  | Will Inspect meter box at a later date | Unknown | Don't Know | Don't Know |  | Building | Unknown | Unknown | No |  |  | Unknown |  | 32.7449243 | -103.1466772
9884 | 2730 N NORTHWEST DR, HOBBS NM |  | No | No | Unknown - Unlikely Lead | Don't Know |  |  |  | No | Other |  | Will Inspect meter box at a later date | Unknown - Unlikely Lead |  |  |  | No | Other |  | Will Inspect meter box at a later date | Unknown | Don't Know | Don't Know |  | Building | Unknown | Unknown | No |  |  | Unknown |  | 32.73024 | -103.1483758
9841 | 3540 N NORTHWEST DR, HOBBS NM |  | No | No | Unknown - Unlikely Lead | Don't Know |  |  |  | No | Other |  | Will Inspect meter box at a later date | Unknown - Unlikely Lead |  |  |  | No | Other |  | Will Inspect meter box at a later date | Unknown | Don't Know | Don't Know |  | Building | Unknown | Unknown | No |  |  | Unknown |  | 32.738827 | -103.1568975
9867 | 2740 N NORTHWEST DR, HOBBS NM |  | No | No | Unknown - Unlikely Lead | Don't Know |  |  |  | No | Other |  | Will Inspect meter box at a later date | Unknown - Unlikely Lead |  |  |  | No | Other |  | Will Inspect meter box at a later date | Unknown | Don't Know | Don't Know |  | Building | Unknown | Unknown | No |  |  | Unknown |  | 32.7304936 | -103.1486754
7519 | 500 W KIOWA AVE, HOBBS NM |  | No | No | Unknown - Unlikely Lead | Don't Know |  |  |  | No | Other |  | Will Inspect meter box at a later date | Unknown - Unlikely Lead |  |  |  | No | Other |  | Will Inspect meter box at a later date | Unknown | Don't Know | Don't Know |  | Building | Unknown | Unknown | No |  |  | Unknown |  | 32.7363955 | -103.1417282
9252 | 510 W MAIN ST, HOBBS NM |  | No | No | Unknown - Unlikely Lead | Don't Know |  |  |  | No | Other |  | Will Inspect meter box at a later date | Unknown - Unlikely Lead |  |  |  | No | Other |  | Will Inspect meter box at a later date | Unknown | Don't Know | Don't Know |  | Building | Unknown | Unknown | No |  |  | Unknown |  | 32.6925981 | -103.1418424
8544 | 1638 W MARLAND ST, HOBBS NM |  | No | No | Unknown - Unlikely Lead | Don't Know |  |  |  | No | Other |  | Will Inspect meter box at a later date | Unknown - Unlikely Lead |  |  |  | No | Other |  | Will Inspect meter box at a later date | Unknown | Don't Know | Don't Know |  | Building | Unknown | Unknown | No |  |  | Unknown |  | 32.6973174 | -103.1570117
917 | 323 S AVENUE B, HOBBS NM |  | No | No | Unknown - Unlikely Lead | Don't Know |  |  |  | No | Other |  | Will Inspect meter box at a later date | Unknown - Unlikely Lead |  |  |  | No | Other |  | Will Inspect meter box at a later date | Unknown | Don't Know | Don't Know |  | Building | Unknown | Unknown | No |  |  | Unknown |  | 32.6980115 | -103.1259634
5324 | 1517 W FOX FIRE CT, HOBBS NM |  | No | No | Non-Lead - Plastic | No | 2020 | 1 | Installation date after lead ban | No | Other |  | Newer Construction, verified by GIS Mapping | Non-Lead - Plastic | 2020 | 1 | Installation date after lead ban | No | Other |  | Newer Construction, verified by GIS Mapping |  | No | No |  | Single Family Residence | Unknown | No | No |  |  | Non-Lead
914 | 203 S AVENUE B, HOBBS NM |  | No | No | Unknown - Unlikely Lead | Don't Know |  |  |  | No | Other |  | Will Inspect meter box at a later date | Unknown - Unlikely Lead |  |  |  | No | Other |  | Will Inspect meter box at a later date | Unknown | Don't Know | Don't Know |  | Building | Unknown | Unknown | No |  |  | Unknown |  | 32.6995261 | -103.1259728
5359 | 1902 N FRENCH DR, HOBBS NM |  | No | No | Unknown - Unlikely Lead | Don't Know |  |  |  | No | Other |  | Will Inspect meter box at a later date | Unknown - Unlikely Lead |  |  |  | No | Other |  | Will Inspect meter box at a later date | Unknown | Don't Know | Don't Know |  | Building | Unknown | Unknown | No |  |  | Unknown
9687 | 2107 N MORA DR, HOBBS NM |  | No | No | Unknown - Unlikely Lead | Don't Know |  |  |  | No | Other |  | Will Inspect meter box at a later date | Unknown - Unlikely Lead |  |  |  | No | Other |  | Will Inspect meter box at a later date | Unknown | Don't Know | Don't Know |  | Building | Unknown | Unknown | No |  |  | Unknown |  | 32.7243145 | -103.1176837
9330 | 609 E MESA DR, HOBBS NM |  | No | No | Unknown - Unlikely Lead | Don't Know |  |  |  | No | Other |  | Will Inspect meter box at a later date | Unknown - Unlikely Lead |  |  |  | No | Other |  | Will Inspect meter box at a later date | Unknown | Don't Know | Don't Know |  | Building | Unknown | Unknown | No |  |  | Unknown |  | 32.7177928 | -103.1299138
8397 | 1722 W LORENE DR, HOBBS NM |  | No | No | Unknown - Unlikely Lead | Don't Know |  |  |  | No | Other |  | Will Inspect meter box at a later date | Unknown - Unlikely Lead |  |  |  | No | Other |  | Will Inspect meter box at a later date | Unknown | Don't Know | Don't Know |  | Building | Unknown | Unknown | No |  |  | Unknown |  | 32.7186286 | -103.1572292
6920 | 2020 E HERITAGE LN, HOBBS NM |  | No | No | Non-Lead - Copper | No | 2007 | 3/4 | Field inspection only with no records | Yes | Visual inspection at the meter pit | 05/26/2024 00:00:00 |  | Non-Lead - Copper | 2007 | 3/4 | Installation date after lead ban | No | Visual inspection at the meter pit | 05/26/2024 00:00:00 |  | Non-Lead | No | No |  | Single Family Residence |  | No | No |  |  | Non-Lead |  | 32.728124 | -103.112595
5400 | 3113 GANTT AVE, HOBBS NM |  | No | No | Unknown - Unlikely Lead | Don't Know |  |  |  | No | Other |  | Will Inspect meter box at a later date | Unknown - Unlikely Lead |  |  |  | No | Other |  | Will Inspect meter box at a later date | Unknown | Don't Know | Don't Know |  | Building | Unknown | Unknown | No |  |  | Unknown
5396 | 1501 W FROG LEAP CT, HOBBS NM |  | No | No | Non-Lead - Plastic | No | 2019 | 1 | Installation date after lead ban | No | Other |  | Newer Construction, verified by GIS Mapping | Non-Lead - Plastic | 2008 | 1 | Installation date after lead ban | No | Other |  | Newer Construction, verified by GIS Mapping |  | No | No |  | Single Family Residence | Unknown | No | No |  |  | Non-Lead
9834 | 3602 N NORTHWEST DR, HOBBS NM |  | No | No | Unknown - Unlikely Lead | Don't Know |  |  |  | No | Other |  | Will Inspect meter box at a later date | Unknown - Unlikely Lead |  |  |  | No | Other |  | Will Inspect meter box at a later date | Unknown | Don't Know | Don't Know |  | Building | Unknown | Unknown | No |  |  | Unknown |  | 32.7392769 | -103.1573608
6087 | 1023 E GLORIETTA C 107, HOBBS NM |  | No | No | Non-Lead - Plastic | No | 2019 | 1 | Field inspection only with no records | Yes | Visual inspection at the meter pit | 05/26/2024 00:00:00 |  | Non-Lead - Plastic | 2019 | 1 | Installation date after lead ban | Yes | Visual inspection at the meter pit | 05/26/2024 00:00:00 |  | Non-Lead | No | No |  | Single Family Residence |  | No | No |  |  | Non-Lead |  | 32.7322508 | -103.1251818
7047 | 4625 N HOMESTRETCH RD, HOBBS NM |  | No | No | Non-Lead - Plastic | No | 2019 | 1 | Installation date after lead ban | Yes | Visual inspection at the meter pit | 09/30/2024 00:00:00 |  | Non-Lead - Plastic | 2019 | 1 | Installation date after lead ban | Yes | Visual inspection at the meter pit | 09/30/2024 00:00:00 |  | Non-Lead | No | No |  | Single Family Residence | Unknown | No | No |  |  | Non-Lead |  | 32.75216 | -103.204351
6079 | 823 E GLORIETTA DR, HOBBS NM |  | No | No | Non-Lead - Plastic | No | 2020 | 1 | Field inspection only with no records | Yes | Visual inspection at the meter pit | 05/26/2024 00:00:00 |  | Non-Lead - Plastic | 2020 | 1 | Installation date after lead ban | Yes | Visual inspection at the meter pit | 05/26/2024 00:00:00 |  | Non-Lead | No | No |  | Single Family Residence |  | No | No |  |  | Non-Lead |  | 32.732661 | -103.126677
531 | 412 E ARRIBA DR, HOBBS NM |  | No | No | Unknown - Unlikely Lead | Don't Know |  |  |  | No | Other |  | Will Inspect meter box at a later date | Unknown - Unlikely Lead |  |  |  | No | Other |  | Will Inspect meter box at a later date | Unknown | Don't Know | Don't Know |  | Building | Unknown | Unknown | No |  |  | Unknown
8532 | 1311 W MARLAND ST, HOBBS NM |  | No | No | Unknown - Unlikely Lead | Don't Know |  |  |  | No | Other |  | Will Inspect meter box at a later date | Unknown - Unlikely Lead |  |  |  | No | Other |  | Will Inspect meter box at a later date | Unknown | Don't Know | Don't Know |  | Building | Unknown | Unknown | No |  |  | Unknown |  | 32.696271 | -103.1520455
7897 | 926 E LLANO DR, HOBBS NM |  | No | No | Unknown - Unlikely Lead | Don't Know |  |  |  | No | Other |  | Will Inspect meter box at a later date | Unknown - Unlikely Lead |  |  |  | No | Other |  | Will Inspect meter box at a later date | Unknown | Don't Know | Don't Know |  | Building | Unknown | Unknown | No |  |  | Unknown |  | 32.7145931 | -103.1247817
8053 | 1101 S LINAM ST, HOBBS NM |  | No | No | Unknown - Unlikely Lead | Don't Know |  |  |  | No | Other |  | Will Inspect meter box at a later date | Unknown - Unlikely Lead |  |  |  | No | Other |  | Will Inspect meter box at a later date | Unknown | Don't Know | Don't Know |  | Building | Unknown | Unknown | No |  |  | Unknown |  | 32.6898389 | -103.1390474
8227 | 1111 E LA BREA AVE, HOBBS NM |  | No | No | Non-Lead - Plastic | No | 2021 | 1 | Field inspection only with no records | Yes | Visual inspection at the meter pit | 05/26/2024 00:00:00 |  | Non-Lead - Plastic | 2021 | 1 | Installation date after lead ban | Yes | Visual inspection at the meter pit | 05/26/2024 00:00:00 |  | Non-Lead | No | No |  | Single Family Residence |  | No | No |  |  | Non-Lead |  | 32.731753 | -103.122672
7822 | 614 E LLANO DR, HOBBS NM |  | No | No | Unknown - Unlikely Lead | Don't Know |  |  |  | No | Other |  | Will Inspect meter box at a later date | Unknown - Unlikely Lead |  |  |  | No | Other |  | Will Inspect meter box at a later date | Unknown | Don't Know | Don't Know |  | Building | Unknown | Unknown | No |  |  | Unknown |  | 32.7147922 | -103.1297135
6278 | 3820 N GRIMES ST SUITE 100, HOBBS NM |  | No | No | Non-Lead - Plastic | Don't Know |  | 1 | Field inspection only with no records | Yes | Visual inspection at the meter pit | 08/13/2024 00:00:00 |  | Non-Lead - Plastic | 2022 | 1 | Field inspection only with no records | Yes | Visual inspection at the meter pit | 08/13/2024 00:00:00 |  | Non-Lead | No | Don't Know |  | Building |  | No | No |  |  | Non-Lead |  | 32.7422512 | -103.1443208
8602 | 1522 E MARLAND ST, HOBBS NM |  | No | No | Unknown - Unlikely Lead | Don't Know |  |  |  | No | Other |  | Will Inspect meter box at a later date | Unknown - Unlikely Lead |  |  |  | No | Other |  | Will Inspect meter box at a later date | Unknown | Don't Know | Don't Know |  | Building | Unknown | Unknown | No |  |  | Unknown |  | 32.6969957 | -103.1173473
6265 | 1901 N GRIMES ST, HOBBS NM |  | No | No | Unknown - Unlikely Lead | Don't Know |  |  |  | No | Other |  | Will Inspect meter box at a later date | Unknown - Unlikely Lead |  |  |  | No | Other |  | Will Inspect meter box at a later date | Unknown | Don't Know | Don't Know |  | Building | Unknown | Unknown | No |  |  | Unknown |  | 32.7201545 | -103.1452304
6522 | 2501 N HOUSTON ST, HOBBS NM |  | No | No | Unknown - Unlikely Lead | Don't Know |  |  |  | No | Other |  | Will Inspect meter box at a later date | Unknown - Unlikely Lead |  |  |  | No | Other |  | Will Inspect meter box at a later date | Unknown | Don't Know | Don't Know |  | Building | Unknown | Unknown | No |  |  | Unknown |  | 32.728358 | -103.133066
5414 | 3107 GANTT AVE, HOBBS NM |  | No | No | Unknown - Unlikely Lead | Don't Know |  |  |  | No | Other |  | Will Inspect meter box at a later date | Unknown - Unlikely Lead |  |  |  | No | Other |  | Will Inspect meter box at a later date | Unknown | Don't Know | Don't Know |  | Building | Unknown | Unknown | No |  |  | Unknown
9911 | 703 E NAVAJO DR, HOBBS NM |  | No | No | Unknown - Unlikely Lead | Don't Know |  |  |  | No | Other |  | Will Inspect meter box at a later date | Unknown - Unlikely Lead |  |  |  | No | Other |  | Will Inspect meter box at a later date | Unknown | Don't Know | Don't Know |  | Building | Unknown | Unknown | No |  |  | Unknown |  | 32.7399523 | -103.1287919
99 | 26 ACOMA CT, HOBBS NM |  | No | No | Unknown - Unlikely Lead | Don't Know |  |  |  | No | Other |  | Will Inspect meter box at a later date | Unknown - Unlikely Lead |  |  |  | No | Other |  | Will Inspect meter box at a later date | Unknown | Don't Know | Don't Know |  | Building | Unknown | Unknown | No |  |  | Unknown |  | 32.7357764 | -103.1385892
5369 | 2500 N FRENCH DR, HOBBS NM |  | No | No | Unknown - Unlikely Lead | Don't Know |  |  |  | No | Other |  | Will Inspect meter box at a later date | Unknown - Unlikely Lead |  |  |  | No | Other |  | Will Inspect meter box at a later date | Unknown | Don't Know | Don't Know |  | Building | Unknown | Unknown | No |  |  | Unknown
702 | 620 E ASPEN ST, HOBBS NM |  | No | No | Unknown - Unlikely Lead | Don't Know |  |  |  | No | Other |  | Will Inspect meter box at a later date | Unknown - Unlikely Lead |  |  |  | No | Other |  | Will Inspect meter box at a later date | Unknown | Don't Know | Don't Know |  | Building | Unknown | Unknown | No |  |  | Unknown |  | 32.7356832 | -103.1304807
7721 | 201 E LEA ST, HOBBS NM |  | No | No | Unknown - Unlikely Lead | Don't Know |  |  |  | No | Other |  | Will Inspect meter box at a later date | Unknown - Unlikely Lead |  |  |  | No | Other |  | Will Inspect meter box at a later date | Unknown | Don't Know | Don't Know |  | Building | Unknown | Unknown | No |  |  | Unknown |  | 32.709151 | -103.1349718
5463 | 1203 N GRAYSON ST, HOBBS NM |  | No | No | Unknown - Unlikely Lead | Don't Know |  |  |  | No | Other |  | Will Inspect meter box at a later date | Unknown - Unlikely Lead |  |  |  | No | Other |  | Will Inspect meter box at a later date | Unknown | Don't Know | Don't Know |  | Building | Unknown | Unknown | No |  |  | Unknown
8293 | 3420 N LOVINGTON HWY, HOBBS NM |  | No | No | Unknown - Unlikely Lead | Don't Know |  |  |  | No | Other |  | Will Inspect meter box at a later date | Unknown - Unlikely Lead |  |  |  | No | Other |  | Will Inspect meter box at a later date | Unknown | Don't Know | Don't Know |  | Building | Unknown | Unknown | No |  |  | Unknown |  | 32.738208 | -103.157804
8413 | 3514 LIVE OAK ST, HOBBS NM |  | No | No | Non-Lead - Plastic | No | 2015 | 1 | Field inspection only with no records | Yes | Visual inspection at the meter pit | 07/23/2024 00:00:00 |  | Non-Lead - Plastic | 2015 | 1 | Field inspection only with no records | Yes | Visual inspection at the meter pit | 07/23/2024 00:00:00 |  | Non-Lead | No | No |  | Single Family Residence | Unknown | No | No |  |  | Non-Lead |  | 32.7714583 | -103.1815042
8855 | 513 E MIDWEST ST UNIT B, HOBBS NM |  | No | No | Unknown - Unlikely Lead | Don't Know |  |  |  | No | Other |  | Will Inspect meter box at a later date | Unknown - Unlikely Lead |  |  |  | No | Other |  | Will Inspect meter box at a later date | Unknown | Don't Know | Don't Know |  | Building | Unknown | Unknown | No |  |  | Unknown |  | 32.6911005 | -103.1305648
6517 | 507 N HOUSTON ST, HOBBS NM |  | No | No | Unknown - Unlikely Lead | Don't Know |  |  |  | No | Other |  | Will Inspect meter box at a later date | Unknown - Unlikely Lead |  |  |  | No | Other |  | Will Inspect meter box at a later date | Unknown | Don't Know | Don't Know |  | Building | Unknown | Unknown | No |  |  | Unknown |  | 32.7056987 | -103.1315618
9845 | 3220 N NORTHWEST DR, HOBBS NM |  | No | No | Unknown - Unlikely Lead | Don't Know |  |  |  | No | Other |  | Will Inspect meter box at a later date | Unknown - Unlikely Lead |  |  |  | No | Other |  | Will Inspect meter box at a later date | Unknown | Don't Know | Don't Know |  | Building | Unknown | Unknown | No |  |  | Unknown |  | 32.7358356 | -103.1539788
6705 | 5212 W HARDTACK RD, HOBBS NM |  | No | No | Non-Lead - Plastic | No | 2015 | 3/4 | Field inspection only with no records | Yes | Visual inspection at the meter pit | 05/26/2024 00:00:00 |  | Non-Lead - Plastic | 2015 | 3/4 | Installation date after lead ban | Yes | Visual inspection at the meter pit | 05/26/2024 00:00:00 |  | Non-Lead | No | No |  | Single Family Residence |  | No | No |  |  | Non-Lead |  | 32.752109 | -103.202624
8861 | 1615 E MIDWEST ST, HOBBS NM |  | No | No | Unknown - Unlikely Lead | Don't Know |  |  |  | No | Other |  | Will Inspect meter box at a later date | Unknown - Unlikely Lead |  |  |  | No | Other |  | Will Inspect meter box at a later date | Unknown | Don't Know | Don't Know |  | Building | Unknown | Unknown | No |  |  | Unknown |  | 32.6909384 | -103.1171797
8669 | 1000 N MARLAND BLVD # 34, HOBBS NM |  | No | No | Non-Lead - Plastic | Don't Know | 2003 | 3/4 | Field inspection only with no records | Yes | Visual inspection at the meter pit | 08/26/2024 00:00:00 |  | Non-Lead - Plastic | 2003 | 3/4 | Field inspection only with no records | Yes | Visual inspection at the meter pit | 08/26/2024 00:00:00 |  | Non-Lead | No | Don't Know |  | Single Family Residence |  | No | No |  |  | Non-Lead
5123 | 2616 N FOWLER ST, HOBBS NM |  | No | No | Unknown - Unlikely Lead | Don't Know |  |  |  | No | Other |  | Will Inspect meter box at a later date | Unknown - Unlikely Lead |  |  |  | No | Other |  | Will Inspect meter box at a later date | Unknown | Don't Know | Don't Know |  | Building | Unknown | Unknown | No |  |  | Unknown
8848 | 601 E MIDWEST ST, HOBBS NM |  | No | No | Unknown - Unlikely Lead | Don't Know |  |  |  | No | Other |  | Will Inspect meter box at a later date | Unknown - Unlikely Lead |  |  |  | No | Other |  | Will Inspect meter box at a later date | Unknown | Don't Know | Don't Know |  | Building | Unknown | Unknown | No |  |  | Unknown |  | 32.6910414 | -103.1298677
975 | 700 E BAJA DR, HOBBS NM |  | No | No | Unknown - Unlikely Lead | Don't Know |  |  |  | No | Other |  | Will Inspect meter box at a later date | Unknown - Unlikely Lead |  |  |  | No | Other |  | Will Inspect meter box at a later date | Unknown | Don't Know | Don't Know |  | Building | Unknown | Unknown | No |  |  | Unknown |  | 32.7192093 | -103.1288029
9307 | 901 W MESA VERDE DR, HOBBS NM |  | No | No | Unknown - Unlikely Lead | Don't Know |  |  |  | No | Other |  | Will Inspect meter box at a later date | Unknown - Unlikely Lead |  |  |  | No | Other |  | Will Inspect meter box at a later date | Unknown | Don't Know | Don't Know |  | Building | Unknown | Unknown | No |  |  | Unknown |  | 32.7457456 | -103.146146
8166 | 724 E LUNA DR, HOBBS NM |  | No | No | Unknown - Unlikely Lead | Don't Know |  |  |  | No | Other |  | Will Inspect meter box at a later date | Unknown - Unlikely Lead |  |  |  | No | Other |  | Will Inspect meter box at a later date | Unknown | Don't Know | Don't Know |  | Building | Unknown | Unknown | No |  |  | Unknown |  | 32.715688 | -103.1280413
8095 | 6424 LILY POND RD, HOBBS NM |  | No | No | Non-Lead - Plastic | No | 2022 | 1 | Field inspection only with no records | Yes | Visual inspection at the meter pit | 07/23/2024 00:00:00 |  | Non-Lead - Plastic | 2022 | 1 | Field inspection only with no records | Yes | Visual inspection at the meter pit | 07/23/2024 00:00:00 |  | Non-Lead | No | No |  | Single Family Residence | Unknown | No | No |  |  | Non-Lead |  | 32.7728795 | -103.1563812
500 | 4128 N APODACA ST, HOBBS NM |  | No | No | Unknown - Unlikely Lead | Don't Know |  |  |  | No | Other |  | Will Inspect meter box at a later date | Unknown - Unlikely Lead |  |  |  | No | Other |  | Will Inspect meter box at a later date | Unknown | Don't Know | Don't Know |  | Building | Unknown | Unknown | No |  |  | Unknown
4821 | 1421 N DENSON DR, HOBBS NM |  | No | No | Unknown - Unlikely Lead | Don't Know |  |  |  | No | Other |  | Will Inspect meter box at a later date | Unknown - Unlikely Lead |  |  |  | No | Other |  | Will Inspect meter box at a later date | Unknown | Don't Know | Don't Know |  | Building | Unknown | Unknown | No |  |  | Unknown
9333 | 301 E MESA DR, HOBBS NM |  | No | No | Unknown - Unlikely Lead | Don't Know |  |  |  | No | Other |  | Will Inspect meter box at a later date | Unknown - Unlikely Lead |  |  |  | No | Other |  | Will Inspect meter box at a later date | Unknown | Don't Know | Don't Know |  | Building | Unknown | Unknown | No |  |  | Unknown |  | 32.7171799 | -103.1337307
9722 | 1301 E MICHIGAN DR, HOBBS NM |  | No | No | Unknown - Unlikely Lead | Don't Know |  |  |  | No | Other |  | Will Inspect meter box at a later date | Unknown - Unlikely Lead |  |  |  | No | Other |  | Will Inspect meter box at a later date | Unknown | Don't Know | Don't Know |  | Building | Unknown | Unknown | No |  |  | Unknown |  | 32.722338 | -103.1211122
5439 | 1622 N GRAYSON ST, HOBBS NM |  | No | No | Unknown - Unlikely Lead | Don't Know |  |  |  | No | Other |  | Will Inspect meter box at a later date | Unknown - Unlikely Lead |  |  |  | No | Other |  | Will Inspect meter box at a later date | Unknown | Don't Know | Don't Know |  | Building | Unknown | Unknown | No |  |  | Unknown
7107 | 3231 INDUSTRIAL DR, HOBBS NM |  | No | No | Unknown - Unlikely Lead | Don't Know |  |  |  | No | Other |  | Will Inspect meter box at a later date | Unknown - Unlikely Lead |  |  |  | No | Other |  | Will Inspect meter box at a later date | Unknown | Don't Know | Don't Know |  | Building | Unknown | Unknown | No |  |  | Unknown |  | 32.7354928 | -103.157925
5932 | 6109 N GREYHOUND PL, HOBBS NM |  | No | No | Unknown - Unlikely Lead | Don't Know |  |  |  | No | Other |  | Will Inspect meter box at a later date | Unknown - Unlikely Lead |  |  |  | No | Other |  | Will Inspect meter box at a later date | Unknown | Don't Know | Don't Know |  | Building | Unknown | Unknown | No |  |  | Unknown
7688 | 204 E LEA ST, HOBBS NM |  | No | No | Unknown - Unlikely Lead | Don't Know |  |  |  | No | Other |  | Will Inspect meter box at a later date | Unknown - Unlikely Lead |  |  |  | No | Other |  | Will Inspect meter box at a later date | Unknown | Don't Know | Don't Know |  | Building | Unknown | Unknown | No |  |  | Unknown |  | 32.7094096 | -103.1345328
565 | 119 S AVENUE A, HOBBS NM |  | No | No | Unknown - Unlikely Lead | Don't Know |  |  |  | No | Other |  | Will Inspect meter box at a later date | Unknown - Unlikely Lead |  |  |  | No | Other |  | Will Inspect meter box at a later date | Unknown | Don't Know | Don't Know |  | Building | Unknown | Unknown | No |  |  | Unknown
8192 | 5906 N LA MESA ST, HOBBS NM |  | No | No | Non-Lead - Plastic | No | Unknow | 1 | Field inspection only with no records | Yes | Visual inspection at the meter pit | 08/13/2024 00:00:00 |  | Non-Lead - Copper | 1983 | 3/4 | Field inspection only with no records | Yes | Visual inspection at the meter pit | 08/13/2024 00:00:00 |  | Non-Lead | No | No |  | Single Family Residence |  | No | No |  |  | Non-Lead |  | 32.7675249 | -103.1815631
678 | 735 E ASPEN ST, HOBBS NM |  | No | No | Unknown - Unlikely Lead | Don't Know |  |  |  | No | Other |  | Will Inspect meter box at a later date | Unknown - Unlikely Lead |  |  |  | No | Other |  | Will Inspect meter box at a later date | Unknown | Don't Know | Don't Know |  | Building | Unknown | Unknown | No |  |  | Unknown |  | 32.7350681 | -103.1286799
7388 | 615 S JEFFERSON ST, HOBBS NM |  | No | No | Unknown - Unlikely Lead | Don't Know |  |  |  | No | Other |  | Will Inspect meter box at a later date | Unknown - Unlikely Lead |  |  |  | No | Other |  | Will Inspect meter box at a later date | Unknown | Don't Know | Don't Know |  | Building | Unknown | Unknown | No |  |  | Unknown |  | 32.694911 | -103.124203
6940 | 2111 E HERITAGE LN, HOBBS NM |  | No | No | Non-Lead - Copper | No | 2007 | 3/4 | Field inspection only with no records | Yes | Visual inspection at the meter pit | 05/26/2024 00:00:00 |  | Non-Lead - Copper | 2007 | 3/4 | Installation date after lead ban | No | Visual inspection at the meter pit | 05/26/2024 00:00:00 |  | Non-Lead | No | No |  | Single Family Residence |  | No | No |  |  | Non-Lead |  | 32.7276369 | -103.1112952
9450 | 1117 MOSELY CIR, HOBBS NM |  | No | No | Unknown - Unlikely Lead | Don't Know |  |  |  | No | Other |  | Will Inspect meter box at a later date | Unknown - Unlikely Lead |  |  |  | No | Other |  | Will Inspect meter box at a later date | Unknown | Don't Know | Don't Know |  | Building | Unknown | Unknown | No |  |  | Unknown |  | 32.7160941 | -103.1223476
5621 | 1224 N GREEN ACRES DR, HOBBS NM |  | No | No | Unknown - Unlikely Lead | Don't Know |  |  |  | No | Other |  | Will Inspect meter box at a later date | Unknown - Unlikely Lead |  |  |  | No | Other |  | Will Inspect meter box at a later date | Unknown | Don't Know | Don't Know |  | Building | Unknown | Unknown | No |  |  | Unknown
5923 | 6122 N GREYHOUND PL, HOBBS NM |  | No | No | Unknown - Unlikely Lead | Don't Know |  |  |  | No | Other |  | Will Inspect meter box at a later date | Unknown - Unlikely Lead |  |  |  | No | Other |  | Will Inspect meter box at a later date | Unknown | Don't Know | Don't Know |  | Building | Unknown | Unknown | No |  |  | Unknown
5507 | 832 E GREEN ACRES DR, HOBBS NM |  | No | No | Unknown - Unlikely Lead | Don't Know |  |  |  | No | Other |  | Will Inspect meter box at a later date | Unknown - Unlikely Lead |  |  |  | No | Other |  | Will Inspect meter box at a later date | Unknown | Don't Know | Don't Know |  | Building | Unknown | Unknown | No |  |  | Unknown
6945 | 2033 E HIGHWOOD AVE, HOBBS NM |  | No | No | Non-Lead - Plastic | Don't Know | 2019 | 1 | Field inspection only with no records | Yes | Visual inspection at the meter pit | 08/19/2024 00:00:00 |  | Non-Lead - Plastic | 2019 | 1 | Field inspection only with no records | Yes | Visual inspection at the meter pit | 08/19/2024 00:00:00 |  | Non-Lead | No | Don't Know |  | Single Family Residence |  | No | No |  |  | Non-Lead |  | 32.731683 | -103.111587
8145 | 118 S LEECH ST, HOBBS NM |  | No | No | Unknown - Unlikely Lead | Don't Know |  |  |  | No | Other |  | Will Inspect meter box at a later date | Unknown - Unlikely Lead |  |  |  | No | Other |  | Will Inspect meter box at a later date | Unknown | Don't Know | Don't Know |  | Building | Unknown | Unknown | No |  |  | Unknown |  | 32.7006191 | -103.1423494
8159 | 320 S LINAM ST, HOBBS NM |  | No | No | Unknown - Unlikely Lead | Don't Know |  |  |  | No | Other |  | Will Inspect meter box at a later date | Unknown - Unlikely Lead |  |  |  | No | Other |  | Will Inspect meter box at a later date | Unknown | Don't Know | Don't Know |  | Building | Unknown | Unknown | No |  |  | Unknown |  | 32.6978833 | -103.1384696
7609 | 1003 W KIOWA AVE, HOBBS NM |  | No | No | Unknown - Unlikely Lead | Don't Know |  |  |  | No | Other |  | Will Inspect meter box at a later date | Unknown - Unlikely Lead |  |  |  | No | Other |  | Will Inspect meter box at a later date | Unknown | Don't Know | Don't Know |  | Building | Unknown | Unknown | No |  |  | Unknown |  | 32.7357488 | -103.147391
8508 | 401 W MARLAND ST, HOBBS NM |  | No | No | Unknown - Unlikely Lead | Don't Know |  |  |  | No | Other |  | Will Inspect meter box at a later date | Unknown - Unlikely Lead |  |  |  | No | Other |  | Will Inspect meter box at a later date | Unknown | Don't Know | Don't Know |  | Building | Unknown | Unknown | No |  |  | Unknown |  | 32.6962719 | -103.1401778
828 | 227 W BERRY DR, HOBBS NM |  | No | No | Unknown - Unlikely Lead | Don't Know |  |  |  | No | Other |  | Will Inspect meter box at a later date | Unknown - Unlikely Lead |  |  |  | No | Other |  | Will Inspect meter box at a later date | Unknown | Don't Know | Don't Know |  | Building | Unknown | Unknown | No |  |  | Unknown |  | 32.7151656 | -103.1372344
7658 | 2100 N KINGSLEY DR, HOBBS NM |  | No | No | Unknown - Unlikely Lead | Don't Know |  |  |  | No | Other |  | Will Inspect meter box at a later date | Unknown - Unlikely Lead |  |  |  | No | Other |  | Will Inspect meter box at a later date | Unknown | Don't Know | Don't Know |  | Building | Unknown | Unknown | No |  |  | Unknown |  | 32.723204 | -103.141765
4790 | 1100 N DENSON DR, HOBBS NM |  | No | No | Unknown - Unlikely Lead | Don't Know |  |  |  | No | Other |  | Will Inspect meter box at a later date | Unknown - Unlikely Lead |  |  |  | No | Other |  | Will Inspect meter box at a later date | Unknown | Don't Know | Don't Know |  | Building | Unknown | Unknown | No |  |  | Unknown
4951 | 4117 EL NIDO, HOBBS NM |  | No | No | Non-Lead - Plastic | No | 2015 | 1 | Field inspection only with no records | Yes | Visual inspection at the meter pit | 06/03/2024 00:00:00 |  | Non-Lead - Plastic | 2015 | 1 | Field inspection only with no records | Yes | Visual inspection at the meter pit | 06/03/2024 00:00:00 |  | Non-Lead | No | No |  | Single Family Residence |  | No | No |  |  | Non-Lead
9026 | 1218 S MCKINLEY ST, HOBBS NM |  | No | No | Unknown - Unlikely Lead | Don't Know |  |  |  | No | Other |  | Will Inspect meter box at a later date | Unknown - Unlikely Lead |  |  |  | No | Other |  | Will Inspect meter box at a later date | Unknown | Don't Know | Don't Know |  | Building | Unknown | Unknown | No |  |  | Unknown |  | 32.6876934 | -103.1328448
4795 | 1529 N DENSON DR, HOBBS NM |  | No | No | Unknown - Unlikely Lead | Don't Know |  |  |  | No | Other |  | Will Inspect meter box at a later date | Unknown - Unlikely Lead |  |  |  | No | Other |  | Will Inspect meter box at a later date | Unknown | Don't Know | Don't Know |  | Building | Unknown | Unknown | No |  |  | Unknown
7051 | 918 W IRON AVE, HOBBS NM |  | No | No | Unknown - Unlikely Lead | Don't Know |  |  |  | No | Other |  | Will Inspect meter box at a later date | Unknown - Unlikely Lead |  |  |  | No | Other |  | Will Inspect meter box at a later date | Unknown | Don't Know | Don't Know |  | Building | Unknown | Unknown | No |  |  | Unknown |  | 32.7319051 | -103.1475491
9181 | 508 E MAIN ST, HOBBS NM |  | No | No | Unknown - Unlikely Lead | Don't Know |  |  |  | No | Other |  | Will Inspect meter box at a later date | Unknown - Unlikely Lead |  |  |  | No | Other |  | Will Inspect meter box at a later date | Unknown | Don't Know | Don't Know |  | Building | Unknown | Unknown | No |  |  | Unknown |  | 32.6926571 | -103.1310808
8614 | 1001 E MARLAND ST, HOBBS NM |  | No | No | Unknown - Unlikely Lead | Don't Know |  |  |  | No | Other |  | Will Inspect meter box at a later date | Unknown - Unlikely Lead |  |  |  | No | Other |  | Will Inspect meter box at a later date | Unknown | Don't Know | Don't Know |  | Building | Unknown | Unknown | No |  |  | Unknown |  | 32.6963017 | -103.1248617
6081 | 1023 E GLORIETTA H 103, HOBBS NM |  | No | No | Non-Lead - Plastic | No | 2019 | 1 | Field inspection only with no records | Yes | Visual inspection at the meter pit | 05/26/2024 00:00:00 |  | Non-Lead - Plastic | 2019 | 1 | Installation date after lead ban | Yes | Visual inspection at the meter pit | 05/26/2024 00:00:00 |  | Non-Lead | No | No |  | Single Family Residence |  | No | No |  |  | Non-Lead |  | 32.7322508 | -103.1251818
949 | 108 N AVENUE B, HOBBS NM |  | No | No | Unknown - Unlikely Lead | Don't Know |  |  |  | No | Other |  | Will Inspect meter box at a later date | Unknown - Unlikely Lead |  |  |  | No | Other |  | Will Inspect meter box at a later date | Unknown | Don't Know | Don't Know |  | Building | Unknown | Unknown | No |  |  | Unknown |  | 32.7013567 | -103.1255143
923 | 120 S AVENUE B, HOBBS NM |  | No | No | Unknown - Unlikely Lead | Don't Know |  |  |  | No | Other |  | Will Inspect meter box at a later date | Unknown - Unlikely Lead |  |  |  | No | Other |  | Will Inspect meter box at a later date | Unknown | Don't Know | Don't Know |  | Building | Unknown | Unknown | No |  |  | Unknown |  | 32.6999384 | -103.1255188
8162 | 401 S LEECH ST, HOBBS NM |  | No | No | Unknown - Unlikely Lead | Don't Know |  |  |  | No | Other |  | Will Inspect meter box at a later date | Unknown - Unlikely Lead |  |  |  | No | Other |  | Will Inspect meter box at a later date | Unknown | Don't Know | Don't Know |  | Building | Unknown | Unknown | No |  |  | Unknown |  | 32.6974481 | -103.1428339
8209 | 1119 W LAUGHLIN DR, HOBBS NM |  | No | No | Unknown - Unlikely Lead | Don't Know |  |  |  | No | Other |  | Will Inspect meter box at a later date | Unknown - Unlikely Lead |  |  |  | No | Other |  | Will Inspect meter box at a later date | Unknown | Don't Know | Don't Know |  | Building | Unknown | Unknown | No |  |  | Unknown |  | 32.7124091 | -103.1497186
669 | 301 E ASPEN ST, HOBBS NM |  | No | No | Unknown - Unlikely Lead | Don't Know |  |  |  | No | Other |  | Will Inspect meter box at a later date | Unknown - Unlikely Lead |  |  |  | No | Other |  | Will Inspect meter box at a later date | Unknown | Don't Know | Don't Know |  | Building | Unknown | Unknown | No |  |  | Unknown |  | 32.7353365 | -103.1339883
7177 | 1005 W JOE HARVEY BLVD, HOBBS NM |  | No | No | Unknown - Unlikely Lead | Don't Know |  |  |  | No | Other |  | Will Inspect meter box at a later date | Unknown - Unlikely Lead |  |  |  | No | Other |  | Will Inspect meter box at a later date | Unknown | Don't Know | Don't Know |  | Building | Unknown | Unknown | No |  |  | Unknown |  | 32.7396955 | -103.147625
5375 | 1417 W FROG LEAP CT, HOBBS NM |  | No | No | Non-Lead - Plastic | No | 2019 | 1 | Installation date after lead ban | No | Other |  | Newer Construction, verified by GIS Mapping | Non-Lead - Plastic | 2008 | 1 | Installation date after lead ban | No | Other |  | Newer Construction, verified by GIS Mapping |  | No | No |  | Single Family Residence | Unknown | No | No |  |  | Non-Lead
5662 | 502 W GOLD AVE, HOBBS NM |  | No | No | Unknown - Unlikely Lead | Don't Know |  |  |  | No | Other |  | Will Inspect meter box at a later date | Unknown - Unlikely Lead |  |  |  | No | Other |  | Will Inspect meter box at a later date | Unknown | Don't Know | Don't Know |  | Building | Unknown | Unknown | No |  |  | Unknown
5572 | 401 E GREEN ACRES DR, HOBBS NM |  | No | No | Unknown - Unlikely Lead | Don't Know |  |  |  | No | Other |  | Will Inspect meter box at a later date | Unknown - Unlikely Lead |  |  |  | No | Other |  | Will Inspect meter box at a later date | Unknown | Don't Know | Don't Know |  | Building | Unknown | Unknown | No |  |  | Unknown
5650 | 824 W GOLD AVE, HOBBS NM |  | No | No | Unknown - Unlikely Lead | Don't Know |  |  |  | No | Other |  | Will Inspect meter box at a later date | Unknown - Unlikely Lead |  |  |  | No | Other |  | Will Inspect meter box at a later date | Unknown | Don't Know | Don't Know |  | Building | Unknown | Unknown | No |  |  | Unknown
888 | 934 E BEL AIRE CT, HOBBS NM |  | No | No | Unknown - Unlikely Lead | Don't Know |  |  |  | No | Other |  | Will Inspect meter box at a later date | Unknown - Unlikely Lead |  |  |  | No | Other |  | Will Inspect meter box at a later date | Unknown | Don't Know | Don't Know |  | Building | Unknown | Unknown | No |  |  | Unknown |  | 32.7239561 | -103.1246711
5989 | 1620 N GULF ST, HOBBS NM |  | No | No | Unknown - Unlikely Lead | Don't Know |  |  |  | No | Other |  | Will Inspect meter box at a later date | Unknown - Unlikely Lead |  |  |  | No | Other |  | Will Inspect meter box at a later date | Unknown | Don't Know | Don't Know |  | Building | Unknown | Unknown | No |  |  | Unknown |  | 32.7173086 | -103.1508206
8912 | 915 E MIDWEST ST, HOBBS NM |  | No | No | Unknown - Unlikely Lead | Don't Know |  |  |  | No | Other |  | Will Inspect meter box at a later date | Unknown - Unlikely Lead |  |  |  | No | Other |  | Will Inspect meter box at a later date | Unknown | Don't Know | Don't Know |  | Building | Unknown | Unknown | No |  |  | Unknown |  | 32.690999 | -103.125499
7554 | 413 W KIOWA AVE, HOBBS NM |  | No | No | Unknown - Unlikely Lead | Don't Know |  |  |  | No | Other |  | Will Inspect meter box at a later date | Unknown - Unlikely Lead |  |  |  | No | Other |  | Will Inspect meter box at a later date | Unknown | Don't Know | Don't Know |  | Building | Unknown | Unknown | No |  |  | Unknown |  | 32.7359224 | -103.1411401
5111 | 5424 N ENERGY PL, HOBBS NM |  | No | No | Unknown - Unlikely Lead | Don't Know |  |  |  | No | Other |  | Will Inspect meter box at a later date | Unknown - Unlikely Lead |  |  |  | No | Other |  | Will Inspect meter box at a later date | Unknown | Don't Know | Don't Know |  | Building | Unknown | Unknown | No |  |  | Unknown
5247 | 704 S FOWLER ST, HOBBS NM |  | No | No | Unknown - Unlikely Lead | Don't Know |  |  |  | No | Other |  | Will Inspect meter box at a later date | Unknown - Unlikely Lead |  |  |  | No | Other |  | Will Inspect meter box at a later date | Unknown | Don't Know | Don't Know |  | Building | Unknown | Unknown | No |  |  | Unknown
6360 | 1631 W GOOSE BERRY DR, HOBBS NM |  | No | No | Non-Lead - Plastic | No | 2022 | 1 | Field inspection only with no records | Yes | Visual inspection at the meter pit | 05/26/2024 00:00:00 |  | Non-Lead - Plastic | 2022 | 1 | Installation date after lead ban | Yes | Visual inspection at the meter pit | 05/26/2024 00:00:00 |  | Non-Lead | No | No |  | Single Family Residence |  | No | No |  |  | Non-Lead |  | 32.770497 | -103.156968
7966 | 921 E LINCOLN RD, HOBBS NM |  | No | No | Unknown - Unlikely Lead | Don't Know |  |  |  | No | Other |  | Will Inspect meter box at a later date | Unknown - Unlikely Lead |  |  |  | No | Other |  | Will Inspect meter box at a later date | Unknown | Don't Know | Don't Know |  | Building | Unknown | Unknown | No |  |  | Unknown |  | 32.7195477 | -103.1253385
7200 | 413 E JEMEZ RD, HOBBS NM |  | No | No | Unknown - Unlikely Lead | Don't Know |  |  |  | No | Other |  | Will Inspect meter box at a later date | Unknown - Unlikely Lead |  |  |  | No | Other |  | Will Inspect meter box at a later date | Unknown | Don't Know | Don't Know |  | Building | Unknown | Unknown | No |  |  | Unknown |  | 35.867142 | -106.272952
5406 | 3106 GANTT AVE, HOBBS NM |  | No | No | Unknown - Unlikely Lead | Don't Know |  |  |  | No | Other |  | Will Inspect meter box at a later date | Unknown - Unlikely Lead |  |  |  | No | Other |  | Will Inspect meter box at a later date | Unknown | Don't Know | Don't Know |  | Building | Unknown | Unknown | No |  |  | Unknown
7809 | 303 W LLANO DR, HOBBS NM |  | No | No | Unknown - Unlikely Lead | Don't Know |  |  |  | No | Other |  | Will Inspect meter box at a later date | Unknown - Unlikely Lead |  |  |  | No | Other |  | Will Inspect meter box at a later date | Unknown | Don't Know | Don't Know |  | Building | Unknown | Unknown | No |  |  | Unknown |  | 32.7158617 | -103.1376357
5138 | 1908 N FOWLER ST, HOBBS NM |  | No | No | Unknown - Unlikely Lead | Don't Know |  |  |  | No | Other |  | Will Inspect meter box at a later date | Unknown - Unlikely Lead |  |  |  | No | Other |  | Will Inspect meter box at a later date | Unknown | Don't Know | Don't Know |  | Building | Unknown | Unknown | No |  |  | Unknown
716 | 2201 N ADOBE DR, HOBBS NM |  | No | No | Unknown - Unlikely Lead | Don't Know |  |  |  | No | Other |  | Will Inspect meter box at a later date | Unknown - Unlikely Lead |  |  |  | No | Other |  | Will Inspect meter box at a later date | Unknown | Don't Know | Don't Know |  | Building | Unknown | Unknown | No |  |  | Unknown |  | 32.7241329 | -103.1402781
5882 | 723 E GYPSY ST, HOBBS NM |  | No | No | Unknown - Unlikely Lead | Don't Know |  |  |  | No | Other |  | Will Inspect meter box at a later date | Unknown - Unlikely Lead |  |  |  | No | Other |  | Will Inspect meter box at a later date | Unknown | Don't Know | Don't Know |  | Building | Unknown | Unknown | No |  |  | Unknown
9720 | 1120 E MICHIGAN DR, HOBBS NM |  | No | No | Unknown - Unlikely Lead | Don't Know |  |  |  | No | Other |  | Will Inspect meter box at a later date | Unknown - Unlikely Lead |  |  |  | No | Other |  | Will Inspect meter box at a later date | Unknown | Don't Know | Don't Know |  | Building | Unknown | Unknown | No |  |  | Unknown |  | 32.722741 | -103.1222834
672 | 414 E ASPEN ST, HOBBS NM |  | No | No | Unknown - Unlikely Lead | Don't Know |  |  |  | No | Other |  | Will Inspect meter box at a later date | Unknown - Unlikely Lead |  |  |  | No | Other |  | Will Inspect meter box at a later date | Unknown | Don't Know | Don't Know |  | Building | Unknown | Unknown | No |  |  | Unknown |  | 32.7356602 | -103.1329358
7001 | 1418 HONEYSUCKLE CT, HOBBS NM |  | No | No | Non-Lead - Plastic | No | 2021 | 1 | Installation date after lead ban | No | Other |  | GIS verfied because of being built after ban | Non-Lead - Plastic | 2021 | 1 | Installation date after lead ban | No | Other |  | Newer Construction, verified by GIS Mapping |  | No | No |  | Single Family Residence | Unknown | No | No |  |  | Non-Lead |  | 32.77392 | -103.15365
8202 | 1104 W LAUGHLIN DR, HOBBS NM |  | No | No | Unknown - Unlikely Lead | Don't Know |  |  |  | No | Other |  | Will Inspect meter box at a later date | Unknown - Unlikely Lead |  |  |  | No | Other |  | Will Inspect meter box at a later date | Unknown | Don't Know | Don't Know |  | Building | Unknown | Unknown | No |  |  | Unknown |  | 32.7128128 | -103.1492313
922 | 219 S AVENUE B, HOBBS NM |  | No | No | Unknown - Unlikely Lead | Don't Know |  |  |  | No | Other |  | Will Inspect meter box at a later date | Unknown - Unlikely Lead |  |  |  | No | Other |  | Will Inspect meter box at a later date | Unknown | Don't Know | Don't Know |  | Building | Unknown | Unknown | No |  |  | Unknown |  | 32.6991502 | -103.1260315
8657 | 1000 N MARLAND BLVD # 22, HOBBS NM |  | No | No | Non-Lead - Plastic | Don't Know | 2003 | 3/4 | Field inspection only with no records | Yes | Visual inspection at the meter pit | 08/26/2024 00:00:00 |  | Non-Lead - Plastic | 2003 | 3/4 | Field inspection only with no records | Yes | Visual inspection at the meter pit | 08/26/2024 00:00:00 |  | Non-Lead | No | Don't Know |  | Single Family Residence |  | No | No |  |  | Non-Lead
4992 | 209 N EASTERN ST, HOBBS NM |  | No | No | Unknown - Unlikely Lead | Don't Know |  |  |  | No | Other |  | Will Inspect meter box at a later date | Unknown - Unlikely Lead |  |  |  | No | Other |  | Will Inspect meter box at a later date | Unknown | Don't Know | Don't Know |  | Building | Unknown | Unknown | No |  |  | Unknown
711 | 2234 N ADOBE DR, HOBBS NM |  | No | No | Unknown - Unlikely Lead | Don't Know |  |  |  | No | Other |  | Will Inspect meter box at a later date | Unknown - Unlikely Lead |  |  |  | No | Other |  | Will Inspect meter box at a later date | Unknown | Don't Know | Don't Know |  | Building | Unknown | Unknown | No |  |  | Unknown |  | 32.725384 | -103.1396942
8608 | 1119 E MARLAND ST, HOBBS NM |  | No | No | Unknown - Unlikely Lead | Don't Know |  |  |  | No | Other |  | Will Inspect meter box at a later date | Unknown - Unlikely Lead |  |  |  | No | Other |  | Will Inspect meter box at a later date | Unknown | Don't Know | Don't Know |  | Building | Unknown | Unknown | No |  |  | Unknown |  | 32.6962378 | -103.1229231
7916 | 1118 E LLANO DR, HOBBS NM |  | No | No | Unknown - Unlikely Lead | Don't Know |  |  |  | No | Other |  | Will Inspect meter box at a later date | Unknown - Unlikely Lead |  |  |  | No | Other |  | Will Inspect meter box at a later date | Unknown | Don't Know | Don't Know |  | Building | Unknown | Unknown | No |  |  | Unknown |  | 32.7145693 | -103.1222782
7555 | 1300 W KIOWA AVE, HOBBS NM |  | No | No | Unknown - Unlikely Lead | Don't Know |  |  |  | No | Other |  | Will Inspect meter box at a later date | Unknown - Unlikely Lead |  |  |  | No | Other |  | Will Inspect meter box at a later date | Unknown | Don't Know | Don't Know |  | Building | Unknown | Unknown | No |  |  | Unknown |  | 32.7365011 | -103.1505257
5460 | 1930 N GRAYSON ST, HOBBS NM |  | No | No | Unknown - Unlikely Lead | Don't Know |  |  |  | No | Other |  | Will Inspect meter box at a later date | Unknown - Unlikely Lead |  |  |  | No | Other |  | Will Inspect meter box at a later date | Unknown | Don't Know | Don't Know |  | Building | Unknown | Unknown | No |  |  | Unknown
5148 | 2208 N FOWLER ST, HOBBS NM |  | No | No | Unknown - Unlikely Lead | Don't Know |  |  |  | No | Other |  | Will Inspect meter box at a later date | Unknown - Unlikely Lead |  |  |  | No | Other |  | Will Inspect meter box at a later date | Unknown | Don't Know | Don't Know |  | Building | Unknown | Unknown | No |  |  | Unknown
4907 | 1608 E DUNN ST, HOBBS NM |  | No | No | Unknown - Unlikely Lead | Don't Know |  |  |  | No | Other |  | Will Inspect meter box at a later date | Unknown - Unlikely Lead |  |  |  | No | Other |  | Will Inspect meter box at a later date | Unknown | Don't Know | Don't Know |  | Building | Unknown | Unknown | No |  |  | Unknown
4892 | 1618 DARTMOUTH CT, HOBBS NM |  | No | No | Unknown - Unlikely Lead | Don't Know |  |  |  | No | Other |  | Will Inspect meter box at a later date | Unknown - Unlikely Lead |  |  |  | No | Other |  | Will Inspect meter box at a later date | Unknown | Don't Know | Don't Know |  | Building | Unknown | Unknown | No |  |  | Unknown
6648 | 5001 W HARDTACK RD, HOBBS NM |  | No | No | Non-Lead - Plastic | No | 2015 | 3/4 | Field inspection only with no records | Yes | Visual inspection at the meter pit | 05/26/2024 00:00:00 |  | Non-Lead - Plastic | 2015 | 3/4 | Installation date after lead ban | Yes | Visual inspection at the meter pit | 05/26/2024 00:00:00 |  | Non-Lead | No | No |  | Single Family Residence |  | No | No |  |  | Non-Lead |  | 32.7518646 | -103.1996555
8319 | 3920 N LOVINGTON HWY, HOBBS NM |  | No | No | Unknown - Unlikely Lead | Don't Know |  |  |  | No | Other |  | Will Inspect meter box at a later date | Unknown - Unlikely Lead |  |  |  | No | Other |  | Will Inspect meter box at a later date | Unknown | Don't Know | Don't Know |  | Building | Unknown | Unknown | No |  |  | Unknown |  | 32.7433404 | -103.162614
5357 | 2121 N FRENCH DR, HOBBS NM |  | No | No | Unknown - Unlikely Lead | Don't Know |  |  |  | No | Other |  | Will Inspect meter box at a later date | Unknown - Unlikely Lead |  |  |  | No | Other |  | Will Inspect meter box at a later date | Unknown | Don't Know | Don't Know |  | Building | Unknown | Unknown | No |  |  | Unknown
8942 | 412 W MIDWEST ST, HOBBS NM |  | No | No | Unknown - Unlikely Lead | Don't Know |  |  |  | No | Other |  | Will Inspect meter box at a later date | Unknown - Unlikely Lead |  |  |  | No | Other |  | Will Inspect meter box at a later date | Unknown | Don't Know | Don't Know |  | Building | Unknown | Unknown | No |  |  | Unknown |  | 32.6915571 | -103.1406815
7118 | 2712 N JADE AVE, HOBBS NM |  | No | No | Unknown - Unlikely Lead | Don't Know |  |  |  | No | Other |  | Will Inspect meter box at a later date | Unknown - Unlikely Lead |  |  |  | No | Other |  | Will Inspect meter box at a later date | Unknown | Don't Know | Don't Know |  | Building | Unknown | Unknown | No |  |  | Unknown |  | 32.7318742 | -103.1392735
9829 | 2739 N NORTHWEST DR, HOBBS NM |  | No | No | Unknown - Unlikely Lead | Don't Know |  |  |  | No | Other |  | Will Inspect meter box at a later date | Unknown - Unlikely Lead |  |  |  | No | Other |  | Will Inspect meter box at a later date | Unknown | Don't Know | Don't Know |  | Building | Unknown | Unknown | No |  |  | Unknown |  | 32.7302032 | -103.1490765
749 | 2904 N AMOR AVE, HOBBS NM |  | No | No | Non-Lead - Copper | No | 2020 | 3/4 | Field inspection only with no records | Yes | Visual inspection at the meter pit | 05/26/2024 00:00:00 |  | Non-Lead - Plastic | 2020 | 3/4 | Installation date after lead ban | Yes | Visual inspection at the meter pit | 05/26/2024 00:00:00 |  | Non-Lead | No | No |  | Building | [5 empty] | Non-Lead |  | 32.732094 | -103.114371
9075 | 1827 N MCKINLEY ST, HOBBS NM |  | No | No | Unknown - Unlikely Lead | Don't Know |  |  |  | No | Other |  | Will Inspect meter box at a later date | Unknown - Unlikely Lead |  |  |  | No | Other |  | Will Inspect meter box at a later date | Unknown | Don't Know | Don't Know |  | Building | Unknown | Unknown | No |  |  | Unknown |  | 32.7203481 | -103.1350841
9698 | 1305 E MICHIGAN DR, HOBBS NM |  | No | No | Unknown - Unlikely Lead | Don't Know |  |  |  | No | Other |  | Will Inspect meter box at a later date | Unknown - Unlikely Lead |  |  |  | No | Other |  | Will Inspect meter box at a later date | Unknown | Don't Know | Don't Know |  | Building | Unknown | Unknown | No |  |  | Unknown |  | 32.7223179 | -103.1209075
9370 | 619 E MESA DR, HOBBS NM |  | No | No | Unknown - Unlikely Lead | Don't Know |  |  |  | No | Other |  | Will Inspect meter box at a later date | Unknown - Unlikely Lead |  |  |  | No | Other |  | Will Inspect meter box at a later date | Unknown | Don't Know | Don't Know |  | Building | Unknown | Unknown | No |  |  | Unknown |  | 32.7177876 | -103.129554
8583 | 510 W MARLAND ST, HOBBS NM |  | No | No | Unknown - Unlikely Lead | Don't Know |  |  |  | No | Other |  | Will Inspect meter box at a later date | Unknown - Unlikely Lead |  |  |  | No | Other |  | Will Inspect meter box at a later date | Unknown | Don't Know | Don't Know |  | Building | Unknown | Unknown | No |  |  | Unknown |  | 32.6969701 | -103.1415491
9301 | 1016 W MESA VERDE DR, HOBBS NM |  | No | No | Unknown - Unlikely Lead | Don't Know |  |  |  | No | Other |  | Will Inspect meter box at a later date | Unknown - Unlikely Lead |  |  |  | No | Other |  | Will Inspect meter box at a later date | Unknown | Don't Know | Don't Know |  | Building | Unknown | Unknown | No |  |  | Unknown |  | 32.746103 | -103.1479324
6188 | 3927 N GRIMES ST, HOBBS NM |  | No | No | Unknown - Unlikely Lead | Don't Know |  |  |  | No | Other |  | Will Inspect meter box at a later date | Unknown - Unlikely Lead |  |  |  | No | Other |  | Will Inspect meter box at a later date | Unknown | Don't Know | Don't Know |  | Building | Unknown | Unknown | No |  |  | Unknown |  | 32.7435752 | -103.1451738
9531 | 1531 MARQUIS LN, HOBBS NM |  | No | No | Unknown - Unlikely Lead | Don't Know |  |  |  | No | Other |  | Will Inspect meter box at a later date | Unknown - Unlikely Lead |  |  |  | No | Other |  | Will Inspect meter box at a later date | Unknown | Don't Know | Don't Know |  | Building | Unknown | Unknown | No |  |  | Unknown |  | 32.7395905 | -103.1554513
9016 | 1232 S MCKINLEY ST, HOBBS NM |  | No | No | Unknown - Unlikely Lead | Don't Know |  |  |  | No | Other |  | Will Inspect meter box at a later date | Unknown - Unlikely Lead |  |  |  | No | Other |  | Will Inspect meter box at a later date | Unknown | Don't Know | Don't Know |  | Building | Unknown | Unknown | No |  |  | Unknown |  | 32.6865233 | -103.1328684
4865 | 2319 N DESERT WILLOW LN, HOBBS NM |  | No | No | Non-Lead - Plastic | No | 2007 | 1 | Field inspection only with no records | Yes | Visual inspection at the meter pit | 06/03/2024 00:00:00 |  | Non-Lead - Plastic | 2007 | 1 | Field inspection only with no records | Yes | Visual inspection at the meter pit | 06/03/2024 00:00:00 |  | Non-Lead | No | No |  | Single Family Residence |  | No | No |  |  | Non-Lead
5521 | 711 E GREEN ACRES DR, HOBBS NM |  | No | No | Unknown - Unlikely Lead | Don't Know |  |  |  | No | Other |  | Will Inspect meter box at a later date | Unknown - Unlikely Lead |  |  |  | No | Other |  | Will Inspect meter box at a later date | Unknown | Don't Know | Don't Know |  | Building | Unknown | Unknown | No |  |  | Unknown
6746 | 2020 N HOMESTEAD DR, HOBBS NM |  | No | No | Non-Lead - Plastic | No | 2019 | 1 | Field inspection only with no records | Yes | Visual inspection at the meter pit | 09/02/2024 00:00:00 |  | Non-Lead - Plastic | 2019 | 1 | Installation date after lead ban | Yes | Visual inspection at the meter pit | 09/02/2024 00:00:00 |  | Non-Lead | No | No |  | Single Family Residence |  | No | No |  |  | Non-Lead |  | 32.722693 | -103.1109274
4858 | 902 DESERT SAGE, HOBBS NM |  | No | No | Non-Lead - Plastic | No | 2005 | 3/4 | Field inspection only with no records | Yes | Visual inspection at the meter pit | 04/17/2024 00:00:00 |  | Non-Lead - Copper | 2005 | 3/4 | Field inspection only with no records | Yes | Visual inspection at the meter pit | 04/17/2024 00:00:00 |  | Non-Lead | No | No | Not Applicable | Single Family Residence | Unknown | No | No |  |  | Non-Lead
7175 | 1901 W JOE HARVEY BLVD SUITE 120, HOBBS NM |  | No | No | Unknown - Unlikely Lead | Don't Know |  |  |  | No | Other |  | Will Inspect meter box at a later date | Unknown - Unlikely Lead |  |  |  | No | Other |  | Will Inspect meter box at a later date | Unknown | Don't Know | Don't Know |  | Building | Unknown | Unknown | No |  |  | Unknown |  | 32.7409966 | -103.1595135
9378 | 516 E MESA DR, HOBBS NM |  | No | No | Unknown - Unlikely Lead | Don't Know |  |  |  | No | Other |  | Will Inspect meter box at a later date | Unknown - Unlikely Lead |  |  |  | No | Other |  | Will Inspect meter box at a later date | Unknown | Don't Know | Don't Know |  | Building | Unknown | Unknown | No |  |  | Unknown |  | 32.7182243 | -103.1310879
7743 | 207 W LEA ST, HOBBS NM |  | No | No | Unknown - Unlikely Lead | Don't Know |  |  |  | No | Other |  | Will Inspect meter box at a later date | Unknown - Unlikely Lead |  |  |  | No | Other |  | Will Inspect meter box at a later date | Unknown | Don't Know | Don't Know |  | Building | Unknown | Unknown | No |  |  | Unknown |  | 32.7088981 | -103.138036
8490 | 2814 W MARLAND ST, HOBBS NM |  | No | No | Unknown - Unlikely Lead | Don't Know |  |  |  | No | Other |  | Will Inspect meter box at a later date | Unknown - Unlikely Lead |  |  |  | No | Other |  | Will Inspect meter box at a later date | Unknown | Don't Know | Don't Know |  | Building | Unknown | Unknown | No |  |  | Unknown |  | 32.696659 | -103.1716939
6682 | 4722 W HARDTACK RD, HOBBS NM |  | No | No | Non-Lead - Plastic | No | 2015 | 3/4 | Field inspection only with no records | Yes | Visual inspection at the meter pit | 05/26/2024 00:00:00 |  | Non-Lead - Plastic | 2015 | 3/4 | Installation date after lead ban | Yes | Visual inspection at the meter pit | 05/26/2024 00:00:00 |  | Non-Lead | No | No |  | Single Family Residence |  | No | No |  |  | Non-Lead |  | 32.7519502 | -103.1971878
9527 | 1436 MARQUIS LN, HOBBS NM |  | No | No | Unknown - Unlikely Lead | Don't Know |  |  |  | No | Other |  | Will Inspect meter box at a later date | Unknown - Unlikely Lead |  |  |  | No | Other |  | Will Inspect meter box at a later date | Unknown | Don't Know | Don't Know |  | Building | Unknown | Unknown | No |  |  | Unknown |  | 32.7398341 | -103.1541404
9482 | 6230 N MEADOWLANDS DR, HOBBS NM |  | No | No | Non-Lead - Plastic | No |  | 1 | Field inspection only with no records | Yes | Visual inspection at the meter pit | 06/03/2024 00:00:00 |  | Non-Lead - Plastic |  | 1 | Field inspection only with no records | Yes | Visual inspection at the meter pit | 06/03/2024 00:00:00 |  | Non-Lead | No | No |  | Single Family Residence |  | No | No |  |  | Non-Lead |  | 32.77168 | -103.157039
9425 | 2911 MONTGOMERY ST, HOBBS NM |  | No | No | Unknown - Unlikely Lead | Don't Know |  |  |  | No | Other |  | Will Inspect meter box at a later date | Unknown - Unlikely Lead |  |  |  | No | Other |  | Will Inspect meter box at a later date | Unknown | Don't Know | Don't Know |  | Building | Unknown | Unknown | No |  |  | Unknown |  | 32.7323876 | -103.1332673
9200 | 1704 E MAIN ST, HOBBS NM |  | No | No | Unknown - Unlikely Lead | Don't Know |  |  |  | No | Other |  | Will Inspect meter box at a later date | Unknown - Unlikely Lead |  |  |  | No | Other |  | Will Inspect meter box at a later date | Unknown | Don't Know | Don't Know |  | Building | Unknown | Unknown | No |  |  | Unknown |  | 32.6925754 | -103.1158366
5202 | 1913 N FOWLER ST, HOBBS NM |  | No | No | Unknown - Unlikely Lead | Don't Know |  |  |  | No | Other |  | Will Inspect meter box at a later date | Unknown - Unlikely Lead |  |  |  | No | Other |  | Will Inspect meter box at a later date | Unknown | Don't Know | Don't Know |  | Building | Unknown | Unknown | No |  |  | Unknown
7626 | 4727 W KING KELLY RD, HOBBS NM |  | No | No | Non-Lead - Plastic | No | 2021 | 1 | Field inspection only with no records | Yes | Visual inspection at the meter pit | 09/30/2024 00:00:00 |  | Non-Lead - Plastic | 2021 | 3/4 | Field inspection only with no records | Yes | Visual inspection at the meter pit | 09/30/2024 00:00:00 |  | Non-Lead | No | No |  | Single Family Residence |  | No | No |  |  | Non-Lead |  | 32.748803 | -103.197458
9128 | 2902 N MCKINLEY ST, HOBBS NM |  | No | No | Unknown - Unlikely Lead | Don't Know |  |  |  | No | Other |  | Will Inspect meter box at a later date | Unknown - Unlikely Lead |  |  |  | No | Other |  | Will Inspect meter box at a later date | Unknown | Don't Know | Don't Know |  | Building | Unknown | Unknown | No |  |  | Unknown |  | 32.7320969 | -103.1338035
6677 | 5107 W HARDTACK RD, HOBBS NM |  | No | No | Non-Lead - Plastic | No | 2015 | 3/4 | Field inspection only with no records | Yes | Visual inspection at the meter pit | 05/26/2024 00:00:00 |  | Non-Lead - Plastic | 2015 | 3/4 | Installation date after lead ban | Yes | Visual inspection at the meter pit | 05/26/2024 00:00:00 |  | Non-Lead | No | No |  | Single Family Residence |  | No | No |  |  | Non-Lead |  | 32.751676 | -103.201288
6329 | 607 S GRIMES ST, HOBBS NM |  | No | No | Unknown - Unlikely Lead | Don't Know |  |  |  | No | Other |  | Will Inspect meter box at a later date | Unknown - Unlikely Lead |  |  |  | No | Other |  | Will Inspect meter box at a later date | Unknown | Don't Know | Don't Know |  | Building | Unknown | Unknown | No |  |  | Unknown |  | 32.6939366 | -103.1451136
5577 | 608 E GREEN ACRES DR, HOBBS NM |  | No | No | Unknown - Unlikely Lead | Don't Know |  |  |  | No | Other |  | Will Inspect meter box at a later date | Unknown - Unlikely Lead |  |  |  | No | Other |  | Will Inspect meter box at a later date | Unknown | Don't Know | Don't Know |  | Building | Unknown | Unknown | No |  |  | Unknown
8322 | 6610 N LOVINGTON HWY, HOBBS NM |  | No | No | Unknown - Unlikely Lead | Don't Know |  |  |  | No | Other |  | Will Inspect meter box at a later date | Unknown - Unlikely Lead |  |  |  | No | Other |  | Will Inspect meter box at a later date | Unknown | Don't Know | Don't Know |  | Building | Unknown | Unknown | No |  |  | Unknown |  | 32.7752276 | -103.1890026
7560 | 427 W KIOWA AVE, HOBBS NM |  | No | No | Unknown - Unlikely Lead | Don't Know |  |  |  | No | Other |  | Will Inspect meter box at a later date | Unknown - Unlikely Lead |  |  |  | No | Other |  | Will Inspect meter box at a later date | Unknown | Don't Know | Don't Know |  | Building | Unknown | Unknown | No |  |  | Unknown |  | 32.7357693 | -103.1416435
9443 | 3012 MONTGOMERY ST, HOBBS NM |  | No | No | Unknown - Unlikely Lead | Don't Know |  |  |  | No | Other |  | Will Inspect meter box at a later date | Unknown - Unlikely Lead |  |  |  | No | Other |  | Will Inspect meter box at a later date | Unknown | Don't Know | Don't Know |  | Building | Unknown | Unknown | No |  |  | Unknown |  | 32.7335422 | -103.1326207
5474 | 1916 N GRAYSON ST, HOBBS NM |  | No | No | Unknown - Unlikely Lead | Don't Know |  |  |  | No | Other |  | Will Inspect meter box at a later date | Unknown - Unlikely Lead |  |  |  | No | Other |  | Will Inspect meter box at a later date | Unknown | Don't Know | Don't Know |  | Building | Unknown | Unknown | No |  |  | Unknown
7835 | 1312 E LLANO DR, HOBBS NM |  | No | No | Unknown - Unlikely Lead | Don't Know |  |  |  | No | Other |  | Will Inspect meter box at a later date | Unknown - Unlikely Lead |  |  |  | No | Other |  | Will Inspect meter box at a later date | Unknown | Don't Know | Don't Know |  | Building | Unknown | Unknown | No |  |  | Unknown |  | 32.7145944 | -103.1200601
9019 | 1216 S MCKINLEY ST, HOBBS NM |  | No | No | Unknown - Unlikely Lead | Don't Know |  |  |  | No | Other |  | Will Inspect meter box at a later date | Unknown - Unlikely Lead |  |  |  | No | Other |  | Will Inspect meter box at a later date | Unknown | Don't Know | Don't Know |  | Building | Unknown | Unknown | No |  |  | Unknown |  | 32.6878586 | -103.1328568
5567 | 1226 E GREEN ACRES DR, HOBBS NM |  | No | No | Unknown - Unlikely Lead | Don't Know |  |  |  | No | Other |  | Will Inspect meter box at a later date | Unknown - Unlikely Lead |  |  |  | No | Other |  | Will Inspect meter box at a later date | Unknown | Don't Know | Don't Know |  | Building | Unknown | Unknown | No |  |  | Unknown
8586 | 521 E MARLAND ST, HOBBS NM |  | No | No | Non-Lead - Plastic | No | 2023 | 3/4 | Field inspection only with no records | Yes | Visual inspection at the meter pit | 05/26/2024 00:00:00 |  | Non-Lead - Plastic |  | 3/4 | Installation date after lead ban | Yes | Visual inspection at the meter pit | 05/26/2024 00:00:00 |  | Non-Lead | No | No |  | Single Family Residence |  | No | No |  |  | Non-Lead |  | 32.6963707 | -103.1302501
6726 | 2116 N HOMESTEAD DR, HOBBS NM |  | No | No | Non-Lead - Plastic | No | 2019 | 1 | Field inspection only with no records | Yes | Visual inspection at the meter pit | 09/02/2024 00:00:00 |  | Non-Lead - Plastic | 2019 | 1 | Installation date after lead ban | Yes | Visual inspection at the meter pit | 09/02/2024 00:00:00 |  | Non-Lead | No | No |  | Single Family Residence |  | No | No |  |  | Non-Lead |  | 32.724098 | -103.1111846
9768 | 2701 N NORTHWEST DR, HOBBS NM |  | No | No | Unknown - Unlikely Lead | Don't Know |  |  |  | No | Other |  | Will Inspect meter box at a later date | Unknown - Unlikely Lead |  |  |  | No | Other |  | Will Inspect meter box at a later date | Unknown | Don't Know | Don't Know |  | Building | Unknown | Unknown | No |  |  | Unknown |  | 32.7290783 | -103.1480073
9736 | 4013 MESCALERO DR, HOBBS NM |  | No | No | Unknown - Unlikely Lead | Don't Know |  |  |  | No | Other |  | Will Inspect meter box at a later date | Unknown - Unlikely Lead |  |  |  | No | Other |  | Will Inspect meter box at a later date | Unknown | Don't Know | Don't Know |  | Building | Unknown | Unknown | No |  |  | Unknown |  | 32.7445644 | -103.1521098
9148 | 621 N MCKINLEY ST, HOBBS NM |  | No | No | Unknown - Unlikely Lead | Don't Know |  |  |  | No | Other |  | Will Inspect meter box at a later date | Unknown - Unlikely Lead |  |  |  | No | Other |  | Will Inspect meter box at a later date | Unknown | Don't Know | Don't Know |  | Building | Unknown | Unknown | No |  |  | Unknown |  | 32.7068133 | -103.1327255
5328 | 2 FAIRMONT CT, HOBBS NM |  | No | No | Unknown - Unlikely Lead | Don't Know |  |  |  | No | Other |  | Will Inspect meter box at a later date | Unknown - Unlikely Lead |  |  |  | No | Other |  | Will Inspect meter box at a later date | Unknown | Don't Know | Don't Know |  | Building | Unknown | Unknown | No |  |  | Unknown
4993 | 111 N EASTERN ST, HOBBS NM |  | No | No | Unknown - Unlikely Lead | Don't Know |  |  |  | No | Other |  | Will Inspect meter box at a later date | Unknown - Unlikely Lead |  |  |  | No | Other |  | Will Inspect meter box at a later date | Unknown | Don't Know | Don't Know |  | Building | Unknown | Unknown | No |  |  | Unknown
8072 | 6420 LILY POND RD, HOBBS NM |  | No | No | Non-Lead - Plastic | No | 2022 | 1 | Field inspection only with no records | Yes | Visual inspection at the meter pit | 07/23/2024 00:00:00 |  | Non-Lead - Plastic | 2022 | 1 | Field inspection only with no records | Yes | Visual inspection at the meter pit | 07/23/2024 00:00:00 |  | Non-Lead | No | No |  | Single Family Residence | Unknown | No | No |  |  | Non-Lead |  | 32.7728795 | -103.1563812
6073 | 1023 E GLORIETTA H 201, HOBBS NM |  | No | No | Non-Lead - Plastic | No | 2019 | 1 | Field inspection only with no records | Yes | Visual inspection at the meter pit | 05/26/2024 00:00:00 |  | Non-Lead - Plastic | 2019 | 1 | Installation date after lead ban | Yes | Visual inspection at the meter pit | 05/26/2024 00:00:00 |  | Non-Lead | No | No |  | Single Family Residence |  | No | No |  |  | Non-Lead |  | 32.7322508 | -103.1251818
7473 | 1515 W JESIFER CT, HOBBS NM |  | No | No | Non-Lead - Plastic | No | 2008 | 1 | Installation date after lead ban | Yes | Visual inspection at the meter pit | 09/30/2024 00:00:00 |  | Non-Lead - Plastic | 2008 | 1 | Installation date after lead ban | Yes | Visual inspection at the meter pit | 09/30/2024 00:00:00 |  | Non-Lead | No | No |  | Single Family Residence |  | Unknown | No |  |  | Non-Lead |  | 32.755838 | -103.154834
7313 | 2525 N JEFFERSON ST, HOBBS NM |  | No | No | Unknown - Unlikely Lead | Don't Know |  |  |  | No | Other |  | Will Inspect meter box at a later date | Unknown - Unlikely Lead |  |  |  | No | Other |  | Will Inspect meter box at a later date | Unknown | Don't Know | Don't Know |  | Building | Unknown | Unknown | No |  |  | Unknown |  | 32.7285908 | -103.1237413
9389 | 228 W MESA DR, HOBBS NM |  | No | No | Unknown - Unlikely Lead | Don't Know |  |  |  | No | Other |  | Will Inspect meter box at a later date | Unknown - Unlikely Lead |  |  |  | No | Other |  | Will Inspect meter box at a later date | Unknown | Don't Know | Don't Know |  | Building | Unknown | Unknown | No |  |  | Unknown |  | 32.7170981 | -103.1380668
6285 | 2140 N GRIMES ST SUITE 200, HOBBS NM |  | No | No | Non-Lead - Plastic | Don't Know |  | 1 | Field inspection only with no records | Yes | Visual inspection at the meter pit | 08/13/2024 00:00:00 |  | Non-Lead - Plastic | 2022 | 1 | Field inspection only with no records | Yes | Visual inspection at the meter pit | 08/13/2024 00:00:00 |  | Non-Lead | No | Don't Know |  | Building |  | No | No |  |  | Non-Lead |  | 32.7240507 | -103.1444721
9452 | 611 W MILLEN DR, HOBBS NM |  | No | No | Unknown - Unlikely Lead | Don't Know |  |  |  | No | Other |  | Will Inspect meter box at a later date | Unknown - Unlikely Lead |  |  |  | No | Other |  | Will Inspect meter box at a later date | Unknown | Don't Know | Don't Know |  | Building | Unknown | Unknown | No |  |  | Unknown |  | 32.7547503 | -103.1437573
5300 | 4020 FIESTA DR, HOBBS NM |  | No | No | Unknown - Unlikely Lead | Don't Know |  |  |  | No | Other |  | Will Inspect meter box at a later date | Unknown - Unlikely Lead |  |  |  | No | Other |  | Will Inspect meter box at a later date | Unknown | Don't Know | Don't Know |  | Building | Unknown | Unknown | No |  |  | Unknown
7315 | 2337 N JEFFERSON ST, HOBBS NM |  | No | No | Unknown - Unlikely Lead | Don't Know |  |  |  | No | Other |  | Will Inspect meter box at a later date | Unknown - Unlikely Lead |  |  |  | No | Other |  | Will Inspect meter box at a later date | Unknown | Don't Know | Don't Know |  | Building | Unknown | Unknown | No |  |  | Unknown |  | 32.726544 | -103.1233016
5112 | 5424-A N ENERGY PL, HOBBS NM |  | No | No | Unknown - Unlikely Lead | Don't Know |  |  |  | No | Other |  | Will Inspect meter box at a later date | Unknown - Unlikely Lead |  |  |  | No | Other |  | Will Inspect meter box at a later date | Unknown | Don't Know | Don't Know |  | Building | Unknown | Unknown | No |  |  | Unknown
9761 | 2408 MORGAN CT, HOBBS NM |  | No | No | Unknown - Unlikely Lead | Don't Know |  |  |  | No | Other |  | Will Inspect meter box at a later date | Unknown - Unlikely Lead |  |  |  | No | Other |  | Will Inspect meter box at a later date | Unknown | Don't Know | Don't Know |  | Building | Unknown | Unknown | No |  |  | Unknown |  | 32.7276448 | -103.1193084
7594 | 1117 W KIOWA AVE, HOBBS NM |  | No | No | Unknown - Unlikely Lead | Don't Know |  |  |  | No | Other |  | Will Inspect meter box at a later date | Unknown - Unlikely Lead |  |  |  | No | Other |  | Will Inspect meter box at a later date | Unknown | Don't Know | Don't Know |  | Building | Unknown | Unknown | No |  |  | Unknown |  | 32.7357759 | -103.1489894
5023 | 220 N ELM ST, HOBBS NM |  | No | No | Unknown - Unlikely Lead | Don't Know |  |  |  | No | Other |  | Will Inspect meter box at a later date | Unknown - Unlikely Lead |  |  |  | No | Other |  | Will Inspect meter box at a later date | Unknown | Don't Know | Don't Know |  | Building | Unknown | Unknown | No |  |  | Unknown
753 | 1136 N AVENTURA, HOBBS NM |  | No | No | Non-Lead - Plastic | No | 2021 | 1 | Field inspection only with no records | Yes | Visual inspection at the meter pit | 05/26/2024 00:00:00 |  | Non-Lead - Plastic | 2021 | 1 | Installation date after lead ban | Yes | Visual inspection at the meter pit | 05/26/2024 00:00:00 |  | Non-Lead | No | No |  | Single Family Residence |  | No | No |  |  | Non-Lead |  | 32.783882 | -103.127706
6929 | 2129 E HERITAGE LN, HOBBS NM |  | No | No | Non-Lead - Copper | No | 2007 | 3/4 | Field inspection only with no records | Yes | Visual inspection at the meter pit | 05/26/2024 00:00:00 |  | Non-Lead - Copper | 2007 | 3/4 | Installation date after lead ban | No | Visual inspection at the meter pit | 05/26/2024 00:00:00 |  | Non-Lead | No | No |  | Single Family Residence |  | No | No |  |  | Non-Lead |  | 32.72761 | -103.1107112
5360 | 1625 N FRENCH DR, HOBBS NM |  | No | No | Unknown - Unlikely Lead | Don't Know |  |  |  | No | Other |  | Will Inspect meter box at a later date | Unknown - Unlikely Lead |  |  |  | No | Other |  | Will Inspect meter box at a later date | Unknown | Don't Know | Don't Know |  | Building | Unknown | Unknown | No |  |  | Unknown
5629 | 433 W GOLD AVE, HOBBS NM |  | No | No | Unknown - Unlikely Lead | Don't Know |  |  |  | No | Other |  | Will Inspect meter box at a later date | Unknown - Unlikely Lead |  |  |  | No | Other |  | Will Inspect meter box at a later date | Unknown | Don't Know | Don't Know |  | Building | Unknown | Unknown | No |  |  | Unknown
5187 | 3101 N FOWLER ST, HOBBS NM |  | No | No | Unknown - Unlikely Lead | Don't Know |  |  |  | No | Other |  | Will Inspect meter box at a later date | Unknown - Unlikely Lead |  |  |  | No | Other |  | Will Inspect meter box at a later date | Unknown | Don't Know | Don't Know |  | Building | Unknown | Unknown | No |  |  | Unknown
8398 | 1700 W LORENE DR, HOBBS NM |  | No | No | Unknown - Unlikely Lead | Don't Know |  |  |  | No | Other |  | Will Inspect meter box at a later date | Unknown - Unlikely Lead |  |  |  | No | Other |  | Will Inspect meter box at a later date | Unknown | Don't Know | Don't Know |  | Building | Unknown | Unknown | No |  |  | Unknown |  | 32.7188965 | -103.15644
8617 | 1612 E MARLAND ST, HOBBS NM |  | No | No | Unknown - Unlikely Lead | Don't Know |  |  |  | No | Other |  | Will Inspect meter box at a later date | Unknown - Unlikely Lead |  |  |  | No | Other |  | Will Inspect meter box at a later date | Unknown | Don't Know | Don't Know |  | Building | Unknown | Unknown | No |  |  | Unknown |  | 32.6968843 | -103.117134
9435 | 2906 MONTGOMERY ST, HOBBS NM |  | No | No | Unknown - Unlikely Lead | Don't Know |  |  |  | No | Other |  | Will Inspect meter box at a later date | Unknown - Unlikely Lead |  |  |  | No | Other |  | Will Inspect meter box at a later date | Unknown | Don't Know | Don't Know |  | Building | Unknown | Unknown | No |  |  | Unknown |  | 32.7322455 | -103.1328195
609 | 2214 E ALAMEDA ST, HOBBS NM |  | No | No | Unknown - Unlikely Lead | Don't Know |  |  |  | No | Other |  | Will Inspect meter box at a later date | Unknown - Unlikely Lead |  |  |  | No | Other |  | Will Inspect meter box at a later date | Unknown | Don't Know | Don't Know |  | Building | Unknown | Unknown | No |  |  | Unknown |  | 32.702751 | -103.1106098
6642 | 5110 W HARDTACK RD, HOBBS NM |  | No | No | Non-Lead - Plastic | No | 2015 | 3/4 | Field inspection only with no records | Yes | Visual inspection at the meter pit | 05/26/2024 00:00:00 |  | Non-Lead - Plastic | 2015 | 3/4 | Installation date after lead ban | Yes | Visual inspection at the meter pit | 05/26/2024 00:00:00 |  | Non-Lead | No | No |  | Single Family Residence |  | No | No |  |  | Non-Lead |  | 32.752108 | -103.20145
6274 | 3313 N GRIMES ST, HOBBS NM |  | No | No | Unknown - Unlikely Lead | Don't Know |  |  |  | No | Other |  | Will Inspect meter box at a later date | Unknown - Unlikely Lead |  |  |  | No | Other |  | Will Inspect meter box at a later date | Unknown | Don't Know | Don't Know |  | Building | Unknown | Unknown | No |  |  | Unknown |  | 32.7363217 | -103.1452472
8035 | 1005 N LINAM ST, HOBBS NM |  | No | No | Unknown - Unlikely Lead | Don't Know |  |  |  | No | Other |  | Will Inspect meter box at a later date | Unknown - Unlikely Lead |  |  |  | No | Other |  | Will Inspect meter box at a later date | Unknown | Don't Know | Don't Know |  | Building | Unknown | Unknown | No |  |  | Unknown |  | 32.710573 | -103.139018
4947 | 4105-A EL NIDO, HOBBS NM |  | No | No | Non-Lead - Plastic | No | 2015 | 1 | Field inspection only with no records | Yes | Visual inspection at the meter pit | 06/03/2024 00:00:00 |  | Non-Lead - Plastic | 2015 | 1 | Field inspection only with no records | Yes | Visual inspection at the meter pit | 06/03/2024 00:00:00 |  | Non-Lead | No | No |  | Single Family Residence |  | No | No |  |  | Non-Lead
4833 | 1118 DESERT SAGE, HOBBS NM |  | No | No | Non-Lead - Plastic | No | 2005 | 3/4 | Field inspection only with no records | Yes | Visual inspection at the meter pit | 04/17/2024 00:00:00 |  | Non-Lead - Copper | 2005 | 3/4 | Field inspection only with no records | Yes | Visual inspection at the meter pit | 04/17/2024 00:00:00 |  | Non-Lead | No | No | Not Applicable | Single Family Residence | Unknown | No | No |  |  | Non-Lead
5847 | 215 W GYPSY ST, HOBBS NM |  | No | No | Non-Lead - Plastic | Don't Know |  | 1 | Field inspection only with no records | Yes | Visual inspection at the meter pit | 08/19/2024 00:00:00 |  | Non-Lead - Plastic |  | 3/4 | Field inspection only with no records | Yes | Visual inspection at the meter pit | 08/19/2024 00:00:00 |  | Non-Lead | No | Don't Know |  | Single Family Residence |  | No | No |  |  | Non-Lead
710 | 219 E ASPEN ST, HOBBS NM |  | No | No | Unknown - Unlikely Lead | Don't Know |  |  |  | No | Other |  | Will Inspect meter box at a later date | Unknown - Unlikely Lead |  |  |  | No | Other |  | Will Inspect meter box at a later date | Unknown | Don't Know | Don't Know |  | Building | Unknown | Unknown | No |  |  | Unknown |  | 32.7353561 | -103.1344545
6273 | 3734 N GRIMES ST SUITE 103, HOBBS NM |  | No | No | Non-Lead - Plastic | Don't Know |  | 1 | Field inspection only with no records | Yes | Visual inspection at the meter pit | 08/13/2024 00:00:00 |  | Non-Lead - Plastic | 2022 | 1 | Field inspection only with no records | Yes | Visual inspection at the meter pit | 08/13/2024 00:00:00 |  | Non-Lead | No | Don't Know |  | Building |  | No | No |  |  | Non-Lead |  | 32.7416596 | -103.1443273
5249 | 313 S FOWLER ST, HOBBS NM |  | No | No | Unknown - Unlikely Lead | Don't Know |  |  |  | No | Other |  | Will Inspect meter box at a later date | Unknown - Unlikely Lead |  |  |  | No | Other |  | Will Inspect meter box at a later date | Unknown | Don't Know | Don't Know |  | Building | Unknown | Unknown | No |  |  | Unknown
6724 | 2112 N HOMESTEAD DR, HOBBS NM |  | No | No | Non-Lead - Plastic | No | 2019 | 1 | Field inspection only with no records | Yes | Visual inspection at the meter pit | 09/02/2024 00:00:00 |  | Non-Lead - Plastic | 2019 | 1 | Installation date after lead ban | Yes | Visual inspection at the meter pit | 09/02/2024 00:00:00 |  | Non-Lead | No | No |  | Single Family Residence |  | No | No |  |  | Non-Lead |  | 32.7238589 | -103.1111512
7768 | 1016 W LEA ST, HOBBS NM |  | No | No | Unknown - Unlikely Lead | Don't Know |  |  |  | No | Other |  | Will Inspect meter box at a later date | Unknown - Unlikely Lead |  |  |  | No | Other |  | Will Inspect meter box at a later date | Unknown | Don't Know | Don't Know |  | Building | Unknown | Unknown | No |  |  | Unknown |  | 32.7095878 | -103.1480385
6631 | 316 S HOUSTON ST, HOBBS NM |  | No | No | Unknown - Unlikely Lead | Don't Know |  |  |  | No | Other |  | Will Inspect meter box at a later date | Unknown - Unlikely Lead |  |  |  | No | Other |  | Will Inspect meter box at a later date | Unknown | Don't Know | Don't Know |  | Building | Unknown | Unknown | No |  |  | Unknown |  | 32.6979856 | -103.131039
7041 | 4713 N HOMESTRETCH RD, HOBBS NM |  | No | No | Non-Lead - Plastic | No | 2019 | 1 | Installation date after lead ban | Yes | Visual inspection at the meter pit | 09/30/2024 00:00:00 |  | Non-Lead - Plastic | 2019 | 1 | Installation date after lead ban | Yes | Visual inspection at the meter pit | 09/30/2024 00:00:00 |  | Non-Lead | No | No |  | Single Family Residence | Unknown | No | No |  |  | Non-Lead |  | 32.753038 | -103.204352
5869 | 817 E GYPSY ST, HOBBS NM |  | No | No | Unknown - Unlikely Lead | Don't Know |  |  |  | No | Other |  | Will Inspect meter box at a later date | Unknown - Unlikely Lead |  |  |  | No | Other |  | Will Inspect meter box at a later date | Unknown | Don't Know | Don't Know |  | Building | Unknown | Unknown | No |  |  | Unknown
5407 | 3101 GANTT AVE, HOBBS NM |  | No | No | Unknown - Unlikely Lead | Don't Know |  |  |  | No | Other |  | Will Inspect meter box at a later date | Unknown - Unlikely Lead |  |  |  | No | Other |  | Will Inspect meter box at a later date | Unknown | Don't Know | Don't Know |  | Building | Unknown | Unknown | No |  |  | Unknown
7113 | 3509 INDUSTRIAL DR, HOBBS NM |  | No | No | Unknown - Unlikely Lead | Don't Know |  |  |  | No | Other |  | Will Inspect meter box at a later date | Unknown - Unlikely Lead |  |  |  | No | Other |  | Will Inspect meter box at a later date | Unknown | Don't Know | Don't Know |  | Building | Unknown | Unknown | No |  |  | Unknown |  | 32.7384323 | -103.1607301
4983 | 1506 EL CENTRO, HOBBS NM |  | No | No | Non-Lead - Plastic | No | 2015 | 1 | Field inspection only with no records | Yes | Visual inspection at the meter pit | 06/03/2024 00:00:00 |  | Non-Lead - Plastic | 2015 | 1 | Field inspection only with no records | Yes | Visual inspection at the meter pit | 06/03/2024 00:00:00 |  | Non-Lead | No | No |  | Single Family Residence |  | No | No |  |  | Non-Lead
7879 | 915 E LLANO DR, HOBBS NM |  | No | No | Unknown - Unlikely Lead | Don't Know |  |  |  | No | Other |  | Will Inspect meter box at a later date | Unknown - Unlikely Lead |  |  |  | No | Other |  | Will Inspect meter box at a later date | Unknown | Don't Know | Don't Know |  | Building | Unknown | Unknown | No |  |  | Unknown |  | 32.7141289 | -103.1252097
8487 | 2625-B W MARLAND, HOBBS NM |  | No | No | Unknown - Unlikely Lead | Don't Know |  |  |  | No | Other |  | Will Inspect meter box at a later date | Unknown - Unlikely Lead |  |  |  | No | Other |  | Will Inspect meter box at a later date | Unknown | Don't Know | Don't Know |  | Building | Unknown | Unknown | No |  |  | Unknown
9406 | 312 W MESA DR, HOBBS NM |  | No | No | Unknown - Unlikely Lead | Don't Know |  |  |  | No | Other |  | Will Inspect meter box at a later date | Unknown - Unlikely Lead |  |  |  | No | Other |  | Will Inspect meter box at a later date | Unknown | Don't Know | Don't Know |  | Building | Unknown | Unknown | No |  |  | Unknown |  | 32.7168968 | -103.1386487
7995 | 800 E LINCOLN RD, HOBBS NM |  | No | No | Unknown - Unlikely Lead | Don't Know |  |  |  | No | Other |  | Will Inspect meter box at a later date | Unknown - Unlikely Lead |  |  |  | No | Other |  | Will Inspect meter box at a later date | Unknown | Don't Know | Don't Know |  | Building | Unknown | Unknown | No |  |  | Unknown |  | 32.7200005 | -103.1272186
7593 | 503-B W KIOWA AVE, HOBBS NM |  | No | No | Unknown - Unlikely Lead | Don't Know |  |  |  | No | Other |  | Will Inspect meter box at a later date | Unknown - Unlikely Lead |  |  |  | No | Other |  | Will Inspect meter box at a later date | Unknown | Don't Know | Don't Know |  | Building | Unknown | Unknown | No |  |  | Unknown
9024 | 1202 S MCKINLEY ST, HOBBS NM |  | No | No | Unknown - Unlikely Lead | Don't Know |  |  |  | No | Other |  | Will Inspect meter box at a later date | Unknown - Unlikely Lead |  |  |  | No | Other |  | Will Inspect meter box at a later date | Unknown | Don't Know | Don't Know |  | Building | Unknown | Unknown | No |  |  | Unknown |  | 32.6889879 | -103.1328883
6795 | 1415 E HUMBLE ST, HOBBS NM |  | No | No | Unknown - Unlikely Lead | Don't Know |  |  |  | No | Other |  | Will Inspect meter box at a later date | Unknown - Unlikely Lead |  |  |  | No | Other |  | Will Inspect meter box at a later date | Unknown | Don't Know | Don't Know |  | Building | Unknown | Unknown | No |  |  | Unknown |  | 32.6931232 | -103.119065
7033 | 1624 HARVARD CT, HOBBS NM |  | No | No | Unknown - Unlikely Lead | Don't Know |  |  |  | No | Other |  | Will Inspect meter box at a later date | Unknown - Unlikely Lead |  |  |  | No | Other |  | Will Inspect meter box at a later date | Unknown | Don't Know | Don't Know |  | Building | Unknown | Unknown | No |  |  | Unknown |  | 32.7180058 | -103.1240076
5174 | 717 N FOWLER ST # 4, HOBBS NM |  | No | No | Unknown - Unlikely Lead | Don't Know |  |  |  | No | Other |  | Will Inspect meter box at a later date | Unknown - Unlikely Lead |  |  |  | No | Other |  | Will Inspect meter box at a later date | Unknown | Don't Know | Don't Know |  | Building | Unknown | Unknown | No |  |  | Unknown
8467 | 817 1/2 W MARLAND #2, HOBBS NM |  | No | No | Unknown - Unlikely Lead | Don't Know |  |  |  | No | Other |  | Will Inspect meter box at a later date | Unknown - Unlikely Lead |  |  |  | No | Other |  | Will Inspect meter box at a later date | Unknown | Don't Know | Don't Know |  | Building | Unknown | Unknown | No |  |  | Unknown
7133 | 1815 W JOE HARVEY BLVD, HOBBS NM |  | No | No | Unknown - Unlikely Lead | Don't Know |  |  |  | No | Other |  | Will Inspect meter box at a later date | Unknown - Unlikely Lead |  |  |  | No | Other |  | Will Inspect meter box at a later date | Unknown | Don't Know | Don't Know |  | Building | Unknown | Unknown | No |  |  | Unknown |  | 32.7413967 | -103.1586924
9368 | 509 E MESA DR, HOBBS NM |  | No | No | Unknown - Unlikely Lead | Don't Know |  |  |  | No | Other |  | Will Inspect meter box at a later date | Unknown - Unlikely Lead |  |  |  | No | Other |  | Will Inspect meter box at a later date | Unknown | Don't Know | Don't Know |  | Building | Unknown | Unknown | No |  |  | Unknown |  | 32.7177429 | -103.1306551
6856 | 404 W HUMBLE ST, HOBBS NM |  | No | No | Unknown - Unlikely Lead | Don't Know |  |  |  | No | Other |  | Will Inspect meter box at a later date | Unknown - Unlikely Lead |  |  |  | No | Other |  | Will Inspect meter box at a later date | Unknown | Don't Know | Don't Know |  | Building | Unknown | Unknown | No |  |  | Unknown |  | 32.6937089 | -103.1404313
5949 | 1317 N GULF ST, HOBBS NM |  | No | No | Unknown - Unlikely Lead | Don't Know |  |  |  | No | Other |  | Will Inspect meter box at a later date | Unknown - Unlikely Lead |  |  |  | No | Other |  | Will Inspect meter box at a later date | Unknown | Don't Know | Don't Know |  | Building | Unknown | Unknown | No |  |  | Unknown
4863 | 2307 N DESERT WILLOW LN, HOBBS NM |  | No | No | Non-Lead - Plastic | No | 2007 | 1 | Field inspection only with no records | Yes | Visual inspection at the meter pit | 06/03/2024 00:00:00 |  | Non-Lead - Plastic | 2007 | 1 | Field inspection only with no records | Yes | Visual inspection at the meter pit | 06/03/2024 00:00:00 |  | Non-Lead | No | No |  | Single Family Residence |  | No | No |  |  | Non-Lead
5113 | 2901 N EPOCA CIRCLE, HOBBS NM |  | No | No | Non-Lead - Plastic | No | 2021 | 1 | Field inspection only with no records | Yes | Visual inspection at the meter pit | 05/26/2024 00:00:00 |  | Non-Lead - Plastic | 2021 | 1 | Installation date after lead ban | Yes | Visual inspection at the meter pit | 05/26/2024 00:00:00 |  | Non-Lead | No | No |  | Single Family Residence |  | No | No |  |  | Non-Lead
9875 | 2809 N NORTHWEST DR, HOBBS NM |  | No | No | Unknown - Unlikely Lead | Don't Know |  |  |  | No | Other |  | Will Inspect meter box at a later date | Unknown - Unlikely Lead |  |  |  | No | Other |  | Will Inspect meter box at a later date | Unknown | Don't Know | Don't Know |  | Building | Unknown | Unknown | No |  |  | Unknown |  | 32.7306368 | -103.1494579
5731 | 1101 N GILA DR, HOBBS NM |  | No | No | Unknown - Unlikely Lead | Don't Know |  |  |  | No | Other |  | Will Inspect meter box at a later date | Unknown - Unlikely Lead |  |  |  | No | Other |  | Will Inspect meter box at a later date | Unknown | Don't Know | Don't Know |  | Building | Unknown | Unknown | No |  |  | Unknown
7543 | 920 W KIOWA AVE, HOBBS NM |  | No | No | Unknown - Unlikely Lead | Don't Know |  |  |  | No | Other |  | Will Inspect meter box at a later date | Unknown - Unlikely Lead |  |  |  | No | Other |  | Will Inspect meter box at a later date | Unknown | Don't Know | Don't Know |  | Building | Unknown | Unknown | No |  |  | Unknown |  | 32.7362065 | -103.1471478
8441 | 409 W MESQUITE DR, HOBBS NM |  | No | No | Unknown - Unlikely Lead | Don't Know |  |  |  | No | Other |  | Will Inspect meter box at a later date | Unknown - Unlikely Lead |  |  |  | No | Other |  | Will Inspect meter box at a later date | Unknown | Don't Know | Don't Know |  | Building | Unknown | Unknown | No |  |  | Unknown |  | 32.6889982 | -103.1409396
5806 | 1607 N GILA DR, HOBBS NM |  | No | No | Non-Lead - Plastic | Don't Know |  | 1 | Field inspection only with no records | Yes | Visual inspection at the meter pit | 08/13/2024 00:00:00 |  | Non-Lead - Plastic |  | 1 | Field inspection only with no records | Yes | Visual inspection at the meter pit | 08/13/2024 00:00:00 |  | Non-Lead | No | Don't Know |  | Single Family Residence |  | No | No |  |  | Non-Lead
8646 | 304 E MARLAND ST, HOBBS NM |  | No | No | Unknown - Unlikely Lead | Don't Know |  |  |  | No | Other |  | Will Inspect meter box at a later date | Unknown - Unlikely Lead |  |  |  | No | Other |  | Will Inspect meter box at a later date | Unknown | Don't Know | Don't Know |  | Building | Unknown | Unknown | No |  |  | Unknown |  | 32.6966471 | -103.1332948
671 | 626 E ASPEN ST, HOBBS NM |  | No | No | Unknown - Unlikely Lead | Don't Know |  |  |  | No | Other |  | Will Inspect meter box at a later date | Unknown - Unlikely Lead |  |  |  | No | Other |  | Will Inspect meter box at a later date | Unknown | Don't Know | Don't Know |  | Building | Unknown | Unknown | No |  |  | Unknown |  | 32.7356597 | -103.1303233
8136 | 1214 S LEECH ST, HOBBS NM |  | No | No | Unknown - Unlikely Lead | Don't Know |  |  |  | No | Other |  | Will Inspect meter box at a later date | Unknown - Unlikely Lead |  |  |  | No | Other |  | Will Inspect meter box at a later date | Unknown | Don't Know | Don't Know |  | Building | Unknown | Unknown | No |  |  | Unknown |  | 32.6883173 | -103.1425804
8377 | 2620 N LOVINGTON HWY, HOBBS NM |  | No | No | Unknown - Unlikely Lead | Don't Know |  |  |  | No | Other |  | Will Inspect meter box at a later date | Unknown - Unlikely Lead |  |  |  | No | Other |  | Will Inspect meter box at a later date | Unknown | Don't Know | Don't Know |  | Building | Unknown | Unknown | No |  |  | Unknown |  | 32.7295836 | -103.1497329
5415 | 1921 N GRAYSON ST, HOBBS NM |  | No | No | Unknown - Unlikely Lead | Don't Know |  |  |  | No | Other |  | Will Inspect meter box at a later date | Unknown - Unlikely Lead |  |  |  | No | Other |  | Will Inspect meter box at a later date | Unknown | Don't Know | Don't Know |  | Building | Unknown | Unknown | No |  |  | Unknown
5649 | 208 W GOLD AVE, HOBBS NM |  | No | No | Unknown - Unlikely Lead | Don't Know |  |  |  | No | Other |  | Will Inspect meter box at a later date | Unknown - Unlikely Lead |  |  |  | No | Other |  | Will Inspect meter box at a later date | Unknown | Don't Know | Don't Know |  | Building | Unknown | Unknown | No |  |  | Unknown
6095 | 2513 N GREEN VALLEY TRAIL, HOBBS NM |  | No | No | Non-Lead - Copper | No | 2007 | 3/4 | Field inspection only with no records | Yes | Visual inspection at the meter pit | 05/26/2024 00:00:00 |  | Non-Lead - Copper | 2007 | 3/4 | Installation date after lead ban | Yes | Visual inspection at the meter pit | 05/26/2024 00:00:00 |  | Non-Lead | No | No |  | Single Family Residence |  | No | No |  |  | Non-Lead |  | 32.7282396 | -103.1134651
6777 | 617 E HUMBLE ST, HOBBS NM |  | No | No | Unknown - Unlikely Lead | Don't Know |  |  |  | No | Other |  | Will Inspect meter box at a later date | Unknown - Unlikely Lead |  |  |  | No | Other |  | Will Inspect meter box at a later date | Unknown | Don't Know | Don't Know |  | Building | Unknown | Unknown | No |  |  | Unknown |  | 32.6932266 | -103.1291943
5302 | 4128 FIESTA DR, HOBBS NM |  | No | No | Unknown - Unlikely Lead | Don't Know |  |  |  | No | Other |  | Will Inspect meter box at a later date | Unknown - Unlikely Lead |  |  |  | No | Other |  | Will Inspect meter box at a later date | Unknown | Don't Know | Don't Know |  | Building | Unknown | Unknown | No |  |  | Unknown
5327 | 3 FAIRMONT CT, HOBBS NM |  | No | No | Unknown - Unlikely Lead | Don't Know |  |  |  | No | Other |  | Will Inspect meter box at a later date | Unknown - Unlikely Lead |  |  |  | No | Other |  | Will Inspect meter box at a later date | Unknown | Don't Know | Don't Know |  | Building | Unknown | Unknown | No |  |  | Unknown
8229 | 1107 E LA BREA AVE, HOBBS NM |  | No | No | Non-Lead - Plastic | No | 2021 | 1 | Field inspection only with no records | Yes | Visual inspection at the meter pit | 05/26/2024 00:00:00 |  | Non-Lead - Plastic | 2021 | 1 | Installation date after lead ban | Yes | Visual inspection at the meter pit | 05/26/2024 00:00:00 |  | Non-Lead | No | No |  | Single Family Residence |  | No | No |  |  | Non-Lead |  | 32.731754 | -103.122835
5566 | 720 E GREEN ACRES DR, HOBBS NM |  | No | No | Unknown - Unlikely Lead | Don't Know |  |  |  | No | Other |  | Will Inspect meter box at a later date | Unknown - Unlikely Lead |  |  |  | No | Other |  | Will Inspect meter box at a later date | Unknown | Don't Know | Don't Know |  | Building | Unknown | Unknown | No |  |  | Unknown
7516 | 914 W KIOWA AVE, HOBBS NM |  | No | No | Unknown - Unlikely Lead | Don't Know |  |  |  | No | Other |  | Will Inspect meter box at a later date | Unknown - Unlikely Lead |  |  |  | No | Other |  | Will Inspect meter box at a later date | Unknown | Don't Know | Don't Know |  | Building | Unknown | Unknown | No |  |  | Unknown |  | 32.736198 | -103.1469425
8428 | 400 W MESQUITE DR, HOBBS NM |  | No | No | Unknown - Unlikely Lead | Don't Know |  |  |  | No | Other |  | Will Inspect meter box at a later date | Unknown - Unlikely Lead |  |  |  | No | Other |  | Will Inspect meter box at a later date | Unknown | Don't Know | Don't Know |  | Building | Unknown | Unknown | No |  |  | Unknown |  | 32.6885934 | -103.1401395
9268 | 307 W MAIN ST, HOBBS NM |  | No | No | Unknown - Unlikely Lead | Don't Know |  |  |  | No | Other |  | Will Inspect meter box at a later date | Unknown - Unlikely Lead |  |  |  | No | Other |  | Will Inspect meter box at a later date | Unknown | Don't Know | Don't Know |  | Building | Unknown | Unknown | No |  |  | Unknown |  | 32.692156 | -103.139177
7022 | 1016 W HOLLIS DR, HOBBS NM |  | No | No | Unknown - Unlikely Lead | Don't Know |  |  |  | No | Other |  | Will Inspect meter box at a later date | Unknown - Unlikely Lead |  |  |  | No | Other |  | Will Inspect meter box at a later date | Unknown | Don't Know | Don't Know |  | Building | Unknown | Unknown | No |  |  | Unknown |  | 32.7150732 | -103.1484915
859 | 1001 W BERRY DR, HOBBS NM |  | No | No | Unknown - Unlikely Lead | Don't Know |  |  |  | No | Other |  | Will Inspect meter box at a later date | Unknown - Unlikely Lead |  |  |  | No | Other |  | Will Inspect meter box at a later date | Unknown | Don't Know | Don't Know |  | Building | Unknown | Unknown | No |  |  | Unknown |  | 32.7139394 | -103.1476985
920 | 115 S AVENUE B, HOBBS NM |  | No | No | Unknown - Unlikely Lead | Don't Know |  |  |  | No | Other |  | Will Inspect meter box at a later date | Unknown - Unlikely Lead |  |  |  | No | Other |  | Will Inspect meter box at a later date | Unknown | Don't Know | Don't Know |  | Building | Unknown | Unknown | No |  |  | Unknown |  | 32.700212 | -103.1260212
5690 | 1010 E GOLD AVE, HOBBS NM |  | No | No | Unknown - Unlikely Lead | Don't Know |  |  |  | No | Other |  | Will Inspect meter box at a later date | Unknown - Unlikely Lead |  |  |  | No | Other |  | Will Inspect meter box at a later date | Unknown | Don't Know | Don't Know |  | Building | Unknown | Unknown | No |  |  | Unknown
5266 | 2804 N FLAMINGO DR, HOBBS NM |  | No | No | Unknown - Unlikely Lead | Don't Know |  |  |  | No | Other |  | Will Inspect meter box at a later date | Unknown - Unlikely Lead |  |  |  | No | Other |  | Will Inspect meter box at a later date | Unknown | Don't Know | Don't Know |  | Building | Unknown | Unknown | No |  |  | Unknown
883 | 1008 W BERRY DR, HOBBS NM |  | No | No | Unknown - Unlikely Lead | Don't Know |  |  |  | No | Other |  | Will Inspect meter box at a later date | Unknown - Unlikely Lead |  |  |  | No | Other |  | Will Inspect meter box at a later date | Unknown | Don't Know | Don't Know |  | Building | Unknown | Unknown | No |  |  | Unknown |  | 32.7143368 | -103.1480882
9283 | 415 W MAIN ST, HOBBS NM |  | No | No | Unknown - Unlikely Lead | Don't Know |  |  |  | No | Other |  | Will Inspect meter box at a later date | Unknown - Unlikely Lead |  |  |  | No | Other |  | Will Inspect meter box at a later date | Unknown | Don't Know | Don't Know |  | Building | Unknown | Unknown | No |  |  | Unknown |  | 32.6920789 | -103.1406541
8350 | 5412 N LOVINGTON HWY, HOBBS NM |  | No | No | Unknown - Unlikely Lead | Don't Know |  |  |  | No | Other |  | Will Inspect meter box at a later date | Unknown - Unlikely Lead |  |  |  | No | Other |  | Will Inspect meter box at a later date | Unknown | Don't Know | Don't Know |  | Building | Unknown | Unknown | No |  |  | Unknown |  | 32.7612499 | -103.1804757
7848 | 1421 E LLANO DR, HOBBS NM |  | No | No | Unknown - Unlikely Lead | Don't Know |  |  |  | No | Other |  | Will Inspect meter box at a later date | Unknown - Unlikely Lead |  |  |  | No | Other |  | Will Inspect meter box at a later date | Unknown | Don't Know | Don't Know |  | Building | Unknown | Unknown | No |  |  | Unknown |  | 32.7140726 | -103.118774
8798 | 1213 S MORRIS ST, HOBBS NM |  | No | No | Unknown - Unlikely Lead | Don't Know |  |  |  | No | Other |  | Will Inspect meter box at a later date | Unknown - Unlikely Lead |  |  |  | No | Other |  | Will Inspect meter box at a later date | Unknown | Don't Know | Don't Know |  | Building | Unknown | Unknown | No |  |  | Unknown |  | 32.6873261 | -103.1294249
4845 | 1025 DESERT SAGE, HOBBS NM |  | No | No | Non-Lead - Plastic | No | 2005 | 3/4 | Field inspection only with no records | Yes | Visual inspection at the meter pit | 04/17/2024 00:00:00 |  | Non-Lead - Copper | 2005 | 3/4 | Field inspection only with no records | Yes | Visual inspection at the meter pit | 04/17/2024 00:00:00 |  | Non-Lead | No | No | Not Applicable | Single Family Residence | Unknown | No | No |  |  | Non-Lead
5267 | 2808 N FLAMINGO DR, HOBBS NM |  | No | No | Unknown - Unlikely Lead | Don't Know |  |  |  | No | Other |  | Will Inspect meter box at a later date | Unknown - Unlikely Lead |  |  |  | No | Other |  | Will Inspect meter box at a later date | Unknown | Don't Know | Don't Know |  | Building | Unknown | Unknown | No |  |  | Unknown
800 | 211 W BERRY DR, HOBBS NM |  | No | No | Unknown - Unlikely Lead | Don't Know |  |  |  | No | Other |  | Will Inspect meter box at a later date | Unknown - Unlikely Lead |  |  |  | No | Other |  | Will Inspect meter box at a later date | Unknown | Don't Know | Don't Know |  | Building | Unknown | Unknown | No |  |  | Unknown |  | 32.7152583 | -103.1365401
623 | 822 S ASHER RD, HOBBS NM |  | No | No | Unknown - Unlikely Lead | Don't Know |  |  |  | No | Other |  | Will Inspect meter box at a later date | Unknown - Unlikely Lead |  |  |  | No | Other |  | Will Inspect meter box at a later date | Unknown | Don't Know | Don't Know |  | Building | Unknown | Unknown | No |  |  | Unknown |  | 32.6927184 | -103.1725091
9182 | 2000 E MAIN ST, HOBBS NM |  | No | No | Unknown - Unlikely Lead | Don't Know |  |  |  | No | Other |  | Will Inspect meter box at a later date | Unknown - Unlikely Lead |  |  |  | No | Other |  | Will Inspect meter box at a later date | Unknown | Don't Know | Don't Know |  | Building | Unknown | Unknown | No |  |  | Unknown |  | 32.6925399 | -103.1112825
5591 | 107 E GREEN ACRES DR, HOBBS NM |  | No | No | Unknown - Unlikely Lead | Don't Know |  |  |  | No | Other |  | Will Inspect meter box at a later date | Unknown - Unlikely Lead |  |  |  | No | Other |  | Will Inspect meter box at a later date | Unknown | Don't Know | Don't Know |  | Building | Unknown | Unknown | No |  |  | Unknown
7428 | 1001 E JACKSON RD, HOBBS NM |  | No | No | Unknown - Unlikely Lead | Don't Know |  |  |  | No | Other |  | Will Inspect meter box at a later date | Unknown - Unlikely Lead |  |  |  | No | Other |  | Will Inspect meter box at a later date | Unknown | Don't Know | Don't Know |  | Building | Unknown | Unknown | No |  |  | Unknown |  | 32.7204413 | -103.1242905
5404 | 3012 GANTT AVE, HOBBS NM |  | No | No | Unknown - Unlikely Lead | Don't Know |  |  |  | No | Other |  | Will Inspect meter box at a later date | Unknown - Unlikely Lead |  |  |  | No | Other |  | Will Inspect meter box at a later date | Unknown | Don't Know | Don't Know |  | Building | Unknown | Unknown | No |  |  | Unknown
9261 | 314 W MAIN ST, HOBBS NM |  | No | No | Unknown - Unlikely Lead | Don't Know |  |  |  | No | Other |  | Will Inspect meter box at a later date | Unknown - Unlikely Lead |  |  |  | No | Other |  | Will Inspect meter box at a later date | Unknown | Don't Know | Don't Know |  | Building | Unknown | Unknown | No |  |  | Unknown |  | 32.6926242 | -103.1395612
5610 | 1128 N GREEN ACRES DR, HOBBS NM |  | No | No | Unknown - Unlikely Lead | Don't Know |  |  |  | No | Other |  | Will Inspect meter box at a later date | Unknown - Unlikely Lead |  |  |  | No | Other |  | Will Inspect meter box at a later date | Unknown | Don't Know | Don't Know |  | Building | Unknown | Unknown | No |  |  | Unknown
501 | 4145 N APODACA ST, HOBBS NM |  | No | No | Unknown - Unlikely Lead | Don't Know |  |  |  | No | Other |  | Will Inspect meter box at a later date | Unknown - Unlikely Lead |  |  |  | No | Other |  | Will Inspect meter box at a later date | Unknown | Don't Know | Don't Know |  | Building | Unknown | Unknown | No |  |  | Unknown
7286 | 1534 N JEFFERSON ST, HOBBS NM |  | No | No | Unknown - Unlikely Lead | Don't Know |  |  |  | No | Other |  | Will Inspect meter box at a later date | Unknown - Unlikely Lead |  |  |  | No | Other |  | Will Inspect meter box at a later date | Unknown | Don't Know | Don't Know |  | Building | Unknown | Unknown | No |  |  | Unknown |  | 32.71661 | -103.1229844
9902 | 205 1/2 E NAVAJO DR, HOBBS NM |  | No | No | Unknown - Unlikely Lead | Don't Know |  |  |  | No | Other |  | Will Inspect meter box at a later date | Unknown - Unlikely Lead |  |  |  | No | Other |  | Will Inspect meter box at a later date | Unknown | Don't Know | Don't Know |  | Building | Unknown | Unknown | No |  |  | Unknown
8822 | 1204 S MORRIS ST, HOBBS NM |  | No | No | Unknown - Unlikely Lead | Don't Know |  |  |  | No | Other |  | Will Inspect meter box at a later date | Unknown - Unlikely Lead |  |  |  | No | Other |  | Will Inspect meter box at a later date | Unknown | Don't Know | Don't Know |  | Building | Unknown | Unknown | No |  |  | Unknown |  | 32.6880709 | -103.1290016
5809 | 1922 N GILA DR, HOBBS NM |  | No | No | Unknown - Unlikely Lead | Don't Know |  |  |  | No | Other |  | Will Inspect meter box at a later date | Unknown - Unlikely Lead |  |  |  | No | Other |  | Will Inspect meter box at a later date | Unknown | Don't Know | Don't Know |  | Building | Unknown | Unknown | No |  |  | Unknown
8039 | 423 N LINAM ST, HOBBS NM |  | No | No | Unknown - Unlikely Lead | Don't Know |  |  |  | No | Other |  | Will Inspect meter box at a later date | Unknown - Unlikely Lead |  |  |  | No | Other |  | Will Inspect meter box at a later date | Unknown | Don't Know | Don't Know |  | Building | Unknown | Unknown | No |  |  | Unknown |  | 32.704208 | -103.1387412
9117 | 1918 N MCKINLEY ST, HOBBS NM |  | No | No | Unknown - Unlikely Lead | Don't Know |  |  |  | No | Other |  | Will Inspect meter box at a later date | Unknown - Unlikely Lead |  |  |  | No | Other |  | Will Inspect meter box at a later date | Unknown | Don't Know | Don't Know |  | Building | Unknown | Unknown | No |  |  | Unknown |  | 32.7213224 | -103.134762
8369 | 5715 N LOVINGTON HWY, HOBBS NM |  | No | No | Unknown - Unlikely Lead | Don't Know |  |  |  | No | Other |  | Will Inspect meter box at a later date | Unknown - Unlikely Lead |  |  |  | No | Other |  | Will Inspect meter box at a later date | Unknown | Don't Know | Don't Know |  | Building | Unknown | Unknown | No |  |  | Unknown |  | 32.7631888 | -103.1877747
6296 | 4301 N GRIMES ST SUITE 400, HOBBS NM |  | No | No | Non-Lead - Plastic | Don't Know |  | 1 | Field inspection only with no records | Yes | Visual inspection at the meter pit | 08/13/2024 00:00:00 |  | Non-Lead - Plastic | 2022 | 1 | Field inspection only with no records | Yes | Visual inspection at the meter pit | 08/13/2024 00:00:00 |  | Non-Lead | No | Don't Know |  | Building |  | No | No |  |  | Non-Lead |  | 32.7475429 | -103.1449547
7738 | 214 W LEA ST, HOBBS NM |  | No | No | Unknown - Unlikely Lead | Don't Know |  |  |  | No | Other |  | Will Inspect meter box at a later date | Unknown - Unlikely Lead |  |  |  | No | Other |  | Will Inspect meter box at a later date | Unknown | Don't Know | Don't Know |  | Building | Unknown | Unknown | No |  |  | Unknown |  | 32.7092293 | -103.1376479
9001 | 617 S MCKINLEY ST, HOBBS NM |  | No | No | Unknown - Unlikely Lead | Don't Know |  |  |  | No | Other |  | Will Inspect meter box at a later date | Unknown - Unlikely Lead |  |  |  | No | Other |  | Will Inspect meter box at a later date | Unknown | Don't Know | Don't Know |  | Building | Unknown | Unknown | No |  |  | Unknown |  | 32.6947047 | -103.1328292
6600 | 1237 S HOUSTON ST, HOBBS NM |  | No | No | Unknown - Unlikely Lead | Don't Know |  |  |  | No | Other |  | Will Inspect meter box at a later date | Unknown - Unlikely Lead |  |  |  | No | Other |  | Will Inspect meter box at a later date | Unknown | Don't Know | Don't Know |  | Building | Unknown | Unknown | No |  |  | Unknown |  | 32.6861948 | -103.1315133
6674 | 4719 W HARDTACK RD, HOBBS NM |  | No | No | Non-Lead - Plastic | No | 2015 | 3/4 | Field inspection only with no records | Yes | Visual inspection at the meter pit | 05/26/2024 00:00:00 |  | Non-Lead - Plastic | 2015 | 3/4 | Installation date after lead ban | Yes | Visual inspection at the meter pit | 05/26/2024 00:00:00 |  | Non-Lead | No | No |  | Single Family Residence |  | No | No |  |  | Non-Lead |  | 32.7518602 | -103.1971522
9282 | 221 W MAIN ST, HOBBS NM |  | No | No | Unknown - Unlikely Lead | Don't Know |  |  |  | No | Other |  | Will Inspect meter box at a later date | Unknown - Unlikely Lead |  |  |  | No | Other |  | Will Inspect meter box at a later date | Unknown | Don't Know | Don't Know |  | Building | Unknown | Unknown | No |  |  | Unknown |  | 32.6920043 | -103.1384712
5984 | 1530-B N GULF ST, HOBBS NM |  | No | No | Unknown - Unlikely Lead | Don't Know |  |  |  | No | Other |  | Will Inspect meter box at a later date | Unknown - Unlikely Lead |  |  |  | No | Other |  | Will Inspect meter box at a later date | Unknown | Don't Know | Don't Know |  | Building | Unknown | Unknown | No |  |  | Unknown
8578 | 410 W MARLAND ST, HOBBS NM |  | No | No | Unknown - Unlikely Lead | Don't Know |  |  |  | No | Other |  | Will Inspect meter box at a later date | Unknown - Unlikely Lead |  |  |  | No | Other |  | Will Inspect meter box at a later date | Unknown | Don't Know | Don't Know |  | Building | Unknown | Unknown | No |  |  | Unknown |  | 32.697306 | -103.132275
7167 | 1824 W JOE HARVEY BLVD, HOBBS NM |  | No | No | Unknown - Unlikely Lead | Don't Know |  |  |  | No | Other |  | Will Inspect meter box at a later date | Unknown - Unlikely Lead |  |  |  | No | Other |  | Will Inspect meter box at a later date | Unknown | Don't Know | Don't Know |  | Building | Unknown | Unknown | No |  |  | Unknown |  | 32.7422221 | -103.159305
7344 | 114 JEFFERSON PL, HOBBS NM |  | No | No | Unknown - Unlikely Lead | Don't Know |  |  |  | No | Other |  | Will Inspect meter box at a later date | Unknown - Unlikely Lead |  |  |  | No | Other |  | Will Inspect meter box at a later date | Unknown | Don't Know | Don't Know |  | Building | Unknown | Unknown | No |  |  | Unknown |  | 32.7154984 | -103.1247115
9750 | 2314 MATTHEWS CT, HOBBS NM |  | No | No | Unknown - Unlikely Lead | Don't Know |  |  |  | No | Other |  | Will Inspect meter box at a later date | Unknown - Unlikely Lead |  |  |  | No | Other |  | Will Inspect meter box at a later date | Unknown | Don't Know | Don't Know |  | Building | Unknown | Unknown | No |  |  | Unknown |  | 32.7263384 | -103.1200667
9010 | 1212 S MCKINLEY ST, HOBBS NM |  | No | No | Unknown - Unlikely Lead | Don't Know |  |  |  | No | Other |  | Will Inspect meter box at a later date | Unknown - Unlikely Lead |  |  |  | No | Other |  | Will Inspect meter box at a later date | Unknown | Don't Know | Don't Know |  | Building | Unknown | Unknown | No |  |  | Unknown |  | 32.6880726 | -103.1328695
6554 | 2422 N HOUSTON ST, HOBBS NM |  | No | No | Unknown - Unlikely Lead | Don't Know |  |  |  | No | Other |  | Will Inspect meter box at a later date | Unknown - Unlikely Lead |  |  |  | No | Other |  | Will Inspect meter box at a later date | Unknown | Don't Know | Don't Know |  | Building | Unknown | Unknown | No |  |  | Unknown |  | 32.728039 | -103.1325144
4802 | 1622 N DENSON DR, HOBBS NM |  | No | No | Unknown - Unlikely Lead | Don't Know |  |  |  | No | Other |  | Will Inspect meter box at a later date | Unknown - Unlikely Lead |  |  |  | No | Other |  | Will Inspect meter box at a later date | Unknown | Don't Know | Don't Know |  | Building | Unknown | Unknown | No |  |  | Unknown
9192 | 1322 E MAIN ST, HOBBS NM |  | No | No | Unknown - Unlikely Lead | Don't Know |  |  |  | No | Other |  | Will Inspect meter box at a later date | Unknown - Unlikely Lead |  |  |  | No | Other |  | Will Inspect meter box at a later date | Unknown | Don't Know | Don't Know |  | Building | Unknown | Unknown | No |  |  | Unknown |  | 32.6925643 | -103.120272
8837 | 1203 S MORRIS ST, HOBBS NM |  | No | No | Unknown - Unlikely Lead | Don't Know |  |  |  | No | Other |  | Will Inspect meter box at a later date | Unknown - Unlikely Lead |  |  |  | No | Other |  | Will Inspect meter box at a later date | Unknown | Don't Know | Don't Know |  | Building | Unknown | Unknown | No |  |  | Unknown |  | 32.6881355 | -103.1294659
9070 | 2009 N MCKINLEY ST, HOBBS NM |  | No | No | Unknown - Unlikely Lead | Don't Know |  |  |  | No | Other |  | Will Inspect meter box at a later date | Unknown - Unlikely Lead |  |  |  | No | Other |  | Will Inspect meter box at a later date | Unknown | Don't Know | Don't Know |  | Building | Unknown | Unknown | No |  |  | Unknown |  | 32.7225485 | -103.1355915
6234 | 1504 N GRIMES ST, HOBBS NM |  | No | No | Unknown - Unlikely Lead | Don't Know |  |  |  | No | Other |  | Will Inspect meter box at a later date | Unknown - Unlikely Lead |  |  |  | No | Other |  | Will Inspect meter box at a later date | Unknown | Don't Know | Don't Know |  | Building | Unknown | Unknown | No |  |  | Unknown |  | 32.716037 | -103.144396
8024 | 616 N LINAM ST, HOBBS NM |  | No | No | Unknown - Unlikely Lead | Don't Know |  |  |  | No | Other |  | Will Inspect meter box at a later date | Unknown - Unlikely Lead |  |  |  | No | Other |  | Will Inspect meter box at a later date | Unknown | Don't Know | Don't Know |  | Building | Unknown | Unknown | No |  |  | Unknown |  | 32.7068618 | -103.1384369
8768 | 613 N MORRIS ST, HOBBS NM |  | No | No | Unknown - Unlikely Lead | Don't Know |  |  |  | No | Other |  | Will Inspect meter box at a later date | Unknown - Unlikely Lead |  |  |  | No | Other |  | Will Inspect meter box at a later date | Unknown | Don't Know | Don't Know |  | Building | Unknown | Unknown | No |  |  | Unknown |  | 32.706267 | -103.1288451
5025 | 107 N ELM ST, HOBBS NM |  | No | No | Unknown - Unlikely Lead | Don't Know |  |  |  | No | Other |  | Will Inspect meter box at a later date | Unknown - Unlikely Lead |  |  |  | No | Other |  | Will Inspect meter box at a later date | Unknown | Don't Know | Don't Know |  | Building | Unknown | Unknown | No |  |  | Unknown
5459 | 1645 N GRAYSON ST, HOBBS NM |  | No | No | Unknown - Unlikely Lead | Don't Know |  |  |  | No | Other |  | Will Inspect meter box at a later date | Unknown - Unlikely Lead |  |  |  | No | Other |  | Will Inspect meter box at a later date | Unknown | Don't Know | Don't Know |  | Building | Unknown | Unknown | No |  |  | Unknown
6781 | 104 E HUMBLE ST, HOBBS NM |  | No | No | Unknown - Unlikely Lead | Don't Know |  |  |  | No | Other |  | Will Inspect meter box at a later date | Unknown - Unlikely Lead |  |  |  | No | Other |  | Will Inspect meter box at a later date | Unknown | Don't Know | Don't Know |  | Building | Unknown | Unknown | No |  |  | Unknown |  | 32.6937038 | -103.135539
8112 | 420 N LEECH ST, HOBBS NM |  | No | No | Galvanized | Don't Know |  | 3/4 | Field inspection only with no records | Yes | Visual inspection at the meter pit | 08/13/2024 00:00:00 |  | Galvanized |  | 3/4 | Field inspection only with no records | Yes | Visual inspection at the meter pit | 08/13/2024 00:00:00 |  | Non-Lead | No | Don't Know |  | Single Family Residence |  | No | No |  |  | Non-Lead |  | 32.7045551 | -103.1420189
6143 | 2901 N GRIMES ST, HOBBS NM |  | No | No | Unknown - Unlikely Lead | Don't Know |  |  |  | No | Other |  | Will Inspect meter box at a later date | Unknown - Unlikely Lead |  |  |  | No | Other |  | Will Inspect meter box at a later date | Unknown | Don't Know | Don't Know |  | Building | Unknown | Unknown | No |  |  | Unknown |  | 32.7324855 | -103.1451515
5259 | 818 S FOWLER ST, HOBBS NM |  | No | No | Unknown - Unlikely Lead | Don't Know |  |  |  | No | Other |  | Will Inspect meter box at a later date | Unknown - Unlikely Lead |  |  |  | No | Other |  | Will Inspect meter box at a later date | Unknown | Don't Know | Don't Know |  | Building | Unknown | Unknown | No |  |  | Unknown
808 | 920 W BERRY DR, HOBBS NM |  | No | No | Unknown - Unlikely Lead | Don't Know |  |  |  | No | Other |  | Will Inspect meter box at a later date | Unknown - Unlikely Lead |  |  |  | No | Other |  | Will Inspect meter box at a later date | Unknown | Don't Know | Don't Know |  | Building | Unknown | Unknown | No |  |  | Unknown |  | 32.7143203 | -103.1472328
8664 | 1000 N MARLAND BLVD # 29, HOBBS NM |  | No | No | Non-Lead - Plastic | Don't Know | 2003 | 3/4 | Field inspection only with no records | Yes | Visual inspection at the meter pit | 08/26/2024 00:00:00 |  | Non-Lead - Plastic | 2003 | 3/4 | Field inspection only with no records | Yes | Visual inspection at the meter pit | 08/26/2024 00:00:00 |  | Non-Lead | No | Don't Know |  | Single Family Residence |  | No | No |  |  | Non-Lead
7192 | 506 E JEMEZ RD, HOBBS NM |  | No | No | Unknown - Unlikely Lead | Don't Know |  |  |  | No | Other |  | Will Inspect meter box at a later date | Unknown - Unlikely Lead |  |  |  | No | Other |  | Will Inspect meter box at a later date | Unknown | Don't Know | Don't Know |  | Building | Unknown | Unknown | No |  |  | Unknown |  | 35.867142 | -106.272952
5704 | 900 E GOLD AVE, HOBBS NM |  | No | No | Unknown - Unlikely Lead | Don't Know |  |  |  | No | Other |  | Will Inspect meter box at a later date | Unknown - Unlikely Lead |  |  |  | No | Other |  | Will Inspect meter box at a later date | Unknown | Don't Know | Don't Know |  | Building | Unknown | Unknown | No |  |  | Unknown
8102 | 1013 N LEECH ST, HOBBS NM |  | No | No | Unknown - Unlikely Lead | Don't Know |  |  |  | No | Other |  | Will Inspect meter box at a later date | Unknown - Unlikely Lead |  |  |  | No | Other |  | Will Inspect meter box at a later date | Unknown | Don't Know | Don't Know |  | Building | Unknown | Unknown | No |  |  | Unknown |  | 32.7107786 | -103.14261
8746 | 129 S MARLAND PL, HOBBS NM |  | No | No | Unknown - Unlikely Lead | Don't Know |  |  |  | No | Other |  | Will Inspect meter box at a later date | Unknown - Unlikely Lead |  |  |  | No | Other |  | Will Inspect meter box at a later date | Unknown | Don't Know | Don't Know |  | Building | Unknown | Unknown | No |  |  | Unknown |  | 32.700724 | -103.1207715
9207 | 1210 E MAIN ST, HOBBS NM |  | No | No | Unknown - Unlikely Lead | Don't Know |  |  |  | No | Other |  | Will Inspect meter box at a later date | Unknown - Unlikely Lead |  |  |  | No | Other |  | Will Inspect meter box at a later date | Unknown | Don't Know | Don't Know |  | Building | Unknown | Unknown | No |  |  | Unknown |  | 32.6928097 | -103.1219492
8363 | 2900 N LOVINGTON HWY, HOBBS NM |  | No | No | Unknown - Unlikely Lead | Don't Know |  |  |  | No | Other |  | Will Inspect meter box at a later date | Unknown - Unlikely Lead |  |  |  | No | Other |  | Will Inspect meter box at a later date | Unknown | Don't Know | Don't Know |  | Building | Unknown | Unknown | No |  |  | Unknown |  | 32.7317106 | -103.1518774
6527 | 1701 N HOUSTON ST, HOBBS NM |  | No | No | Unknown - Unlikely Lead | Don't Know |  |  |  | No | Other |  | Will Inspect meter box at a later date | Unknown - Unlikely Lead |  |  |  | No | Other |  | Will Inspect meter box at a later date | Unknown | Don't Know | Don't Know |  | Building | Unknown | Unknown | No |  |  | Unknown |  | 32.7186517 | -103.1306797
5416 | 1836 N GRAYSON ST, HOBBS NM |  | No | No | Unknown - Unlikely Lead | Don't Know |  |  |  | No | Other |  | Will Inspect meter box at a later date | Unknown - Unlikely Lead |  |  |  | No | Other |  | Will Inspect meter box at a later date | Unknown | Don't Know | Don't Know |  | Building | Unknown | Unknown | No |  |  | Unknown
6756 | 2120 N HOMESTEAD DR, HOBBS NM |  | No | No | Non-Lead - Plastic | No | 2019 | 1 | Field inspection only with no records | Yes | Visual inspection at the meter pit | 09/02/2024 00:00:00 |  | Non-Lead - Plastic | 2019 | 1 | Installation date after lead ban | Yes | Visual inspection at the meter pit | 09/02/2024 00:00:00 |  | Non-Lead | No | No |  | Single Family Residence |  | No | No |  |  | Non-Lead |  | 32.7242065 | -103.1111752
9806 | 3200 N NORTHWEST DR, HOBBS NM |  | No | No | Unknown - Unlikely Lead | Don't Know |  |  |  | No | Other |  | Will Inspect meter box at a later date | Unknown - Unlikely Lead |  |  |  | No | Other |  | Will Inspect meter box at a later date | Unknown | Don't Know | Don't Know |  | Building | Unknown | Unknown | No |  |  | Unknown |  | 32.735134 | -103.1533164
7294 | 1626 N JEFFERSON ST, HOBBS NM |  | No | No | Unknown - Unlikely Lead | Don't Know |  |  |  | No | Other |  | Will Inspect meter box at a later date | Unknown - Unlikely Lead |  |  |  | No | Other |  | Will Inspect meter box at a later date | Unknown | Don't Know | Don't Know |  | Building | Unknown | Unknown | No |  |  | Unknown |  | 32.7181692 | -103.1230461
6581 | 1211 S HOUSTON ST, HOBBS NM |  | No | No | Unknown - Unlikely Lead | Don't Know |  |  |  | No | Other |  | Will Inspect meter box at a later date | Unknown - Unlikely Lead |  |  |  | No | Other |  | Will Inspect meter box at a later date | Unknown | Don't Know | Don't Know |  | Building | Unknown | Unknown | No |  |  | Unknown |  | 32.68795 | -103.1314952
9377 | 501 E MESA DR, HOBBS NM |  | No | No | Unknown - Unlikely Lead | Don't Know |  |  |  | No | Other |  | Will Inspect meter box at a later date | Unknown - Unlikely Lead |  |  |  | No | Other |  | Will Inspect meter box at a later date | Unknown | Don't Know | Don't Know |  | Building | Unknown | Unknown | No |  |  | Unknown |  | 32.7176533 | -103.1315635
7060 | 1104 W IRON AVE, HOBBS NM |  | No | No | Unknown - Unlikely Lead | Don't Know |  |  |  | No | Other |  | Will Inspect meter box at a later date | Unknown - Unlikely Lead |  |  |  | No | Other |  | Will Inspect meter box at a later date | Unknown | Don't Know | Don't Know |  | Building | Unknown | Unknown | No |  |  | Unknown |  | 32.7318904 | -103.1484001
9881 | 2626 N NORTHWEST DR, HOBBS NM |  | No | No | Unknown - Unlikely Lead | Don't Know |  |  |  | No | Other |  | Will Inspect meter box at a later date | Unknown - Unlikely Lead |  |  |  | No | Other |  | Will Inspect meter box at a later date | Unknown | Don't Know | Don't Know |  | Building | Unknown | Unknown | No |  |  | Unknown |  | 32.7293086 | -103.1474725
7853 | 336 E LLANO DR, HOBBS NM |  | No | No | Unknown - Unlikely Lead | Don't Know |  |  |  | No | Other |  | Will Inspect meter box at a later date | Unknown - Unlikely Lead |  |  |  | No | Other |  | Will Inspect meter box at a later date | Unknown | Don't Know | Don't Know |  | Building | Unknown | Unknown | No |  |  | Unknown |  | 32.7158744 | -103.1325358
6528 | 3018 N HOUSTON ST, HOBBS NM |  | No | No | Unknown - Unlikely Lead | Don't Know |  |  |  | No | Other |  | Will Inspect meter box at a later date | Unknown - Unlikely Lead |  |  |  | No | Other |  | Will Inspect meter box at a later date | Unknown | Don't Know | Don't Know |  | Building | Unknown | Unknown | No |  |  | Unknown |  | 32.733559 | -103.1317489
9376 | 710 E MESA DR, HOBBS NM |  | No | No | Unknown - Unlikely Lead | Don't Know |  |  |  | No | Other |  | Will Inspect meter box at a later date | Unknown - Unlikely Lead |  |  |  | No | Other |  | Will Inspect meter box at a later date | Unknown | Don't Know | Don't Know |  | Building | Unknown | Unknown | No |  |  | Unknown |  | 32.718234 | -103.1285277
8943 | 305 W MIDWEST ST, HOBBS NM |  | No | No | Unknown - Unlikely Lead | Don't Know |  |  |  | No | Other |  | Will Inspect meter box at a later date | Unknown - Unlikely Lead |  |  |  | No | Other |  | Will Inspect meter box at a later date | Unknown | Don't Know | Don't Know |  | Building | Unknown | Unknown | No |  |  | Unknown |  | 32.6911015 | -103.1392767
7308 | 1415-B N JEFFERSON ST, HOBBS NM |  | No | No | Unknown - Unlikely Lead | Don't Know |  |  |  | No | Other |  | Will Inspect meter box at a later date | Unknown - Unlikely Lead |  |  |  | No | Other |  | Will Inspect meter box at a later date | Unknown | Don't Know | Don't Know |  | Building | Unknown | Unknown | No |  |  | Unknown
5495 | 1703 N GRAYSON ST, HOBBS NM |  | No | No | Unknown - Unlikely Lead | Don't Know |  |  |  | No | Other |  | Will Inspect meter box at a later date | Unknown - Unlikely Lead |  |  |  | No | Other |  | Will Inspect meter box at a later date | Unknown | Don't Know | Don't Know |  | Building | Unknown | Unknown | No |  |  | Unknown
7532 | 1329 W KIOWA AVE, HOBBS NM |  | No | No | Unknown - Unlikely Lead | Don't Know |  |  |  | No | Other |  | Will Inspect meter box at a later date | Unknown - Unlikely Lead |  |  |  | No | Other |  | Will Inspect meter box at a later date | Unknown | Don't Know | Don't Know |  | Building | Unknown | Unknown | No |  |  | Unknown |  | 32.7359372 | -103.1519216
737 | 2101 N ADOBE DR, HOBBS NM |  | No | No | Unknown - Unlikely Lead | Don't Know |  |  |  | No | Other |  | Will Inspect meter box at a later date | Unknown - Unlikely Lead |  |  |  | No | Other |  | Will Inspect meter box at a later date | Unknown | Don't Know | Don't Know |  | Building | Unknown | Unknown | No |  |  | Unknown |  | 32.7233063 | -103.1402556
8461 | 2905 W MARLAND, HOBBS NM |  | No | No | Unknown - Unlikely Lead | Don't Know |  |  |  | No | Other |  | Will Inspect meter box at a later date | Unknown - Unlikely Lead |  |  |  | No | Other |  | Will Inspect meter box at a later date | Unknown | Don't Know | Don't Know |  | Building | Unknown | Unknown | No |  |  | Unknown |  | 32.6961309 | -103.173618
9174 | 909 E MAIN ST, HOBBS NM |  | No | No | Unknown - Unlikely Lead | Don't Know |  |  |  | No | Other |  | Will Inspect meter box at a later date | Unknown - Unlikely Lead |  |  |  | No | Other |  | Will Inspect meter box at a later date | Unknown | Don't Know | Don't Know |  | Building | Unknown | Unknown | No |  |  | Unknown |  | 32.6921158 | -103.1258202
7110 | 3425 INDUSTRIAL DR, HOBBS NM |  | No | No | Unknown - Unlikely Lead | Don't Know |  |  |  | No | Other |  | Will Inspect meter box at a later date | Unknown - Unlikely Lead |  |  |  | No | Other |  | Will Inspect meter box at a later date | Unknown | Don't Know | Don't Know |  | Building | Unknown | Unknown | No |  |  | Unknown |  | 32.7371977 | -103.1596441
5042 | 1107 S ELM BLVD, HOBBS NM |  | No | No | Unknown - Unlikely Lead | Don't Know |  |  |  | No | Other |  | Will Inspect meter box at a later date | Unknown - Unlikely Lead |  |  |  | No | Other |  | Will Inspect meter box at a later date | Unknown | Don't Know | Don't Know |  | Building | Unknown | Unknown | No |  |  | Unknown
8361 | 4000 N LOVINGTON HWY, HOBBS NM |  | No | No | Unknown - Unlikely Lead | Don't Know |  |  |  | No | Other |  | Will Inspect meter box at a later date | Unknown - Unlikely Lead |  |  |  | No | Other |  | Will Inspect meter box at a later date | Unknown | Don't Know | Don't Know |  | Building | Unknown | Unknown | No |  |  | Unknown |  | 32.743792 | -103.163826
8218 | 1009 W LAUGHLIN DR, HOBBS NM |  | No | No | Unknown - Unlikely Lead | Don't Know |  |  |  | No | Other |  | Will Inspect meter box at a later date | Unknown - Unlikely Lead |  |  |  | No | Other |  | Will Inspect meter box at a later date | Unknown | Don't Know | Don't Know |  | Building | Unknown | Unknown | No |  |  | Unknown |  | 32.7124429 | -103.1480821
8417 | 3607 LIVE OAK ST, HOBBS NM |  | No | No | Non-Lead - Plastic | No | 2015 | 1 | Field inspection only with no records | Yes | Visual inspection at the meter pit | 07/23/2024 00:00:00 |  | Non-Lead - Plastic | 2015 | 1 | Field inspection only with no records | Yes | Visual inspection at the meter pit | 07/23/2024 00:00:00 |  | Non-Lead | No | No |  | Single Family Residence | Unknown | No | No |  |  | Non-Lead |  | 32.7709562 | -103.1824065
989 | 401 E BAJA DR, HOBBS NM |  | No | No | Unknown - Unlikely Lead | Don't Know |  |  |  | No | Other |  | Will Inspect meter box at a later date | Unknown - Unlikely Lead |  |  |  | No | Other |  | Will Inspect meter box at a later date | Unknown | Don't Know | Don't Know |  | Building | Unknown | Unknown | No |  |  | Unknown |  | 32.7192582 | -103.132482
7364 | 1304 S JEFFERSON ST, HOBBS NM |  | No | No | Unknown - Unlikely Lead | Don't Know |  |  |  | No | Other |  | Will Inspect meter box at a later date | Unknown - Unlikely Lead |  |  |  | No | Other |  | Will Inspect meter box at a later date | Unknown | Don't Know | Don't Know |  | Building | Unknown | Unknown | No |  |  | Unknown |  | 32.6881595 | -103.1236782
8581 | 2210-B W MARLAND ST, HOBBS NM |  | No | No | Unknown - Unlikely Lead | Don't Know |  |  |  | No | Other |  | Will Inspect meter box at a later date | Unknown - Unlikely Lead |  |  |  | No | Other |  | Will Inspect meter box at a later date | Unknown | Don't Know | Don't Know |  | Building | Unknown | Unknown | No |  |  | Unknown
906 | 920 E BEL AIRE CT, HOBBS NM |  | No | No | Unknown - Unlikely Lead | Don't Know |  |  |  | No | Other |  | Will Inspect meter box at a later date | Unknown - Unlikely Lead |  |  |  | No | Other |  | Will Inspect meter box at a later date | Unknown | Don't Know | Don't Know |  | Building | Unknown | Unknown | No |  |  | Unknown |  | 32.723997 | -103.125067
9382 | 703 E MESA DR, HOBBS NM |  | No | No | Unknown - Unlikely Lead | Don't Know |  |  |  | No | Other |  | Will Inspect meter box at a later date | Unknown - Unlikely Lead |  |  |  | No | Other |  | Will Inspect meter box at a later date | Unknown | Don't Know | Don't Know |  | Building | Unknown | Unknown | No |  |  | Unknown |  | 32.7177646 | -103.128896
7714 | 709 E LEA ST, HOBBS NM |  | No | No | Unknown - Unlikely Lead | Don't Know |  |  |  | No | Other |  | Will Inspect meter box at a later date | Unknown - Unlikely Lead |  |  |  | No | Other |  | Will Inspect meter box at a later date | Unknown | Don't Know | Don't Know |  | Building | Unknown | Unknown | No |  |  | Unknown |  | 32.7089164 | -103.1282001
6139 | 4114 N GRIMES ST, HOBBS NM |  | No | No | Unknown - Unlikely Lead | Don't Know |  |  |  | No | Other |  | Will Inspect meter box at a later date | Unknown - Unlikely Lead |  |  |  | No | Other |  | Will Inspect meter box at a later date | Unknown | Don't Know | Don't Know |  | Building | Unknown | Unknown | No |  |  | Unknown |  | 32.7453094 | -103.1445273
5097 | 1016 ELM BLVD, HOBBS NM |  | No | No | Unknown - Unlikely Lead | Don't Know |  |  |  | No | Other |  | Will Inspect meter box at a later date | Unknown - Unlikely Lead |  |  |  | No | Other |  | Will Inspect meter box at a later date | Unknown | Don't Know | Don't Know |  | Building | Unknown | Unknown | No |  |  | Unknown
5838 | 1426 N GILA DR, HOBBS NM |  | No | No | Unknown - Unlikely Lead | Don't Know |  |  |  | No | Other |  | Will Inspect meter box at a later date | Unknown - Unlikely Lead |  |  |  | No | Other |  | Will Inspect meter box at a later date | Unknown | Don't Know | Don't Know |  | Building | Unknown | Unknown | No |  |  | Unknown
7890 | 1017 E LLANO DR, HOBBS NM |  | No | No | Unknown - Unlikely Lead | Don't Know |  |  |  | No | Other |  | Will Inspect meter box at a later date | Unknown - Unlikely Lead |  |  |  | No | Other |  | Will Inspect meter box at a later date | Unknown | Don't Know | Don't Know |  | Building | Unknown | Unknown | No |  |  | Unknown |  | 32.7141159 | -103.1237152
7939 | 1220 N LLANO DR, HOBBS NM |  | No | No | Unknown - Unlikely Lead | Don't Know |  |  |  | No | Other |  | Will Inspect meter box at a later date | Unknown - Unlikely Lead |  |  |  | No | Other |  | Will Inspect meter box at a later date | Unknown | Don't Know | Don't Know |  | Building | Unknown | Unknown | No |  |  | Unknown |  | 32.7130506 | -103.1171688
9381 | 201 E MESA DR, HOBBS NM |  | No | No | Unknown - Unlikely Lead | Don't Know |  |  |  | No | Other |  | Will Inspect meter box at a later date | Unknown - Unlikely Lead |  |  |  | No | Other |  | Will Inspect meter box at a later date | Unknown | Don't Know | Don't Know |  | Building | Unknown | Unknown | No |  |  | Unknown |  | 32.7172134 | -103.1345715
5526 | 1229 E GREEN ACRES DR, HOBBS NM |  | No | No | Unknown - Unlikely Lead | Don't Know |  |  |  | No | Other |  | Will Inspect meter box at a later date | Unknown - Unlikely Lead |  |  |  | No | Other |  | Will Inspect meter box at a later date | Unknown | Don't Know | Don't Know |  | Building | Unknown | Unknown | No |  |  | Unknown
6193 | 3028 N GRIMES ST, HOBBS NM |  | No | No | Unknown - Unlikely Lead | Don't Know |  |  |  | No | Other |  | Will Inspect meter box at a later date | Unknown - Unlikely Lead |  |  |  | No | Other |  | Will Inspect meter box at a later date | Unknown | Don't Know | Don't Know |  | Building | Unknown | Unknown | No |  |  | Unknown |  | 32.7339821 | -103.1443996
8083 | 6325 N LILY POND RD, HOBBS NM |  | No | No | Non-Lead - Plastic | No | 2022 | 1 | Field inspection only with no records | Yes | Visual inspection at the meter pit | 07/23/2024 00:00:00 |  | Non-Lead - Plastic | 2022 | 1 | Field inspection only with no records | Yes | Visual inspection at the meter pit | 07/23/2024 00:00:00 |  | Non-Lead | No | No |  | Single Family Residence | Unknown | No | No |  |  | Non-Lead |  | 32.7727024 | -103.1566664
7049 | 4633 N HOMESTRETCH RD, HOBBS NM |  | No | No | Non-Lead - Plastic | No | 2019 | 1 | Installation date after lead ban | Yes | Visual inspection at the meter pit | 09/30/2024 00:00:00 |  | Non-Lead - Plastic | 2019 | 1 | Installation date after lead ban | Yes | Visual inspection at the meter pit | 09/30/2024 00:00:00 |  | Non-Lead | No | No |  | Single Family Residence | Unknown | No | No |  |  | Non-Lead |  | 32.752448 | -103.204349
6957 | 1427 W HOOT OWL CT, HOBBS NM |  | No | No | Non-Lead - Plastic | No | 2021 | 1 | Installation date after lead ban | No | Other |  | GIS verfied because of being built after ban | Non-Lead - Plastic | 2021 | 1 | Installation date after lead ban | No | Other |  | Newer Construction, verified by GIS Mapping |  | No | No |  | Single Family Residence | Unknown | No | No |  |  | Non-Lead |  | 32.771 | -103.1542229
4838 | 821 DESERT SAGE, HOBBS NM |  | No | No | Non-Lead - Plastic | No | 2005 | 3/4 | Field inspection only with no records | Yes | Visual inspection at the meter pit | 04/17/2024 00:00:00 |  | Non-Lead - Copper | 2005 | 3/4 | Field inspection only with no records | Yes | Visual inspection at the meter pit | 04/17/2024 00:00:00 |  | Non-Lead | No | No | Not Applicable | Single Family Residence | Unknown | No | No |  |  | Non-Lead
8673 | 1000 N MARLAND BLVD # 38, HOBBS NM |  | No | No | Non-Lead - Plastic | Don't Know | 2003 | 3/4 | Field inspection only with no records | Yes | Visual inspection at the meter pit | 08/26/2024 00:00:00 |  | Non-Lead - Plastic | 2003 | 3/4 | Field inspection only with no records | Yes | Visual inspection at the meter pit | 08/26/2024 00:00:00 |  | Non-Lead | No | Don't Know |  | Single Family Residence |  | No | No |  |  | Non-Lead
6372 | 4800 W GREY GHOST RD, HOBBS NM |  | No | No | Non-Lead - Plastic | No | 2017 | 3/4 | Field inspection only with no records | Yes | Visual inspection at the meter pit | 05/26/2024 00:00:00 |  | Non-Lead - Plastic | 2017 | 3/4 | Installation date after lead ban | Yes | Visual inspection at the meter pit | 05/26/2024 00:00:00 |  | Non-Lead | No | No |  | Single Family Residence |  | No | No |  |  | Non-Lead |  | 32.75001 | -103.197668
5669 | 401 W GOLD AVE, HOBBS NM |  | No | No | Unknown - Unlikely Lead | Don't Know |  |  |  | No | Other |  | Will Inspect meter box at a later date | Unknown - Unlikely Lead |  |  |  | No | Other |  | Will Inspect meter box at a later date | Unknown | Don't Know | Don't Know |  | Building | Unknown | Unknown | No |  |  | Unknown
6424 | 1734 E HIGHLAND DR, HOBBS NM |  | No | No | Unknown - Unlikely Lead | Don't Know |  |  |  | No | Other |  | Will Inspect meter box at a later date | Unknown - Unlikely Lead |  |  |  | No | Other |  | Will Inspect meter box at a later date | Unknown | Don't Know | Don't Know |  | Building | Unknown | Unknown | No |  |  | Unknown |  | 32.7296666 | -103.115477
6297 | 4401 N GRIMES ST SUITE 300, HOBBS NM |  | No | No | Non-Lead - Plastic | Don't Know |  | 1 | Field inspection only with no records | Yes | Visual inspection at the meter pit | 08/13/2024 00:00:00 |  | Non-Lead - Plastic | 2022 | 1 | Field inspection only with no records | Yes | Visual inspection at the meter pit | 08/13/2024 00:00:00 |  | Non-Lead | No | Don't Know |  | Building |  | No | No |  |  | Non-Lead |  | 32.7493134 | -103.144956
8521 | 2538 W MARLAND ST, HOBBS NM |  | No | No | Unknown - Unlikely Lead | Don't Know |  |  |  | No | Other |  | Will Inspect meter box at a later date | Unknown - Unlikely Lead |  |  |  | No | Other |  | Will Inspect meter box at a later date | Unknown | Don't Know | Don't Know |  | Building | Unknown | Unknown | No |  |  | Unknown |  | 32.6968863 | -103.1654762
9888 | 2937 N NORTHWEST DR, HOBBS NM |  | No | No | Unknown - Unlikely Lead | Don't Know |  |  |  | No | Other |  | Will Inspect meter box at a later date | Unknown - Unlikely Lead |  |  |  | No | Other |  | Will Inspect meter box at a later date | Unknown | Don't Know | Don't Know |  | Building | Unknown | Unknown | No |  |  | Unknown |  | 32.7319808 | -103.150813
5803 | 1826 N GILA DR, HOBBS NM |  | No | No | Unknown - Unlikely Lead | Don't Know |  |  |  | No | Other |  | Will Inspect meter box at a later date | Unknown - Unlikely Lead |  |  |  | No | Other |  | Will Inspect meter box at a later date | Unknown | Don't Know | Don't Know |  | Building | Unknown | Unknown | No |  |  | Unknown
9193 | 1313 E MAIN ST, HOBBS NM |  | No | No | Unknown - Unlikely Lead | Don't Know |  |  |  | No | Other |  | Will Inspect meter box at a later date | Unknown - Unlikely Lead |  |  |  | No | Other |  | Will Inspect meter box at a later date | Unknown | Don't Know | Don't Know |  | Building | Unknown | Unknown | No |  |  | Unknown |  | 32.6920496 | -103.1207103
8839 | 1219 S MORRIS ST, HOBBS NM |  | No | No | Unknown - Unlikely Lead | Don't Know |  |  |  | No | Other |  | Will Inspect meter box at a later date | Unknown - Unlikely Lead |  |  |  | No | Other |  | Will Inspect meter box at a later date | Unknown | Don't Know | Don't Know |  | Building | Unknown | Unknown | No |  |  | Unknown |  | 32.6868225 | -103.1294233
9171 | 1604 E MAIN ST, HOBBS NM |  | No | No | Non-Lead - Plastic | Don't Know |  | 1 | Installation date after lead ban | Yes | Visual inspection at the meter pit | 04/25/2024 00:00:00 |  | Non-Lead - Plastic |  | 3/4 | Installation date after lead ban | Yes | Visual inspection at the meter pit | 04/25/2024 00:00:00 |  | Non-Lead | No | No |  | Single Family Residence |  | Unknown | No |  |  | Non-Lead |  | 32.6925842 | -103.1171607
7441 | 1026 JICARILLA ST, HOBBS NM |  | No | No | Unknown - Unlikely Lead | Don't Know |  |  |  | No | Other |  | Will Inspect meter box at a later date | Unknown - Unlikely Lead |  |  |  | No | Other |  | Will Inspect meter box at a later date | Unknown | Don't Know | Don't Know |  | Building | Unknown | Unknown | No |  |  | Unknown |  | 32.7453894 | -103.1481533
7955 | 1211 N LLANO DR, HOBBS NM |  | No | No | Unknown - Unlikely Lead | Don't Know |  |  |  | No | Other |  | Will Inspect meter box at a later date | Unknown - Unlikely Lead |  |  |  | No | Other |  | Will Inspect meter box at a later date | Unknown | Don't Know | Don't Know |  | Building | Unknown | Unknown | No |  |  | Unknown |  | 32.7126891 | -103.1177023
665 | 415 E ASPEN ST, HOBBS NM |  | No | No | Unknown - Unlikely Lead | Don't Know |  |  |  | No | Other |  | Will Inspect meter box at a later date | Unknown - Unlikely Lead |  |  |  | No | Other |  | Will Inspect meter box at a later date | Unknown | Don't Know | Don't Know |  | Building | Unknown | Unknown | No |  |  | Unknown |  | 32.7351997 | -103.1329376
5481 | 1907 N GRAYSON ST, HOBBS NM |  | No | No | Unknown - Unlikely Lead | Don't Know |  |  |  | No | Other |  | Will Inspect meter box at a later date | Unknown - Unlikely Lead |  |  |  | No | Other |  | Will Inspect meter box at a later date | Unknown | Don't Know | Don't Know |  | Building | Unknown | Unknown | No |  |  | Unknown
9410 | 114 W MESA DR, HOBBS NM |  | No | No | Unknown - Unlikely Lead | Don't Know |  |  |  | No | Other |  | Will Inspect meter box at a later date | Unknown - Unlikely Lead |  |  |  | No | Other |  | Will Inspect meter box at a later date | Unknown | Don't Know | Don't Know |  | Building | Unknown | Unknown | No |  |  | Unknown |  | 32.7175965 | -103.136448
7752 | 1120 W LEA ST, HOBBS NM |  | No | No | Unknown - Unlikely Lead | Don't Know |  |  |  | No | Other |  | Will Inspect meter box at a later date | Unknown - Unlikely Lead |  |  |  | No | Other |  | Will Inspect meter box at a later date | Unknown | Don't Know | Don't Know |  | Building | Unknown | Unknown | No |  |  | Unknown |  | 32.7096015 | -103.1492005
8737 | 215 N MARLAND BLVD, HOBBS NM |  | No | No | Unknown - Unlikely Lead | Don't Know |  |  |  | No | Other |  | Will Inspect meter box at a later date | Unknown - Unlikely Lead |  |  |  | No | Other |  | Will Inspect meter box at a later date | Unknown | Don't Know | Don't Know |  | Building | Unknown | Unknown | No |  |  | Unknown |  | 32.7027047 | -103.1203399
9672 | 2220 N MORA DR, HOBBS NM |  | No | No | Unknown - Unlikely Lead | Don't Know |  |  |  | No | Other |  | Will Inspect meter box at a later date | Unknown - Unlikely Lead |  |  |  | No | Other |  | Will Inspect meter box at a later date | Unknown | Don't Know | Don't Know |  | Building | Unknown | Unknown | No |  |  | Unknown |  | 32.7252287 | -103.1171045
7750 | 1036 W LEA ST, HOBBS NM |  | No | No | Unknown - Unlikely Lead | Don't Know |  |  |  | No | Other |  | Will Inspect meter box at a later date | Unknown - Unlikely Lead |  |  |  | No | Other |  | Will Inspect meter box at a later date | Unknown | Don't Know | Don't Know |  | Building | Unknown | Unknown | No |  |  | Unknown |  | 32.709626 | -103.1484251
536 | 211 N AVENUE A, HOBBS NM |  | No | No | Unknown - Unlikely Lead | Don't Know |  |  |  | No | Other |  | Will Inspect meter box at a later date | Unknown - Unlikely Lead |  |  |  | No | Other |  | Will Inspect meter box at a later date | Unknown | Don't Know | Don't Know |  | Building | Unknown | Unknown | No |  |  | Unknown
5673 | 834 W GOLD AVE, HOBBS NM |  | No | No | Unknown - Unlikely Lead | Don't Know |  |  |  | No | Other |  | Will Inspect meter box at a later date | Unknown - Unlikely Lead |  |  |  | No | Other |  | Will Inspect meter box at a later date | Unknown | Don't Know | Don't Know |  | Building | Unknown | Unknown | No |  |  | Unknown
8520 | 2210 W MARLAND ST, HOBBS NM |  | No | No | Unknown - Unlikely Lead | Don't Know |  |  |  | No | Other |  | Will Inspect meter box at a later date | Unknown - Unlikely Lead |  |  |  | No | Other |  | Will Inspect meter box at a later date | Unknown | Don't Know | Don't Know |  | Building | Unknown | Unknown | No |  |  | Unknown |  | 32.6971117 | -103.162456
5346 | 18 FAIRMONT CT, HOBBS NM |  | No | No | Unknown - Unlikely Lead | Don't Know |  |  |  | No | Other |  | Will Inspect meter box at a later date | Unknown - Unlikely Lead |  |  |  | No | Other |  | Will Inspect meter box at a later date | Unknown | Don't Know | Don't Know |  | Building | Unknown | Unknown | No |  |  | Unknown
6782 | 408 E HUMBLE ST, HOBBS NM |  | No | No | Unknown - Unlikely Lead | Don't Know |  |  |  | No | Other |  | Will Inspect meter box at a later date | Unknown - Unlikely Lead |  |  |  | No | Other |  | Will Inspect meter box at a later date | Unknown | Don't Know | Don't Know |  | Building | Unknown | Unknown | No |  |  | Unknown |  | 32.6935938 | -103.132189
6771 | 1320 E HUMBLE ST, HOBBS NM |  | No | No | Unknown - Unlikely Lead | Don't Know |  |  |  | No | Other |  | Will Inspect meter box at a later date | Unknown - Unlikely Lead |  |  |  | No | Other |  | Will Inspect meter box at a later date | Unknown | Don't Know | Don't Know |  | Building | Unknown | Unknown | No |  |  | Unknown |  | 32.6936907 | -103.1202772
5055 | 119 S ELM ST, HOBBS NM |  | No | No | Unknown - Unlikely Lead | Don't Know |  |  |  | No | Other |  | Will Inspect meter box at a later date | Unknown - Unlikely Lead |  |  |  | No | Other |  | Will Inspect meter box at a later date | Unknown | Don't Know | Don't Know |  | Building | Unknown | Unknown | No |  |  | Unknown
776 | 3913 N AZOTEA ST, HOBBS NM |  | No | No | Unknown - Unlikely Lead | Don't Know |  |  |  | No | Other |  | Will Inspect meter box at a later date | Unknown - Unlikely Lead |  |  |  | No | Other |  | Will Inspect meter box at a later date | Unknown | Don't Know | Don't Know |  | Building | Unknown | Unknown | No |  |  | Unknown |  | 32.7430752 | -103.1424583
6341 | 212 S GRIMES ST, HOBBS NM |  | No | No | Unknown - Unlikely Lead | Don't Know |  |  |  | No | Other |  | Will Inspect meter box at a later date | Unknown - Unlikely Lead |  |  |  | No | Other |  | Will Inspect meter box at a later date | Unknown | Don't Know | Don't Know |  | Building | Unknown | Unknown | No |  |  | Unknown |  | 32.6983855 | -103.1444547
8339 | 3630 N LOVINGTON HWY, HOBBS NM |  | No | No | Unknown - Unlikely Lead | Don't Know |  |  |  | No | Other |  | Will Inspect meter box at a later date | Unknown - Unlikely Lead |  |  |  | No | Other |  | Will Inspect meter box at a later date | Unknown | Don't Know | Don't Know |  | Building | Unknown | Unknown | No |  |  | Unknown |  | 32.7405457 | -103.160112
7780 | 421 W LEA ST, HOBBS NM |  | No | No | Unknown - Unlikely Lead | Don't Know |  |  |  | No | Other |  | Will Inspect meter box at a later date | Unknown - Unlikely Lead |  |  |  | No | Other |  | Will Inspect meter box at a later date | Unknown | Don't Know | Don't Know |  | Building | Unknown | Unknown | No |  |  | Unknown |  | 32.7088628 | -103.140943
913 | 302 S AVENUE B, HOBBS NM |  | No | No | Unknown - Unlikely Lead | Don't Know |  |  |  | No | Other |  | Will Inspect meter box at a later date | Unknown - Unlikely Lead |  |  |  | No | Other |  | Will Inspect meter box at a later date | Unknown | Don't Know | Don't Know |  | Building | Unknown | Unknown | No |  |  | Unknown |  | 32.6986428 | -103.1255532
7486 | 438 E KIVA DR, HOBBS NM |  | No | No | Unknown - Unlikely Lead | Don't Know |  |  |  | No | Other |  | Will Inspect meter box at a later date | Unknown - Unlikely Lead |  |  |  | No | Other |  | Will Inspect meter box at a later date | Unknown | Don't Know | Don't Know |  | Building | Unknown | Unknown | No |  |  | Unknown |  | 32.7334716 | -103.1317252
6484 | 320 N HOUSTON ST, HOBBS NM |  | No | No | Unknown - Unlikely Lead | Don't Know |  |  |  | No | Other |  | Will Inspect meter box at a later date | Unknown - Unlikely Lead |  |  |  | No | Other |  | Will Inspect meter box at a later date | Unknown | Don't Know | Don't Know |  | Building | Unknown | Unknown | No |  |  | Unknown |  | 32.7031224 | -103.1311887
8634 | 619 E MARLAND BLVD, HOBBS NM |  | No | No | Unknown - Unlikely Lead | Don't Know |  |  |  | No | Other |  | Will Inspect meter box at a later date | Unknown - Unlikely Lead |  |  |  | No | Other |  | Will Inspect meter box at a later date | Unknown | Don't Know | Don't Know |  | Building | Unknown | Unknown | No |  |  | Unknown |  | 32.6965485 | -103.1298629
8402 | 2524 W LAKEVIEW DR, HOBBS NM |  | No | No | Unknown - Unlikely Lead | Don't Know |  |  |  | No | Other |  | Will Inspect meter box at a later date | Unknown - Unlikely Lead |  |  |  | No | Other |  | Will Inspect meter box at a later date | Unknown | Don't Know | Don't Know |  | Building | Unknown | Unknown | No |  |  | Unknown |  | 32.7505034 | -103.16791
7861 | 1403 E LLANO DR, HOBBS NM |  | No | No | Unknown - Unlikely Lead | Don't Know |  |  |  | No | Other |  | Will Inspect meter box at a later date | Unknown - Unlikely Lead |  |  |  | No | Other |  | Will Inspect meter box at a later date | Unknown | Don't Know | Don't Know |  | Building | Unknown | Unknown | No |  |  | Unknown |  | 32.7141092 | -103.1193887
8257 | 5024 W LONGTAIL RD, HOBBS NM |  | No | No | Non-Lead - Plastic | No | 2020 | 1 | Field inspection only with no records | Yes | Visual inspection at the meter pit | 09/30/2024 00:00:00 |  | Non-Lead - Plastic | 2020 | 3/4 | Field inspection only with no records | Yes | Visual inspection at the meter pit | 09/30/2024 00:00:00 |  | Non-Lead | No | No |  | Single Family Residence | Unknown | No | No |  |  | Non-Lead |  | 32.750719 | -103.2008453
6916 | 1219 S HANNAH RD, HOBBS NM |  | No | No | Unknown - Unlikely Lead | Don't Know |  |  |  | No | Other |  | Will Inspect meter box at a later date | Unknown - Unlikely Lead |  |  |  | No | Other |  | Will Inspect meter box at a later date | Unknown | Don't Know | Don't Know |  | Building | Unknown | Unknown | No |  |  | Unknown |  | 32.687622 | -103.1421758
8044 | 205 N LINAM ST, HOBBS NM |  | No | No | Unknown - Unlikely Lead | Don't Know |  |  |  | No | Other |  | Will Inspect meter box at a later date | Unknown - Unlikely Lead |  |  |  | No | Other |  | Will Inspect meter box at a later date | Unknown | Don't Know | Don't Know |  | Building | Unknown | Unknown | No |  |  | Unknown |  | 32.7021725 | -103.1390775
9534 | 1536 MARQUIS LN, HOBBS NM |  | No | No | Unknown - Unlikely Lead | Don't Know |  |  |  | No | Other |  | Will Inspect meter box at a later date | Unknown - Unlikely Lead |  |  |  | No | Other |  | Will Inspect meter box at a later date | Unknown | Don't Know | Don't Know |  | Building | Unknown | Unknown | No |  |  | Unknown |  | 32.7400011 | -103.1552388
8710 | 1000 N MARLAND BLVD #56, HOBBS NM |  | No | No | Non-Lead - Plastic | Don't Know | 2003 | 3/4 | Field inspection only with no records | Yes | Visual inspection at the meter pit | 08/26/2024 00:00:00 |  | Non-Lead - Plastic | 2003 | 3/4 | Field inspection only with no records | Yes | Visual inspection at the meter pit | 08/26/2024 00:00:00 |  | Non-Lead | No | Don't Know |  | Single Family Residence |  | No | No |  |  | Non-Lead
8957 | 203 W MIDWEST ST, HOBBS NM |  | No | No | Unknown - Unlikely Lead | Don't Know |  |  |  | No | Other |  | Will Inspect meter box at a later date | Unknown - Unlikely Lead |  |  |  | No | Other |  | Will Inspect meter box at a later date | Unknown | Don't Know | Don't Know |  | Building | Unknown | Unknown | No |  |  | Unknown |  | 32.6909564 | -103.1379704
5467 | 1722 N GRAYSON ST, HOBBS NM |  | No | No | Unknown - Unlikely Lead | Don't Know |  |  |  | No | Other |  | Will Inspect meter box at a later date | Unknown - Unlikely Lead |  |  |  | No | Other |  | Will Inspect meter box at a later date | Unknown | Don't Know | Don't Know |  | Building | Unknown | Unknown | No |  |  | Unknown
829 | 1117 W BERRY DR, HOBBS NM |  | No | No | Unknown - Unlikely Lead | Don't Know |  |  |  | No | Other |  | Will Inspect meter box at a later date | Unknown - Unlikely Lead |  |  |  | No | Other |  | Will Inspect meter box at a later date | Unknown | Don't Know | Don't Know |  | Building | Unknown | Unknown | No |  |  | Unknown |  | 32.713944 | -103.1499263
79 | 7 ACOMA CT, HOBBS NM |  | No | No | Unknown - Unlikely Lead | Don't Know |  |  |  | No | Other |  | Will Inspect meter box at a later date | Unknown - Unlikely Lead |  |  |  | No | Other |  | Will Inspect meter box at a later date | Unknown | Don't Know | Don't Know |  | Building | Unknown | Unknown | No |  |  | Unknown |  | 32.736104 | -103.14013
6840 | 2525 W HUMBLE ST, HOBBS NM |  | No | No | Unknown - Unlikely Lead | Don't Know |  |  |  | No | Other |  | Will Inspect meter box at a later date | Unknown - Unlikely Lead |  |  |  | No | Other |  | Will Inspect meter box at a later date | Unknown | Don't Know | Don't Know |  | Building | Unknown | Unknown | No |  |  | Unknown |  | 32.6926411 | -103.1660983
6299 | 4401 N GRIMES ST SUITE 400, HOBBS NM |  | No | No | Non-Lead - Plastic | Don't Know |  | 1 | Field inspection only with no records | Yes | Visual inspection at the meter pit | 08/13/2024 00:00:00 |  | Non-Lead - Plastic | 2022 | 1 | Field inspection only with no records | Yes | Visual inspection at the meter pit | 08/13/2024 00:00:00 |  | Non-Lead | No | Don't Know |  | Building |  | No | No |  |  | Non-Lead |  | 32.7493134 | -103.144956
5028 | 208 N ELM ST, HOBBS NM |  | No | No | Unknown - Unlikely Lead | Don't Know |  |  |  | No | Other |  | Will Inspect meter box at a later date | Unknown - Unlikely Lead |  |  |  | No | Other |  | Will Inspect meter box at a later date | Unknown | Don't Know | Don't Know |  | Building | Unknown | Unknown | No |  |  | Unknown
9324 | 1105 W MESA VERDE DR, HOBBS NM |  | No | No | Unknown - Unlikely Lead | Don't Know |  |  |  | No | Other |  | Will Inspect meter box at a later date | Unknown - Unlikely Lead |  |  |  | No | Other |  | Will Inspect meter box at a later date | Unknown | Don't Know | Don't Know |  | Building | Unknown | Unknown | No |  |  | Unknown |  | 32.7457057 | -103.1488635
8682 | 1000 N MARLAND BLVD # 51, HOBBS NM |  | No | No | Non-Lead - Plastic | Don't Know | 2003 | 3/4 | Field inspection only with no records | Yes | Visual inspection at the meter pit | 08/26/2024 00:00:00 |  | Non-Lead - Plastic | 2003 | 3/4 | Field inspection only with no records | Yes | Visual inspection at the meter pit | 08/26/2024 00:00:00 |  | Non-Lead | No | Don't Know |  | Single Family Residence |  | No | No |  |  | Non-Lead
6889 | 2809 W HUMBLE ST, HOBBS NM |  | No | No | Unknown - Unlikely Lead | Don't Know |  |  |  | No | Other |  | Will Inspect meter box at a later date | Unknown - Unlikely Lead |  |  |  | No | Other |  | Will Inspect meter box at a later date | Unknown | Don't Know | Don't Know |  | Building | Unknown | Unknown | No |  |  | Unknown |  | 32.6926942 | -103.1716128
6495 | 715 N HOUSTON ST, HOBBS NM |  | No | No | Unknown - Unlikely Lead | Don't Know |  |  |  | No | Other |  | Will Inspect meter box at a later date | Unknown - Unlikely Lead |  |  |  | No | Other |  | Will Inspect meter box at a later date | Unknown | Don't Know | Don't Know |  | Building | Unknown | Unknown | No |  |  | Unknown |  | 32.7077039 | -103.1314866
6412 | 1010 E HIGHLAND DR, HOBBS NM |  | No | No | Unknown - Unlikely Lead | Don't Know |  |  |  | No | Other |  | Will Inspect meter box at a later date | Unknown - Unlikely Lead |  |  |  | No | Other |  | Will Inspect meter box at a later date | Unknown | Don't Know | Don't Know |  | Building | Unknown | Unknown | No |  |  | Unknown |  | 32.7297165 | -103.1240644
759 | 2036 E ARBORS AVE, HOBBS NM |  | No | No | Non-Lead - Copper | No | 2007 | 3/4 | Field inspection only with no records | Yes | Visual inspection at the meter pit | 05/26/2024 00:00:00 |  | Non-Lead - Plastic | 2007 | 3/4 | Installation date after lead ban | Yes | Visual inspection at the meter pit | 05/26/2024 00:00:00 |  | Non-Lead | No | No |  | Single Family Residence |  | No | No |  |  | Non-Lead |  | 32.7274081 | -103.111969
6602 | 1202 S HOUSTON ST, HOBBS NM |  | No | No | Unknown - Unlikely Lead | Don't Know |  |  |  | No | Other |  | Will Inspect meter box at a later date | Unknown - Unlikely Lead |  |  |  | No | Other |  | Will Inspect meter box at a later date | Unknown | Don't Know | Don't Know |  | Building | Unknown | Unknown | No |  |  | Unknown |  | 32.6884903 | -103.1309814
7278 | 119 N JEFFERSON ST, HOBBS NM |  | No | No | Unknown - Unlikely Lead | Don't Know |  |  |  | No | Other |  | Will Inspect meter box at a later date | Unknown - Unlikely Lead |  |  |  | No | Other |  | Will Inspect meter box at a later date | Unknown | Don't Know | Don't Know |  | Building | Unknown | Unknown | No |  |  | Unknown |  | 32.7016552 | -103.1241897
8419 | 3515 LIVE OAK ST, HOBBS NM |  | No | No | Non-Lead - Plastic | No | 2015 | 1 | Field inspection only with no records | Yes | Visual inspection at the meter pit | 07/23/2024 00:00:00 |  | Non-Lead - Plastic | 2015 | 1 | Field inspection only with no records | Yes | Visual inspection at the meter pit | 07/23/2024 00:00:00 |  | Non-Lead | No | No |  | Single Family Residence | Unknown | No | No |  |  | Non-Lead |  | 32.700837 | -103.114211
5672 | 909 W GOLD AVE, HOBBS NM |  | No | No | Unknown - Unlikely Lead | Don't Know |  |  |  | No | Other |  | Will Inspect meter box at a later date | Unknown - Unlikely Lead |  |  |  | No | Other |  | Will Inspect meter box at a later date | Unknown | Don't Know | Don't Know |  | Building | Unknown | Unknown | No |  |  | Unknown
8835 | 1307 S MORRIS ST, HOBBS NM |  | No | No | Unknown - Unlikely Lead | Don't Know |  |  |  | No | Other |  | Will Inspect meter box at a later date | Unknown - Unlikely Lead |  |  |  | No | Other |  | Will Inspect meter box at a later date | Unknown | Don't Know | Don't Know |  | Building | Unknown | Unknown | No |  |  | Unknown |  | 32.6853988 | -103.1295499
6005 | 1206 N GULF ST, HOBBS NM |  | No | No | Unknown - Unlikely Lead | Don't Know |  |  |  | No | Other |  | Will Inspect meter box at a later date | Unknown - Unlikely Lead |  |  |  | No | Other |  | Will Inspect meter box at a later date | Unknown | Don't Know | Don't Know |  | Building | Unknown | Unknown | No |  |  | Unknown |  | 32.7123484 | -103.1527212
9106 | 2906 N MCKINLEY ST, HOBBS NM |  | No | No | Unknown - Unlikely Lead | Don't Know |  |  |  | No | Other |  | Will Inspect meter box at a later date | Unknown - Unlikely Lead |  |  |  | No | Other |  | Will Inspect meter box at a later date | Unknown | Don't Know | Don't Know |  | Building | Unknown | Unknown | No |  |  | Unknown |  | 32.7322603 | -103.1338081
5379 | 1520 W FROG LEAP CT, HOBBS NM |  | No | No | Non-Lead - Plastic | No | 2019 | 1 | Installation date after lead ban | No | Other |  | Newer Construction, verified by GIS Mapping | Non-Lead - Plastic | 2008 | 1 | Installation date after lead ban | No | Other |  | Newer Construction, verified by GIS Mapping |  | No | No |  | Single Family Residence | Unknown | No | No |  |  | Non-Lead
9751 | 2326 MATTHEWS CT, HOBBS NM |  | No | No | Unknown - Unlikely Lead | Don't Know |  |  |  | No | Other |  | Will Inspect meter box at a later date | Unknown - Unlikely Lead |  |  |  | No | Other |  | Will Inspect meter box at a later date | Unknown | Don't Know | Don't Know |  | Building | Unknown | Unknown | No |  |  | Unknown |  | 32.7266752 | -103.1198438
6434 | 1610 E HIGHLAND DR, HOBBS NM |  | No | No | Unknown - Unlikely Lead | Don't Know |  |  |  | No | Other |  | Will Inspect meter box at a later date | Unknown - Unlikely Lead |  |  |  | No | Other |  | Will Inspect meter box at a later date | Unknown | Don't Know | Don't Know |  | Building | Unknown | Unknown | No |  |  | Unknown |  | 32.7293986 | -103.1171102
9692 | 1310 E MICHIGAN DR, HOBBS NM |  | No | No | Unknown - Unlikely Lead | Don't Know |  |  |  | No | Other |  | Will Inspect meter box at a later date | Unknown - Unlikely Lead |  |  |  | No | Other |  | Will Inspect meter box at a later date | Unknown | Don't Know | Don't Know |  | Building | Unknown | Unknown | No |  |  | Unknown |  | 32.722761 | -103.120544
9821 | 3014 N NORTHWEST DR, HOBBS NM |  | No | No | Unknown - Unlikely Lead | Don't Know |  |  |  | No | Other |  | Will Inspect meter box at a later date | Unknown - Unlikely Lead |  |  |  | No | Other |  | Will Inspect meter box at a later date | Unknown | Don't Know | Don't Know |  | Building | Unknown | Unknown | No |  |  | Unknown |  | 32.732869 | -103.1509637
9097 | 2021 N MCKINLEY ST, HOBBS NM |  | No | No | Unknown - Unlikely Lead | Don't Know |  |  |  | No | Other |  | Will Inspect meter box at a later date | Unknown - Unlikely Lead |  |  |  | No | Other |  | Will Inspect meter box at a later date | Unknown | Don't Know | Don't Know |  | Building | Unknown | Unknown | No |  |  | Unknown |  | 32.7230092 | -103.135757
8833 | 1207 S MORRIS ST, HOBBS NM |  | No | No | Unknown - Unlikely Lead | Don't Know |  |  |  | No | Other |  | Will Inspect meter box at a later date | Unknown - Unlikely Lead |  |  |  | No | Other |  | Will Inspect meter box at a later date | Unknown | Don't Know | Don't Know |  | Building | Unknown | Unknown | No |  |  | Unknown |  | 32.6878151 | -103.1294817
5158 | 1600 N FOWLER ST, HOBBS NM |  | No | No | Unknown - Unlikely Lead | Don't Know |  |  |  | No | Other |  | Will Inspect meter box at a later date | Unknown - Unlikely Lead |  |  |  | No | Other |  | Will Inspect meter box at a later date | Unknown | Don't Know | Don't Know |  | Building | Unknown | Unknown | No |  |  | Unknown
5489 | 1830 N GRAYSON ST, HOBBS NM |  | No | No | Unknown - Unlikely Lead | Don't Know |  |  |  | No | Other |  | Will Inspect meter box at a later date | Unknown - Unlikely Lead |  |  |  | No | Other |  | Will Inspect meter box at a later date | Unknown | Don't Know | Don't Know |  | Building | Unknown | Unknown | No |  |  | Unknown
9051 | 1222 S MCKINLEY ST, HOBBS NM |  | No | No | Unknown - Unlikely Lead | Don't Know |  |  |  | No | Other |  | Will Inspect meter box at a later date | Unknown - Unlikely Lead |  |  |  | No | Other |  | Will Inspect meter box at a later date | Unknown | Don't Know | Don't Know |  | Building | Unknown | Unknown | No |  |  | Unknown |  | 32.6872585 | -103.1329268
7150 | 1701 W JOE HARVEY BLVD SUITE 600, HOBBS NM |  | No | No | Unknown - Unlikely Lead | Don't Know |  |  |  | No | Other |  | Will Inspect meter box at a later date | Unknown - Unlikely Lead |  |  |  | No | Other |  | Will Inspect meter box at a later date | Unknown | Don't Know | Don't Know |  | Building | Unknown | Unknown | No |  |  | Unknown |  | 32.741187 | -103.156941
7628 | 4905 W KING KELLY RD, HOBBS NM |  | No | No | Non-Lead - Plastic | No | 2021 | 1 | Field inspection only with no records | Yes | Visual inspection at the meter pit | 09/30/2024 00:00:00 |  | Non-Lead - Plastic | 2021 | 3/4 | Field inspection only with no records | Yes | Visual inspection at the meter pit | 09/30/2024 00:00:00 |  | Non-Lead | No | No |  | Single Family Residence |  | No | No |  |  | Non-Lead |  | 32.748805 | -103.198971
5299 | 4118 FIESTA DR, HOBBS NM |  | No | No | Unknown - Unlikely Lead | Don't Know |  |  |  | No | Other |  | Will Inspect meter box at a later date | Unknown - Unlikely Lead |  |  |  | No | Other |  | Will Inspect meter box at a later date | Unknown | Don't Know | Don't Know |  | Building | Unknown | Unknown | No |  |  | Unknown
5190 | 1601 N FOWLER ST, HOBBS NM |  | No | No | Unknown - Unlikely Lead | Don't Know |  |  |  | No | Other |  | Will Inspect meter box at a later date | Unknown - Unlikely Lead |  |  |  | No | Other |  | Will Inspect meter box at a later date | Unknown | Don't Know | Don't Know |  | Building | Unknown | Unknown | No |  |  | Unknown
7575 | 423 W KIOWA AVE, HOBBS NM |  | No | No | Unknown - Unlikely Lead | Don't Know |  |  |  | No | Other |  | Will Inspect meter box at a later date | Unknown - Unlikely Lead |  |  |  | No | Other |  | Will Inspect meter box at a later date | Unknown | Don't Know | Don't Know |  | Building | Unknown | Unknown | No |  |  | Unknown |  | 32.7357966 | -103.1414853
6418 | 1411 E HIGHLAND DR, HOBBS NM |  | No | No | Unknown - Unlikely Lead | Don't Know |  |  |  | No | Other |  | Will Inspect meter box at a later date | Unknown - Unlikely Lead |  |  |  | No | Other |  | Will Inspect meter box at a later date | Unknown | Don't Know | Don't Know |  | Building | Unknown | Unknown | No |  |  | Unknown |  | 32.7288874 | -103.1192955
8271 | 904 W LEAD AVE, HOBBS NM |  | No | No | Unknown - Unlikely Lead | Don't Know |  |  |  | No | Other |  | Will Inspect meter box at a later date | Unknown - Unlikely Lead |  |  |  | No | Other |  | Will Inspect meter box at a later date | Unknown | Don't Know | Don't Know |  | Building | Unknown | Unknown | No |  |  | Unknown |  | 32.7302954 | -103.1466747
5086 | 3216 N ENTERPRISE DR, HOBBS NM |  | No | No | Unknown - Unlikely Lead | Don't Know |  |  |  | No | Other |  | Will Inspect meter box at a later date | Unknown - Unlikely Lead |  |  |  | No | Other |  | Will Inspect meter box at a later date | Unknown | Don't Know | Don't Know |  | Building | Unknown | Unknown | No |  |  | Unknown
9889 | 2726 N NORTHWEST DR, HOBBS NM |  | No | No | Unknown - Unlikely Lead | Don't Know |  |  |  | No | Other |  | Will Inspect meter box at a later date | Unknown - Unlikely Lead |  |  |  | No | Other |  | Will Inspect meter box at a later date | Unknown | Don't Know | Don't Know |  | Building | Unknown | Unknown | No |  |  | Unknown |  | 32.7301287 | -103.1482527
849 | 615 W BERRY DR, HOBBS NM |  | No | No | Unknown - Unlikely Lead | Don't Know |  |  |  | No | Other |  | Will Inspect meter box at a later date | Unknown - Unlikely Lead |  |  |  | No | Other |  | Will Inspect meter box at a later date | Unknown | Don't Know | Don't Know |  | Building | Unknown | Unknown | No |  |  | Unknown |  | 32.7139163 | -103.142897
9403 | 207 W MESA DR, HOBBS NM |  | No | No | Unknown - Unlikely Lead | Don't Know |  |  |  | No | Other |  | Will Inspect meter box at a later date | Unknown - Unlikely Lead |  |  |  | No | Other |  | Will Inspect meter box at a later date | Unknown | Don't Know | Don't Know |  | Building | Unknown | Unknown | No |  |  | Unknown |  | 32.7168808 | -103.1372158
4955 | 4012 EL NIDO, HOBBS NM |  | No | No | Non-Lead - Plastic | No | 2015 | 1 | Field inspection only with no records | Yes | Visual inspection at the meter pit | 06/03/2024 00:00:00 |  | Non-Lead - Plastic | 2015 | 1 | Field inspection only with no records | Yes | Visual inspection at the meter pit | 06/03/2024 00:00:00 |  | Non-Lead | No | No |  | Single Family Residence |  | No | No |  |  | Non-Lead
9847 | 3413 N NORTHWEST DR, HOBBS NM |  | No | No | Unknown - Unlikely Lead | Don't Know |  |  |  | No | Other |  | Will Inspect meter box at a later date | Unknown - Unlikely Lead |  |  |  | No | Other |  | Will Inspect meter box at a later date | Unknown | Don't Know | Don't Know |  | Building | Unknown | Unknown | No |  |  | Unknown |  | 32.7371904 | -103.1559811
6918 | 1233 S HANNAH RD, HOBBS NM |  | No | No | Unknown - Unlikely Lead | Don't Know |  |  |  | No | Other |  | Will Inspect meter box at a later date | Unknown - Unlikely Lead |  |  |  | No | Other |  | Will Inspect meter box at a later date | Unknown | Don't Know | Don't Know |  | Building | Unknown | Unknown | No |  |  | Unknown |  | 32.6866505 | -103.1422107
5626 | 309 W GOLD AVE, HOBBS NM |  | No | No | Unknown - Unlikely Lead | Don't Know |  |  |  | No | Other |  | Will Inspect meter box at a later date | Unknown - Unlikely Lead |  |  |  | No | Other |  | Will Inspect meter box at a later date | Unknown | Don't Know | Don't Know |  | Building | Unknown | Unknown | No |  |  | Unknown
7515 | 1500 W KYLEIGH, HOBBS NM |  | No | No | Non-Lead - Plastic | No | 2008 | 1 | Installation date after lead ban | Yes | Visual inspection at the meter pit | 09/30/2024 00:00:00 |  | Non-Lead - Plastic | 2008 |  | Field inspection only with no records | Yes | Visual inspection at the meter pit | 09/30/2024 00:00:00 |  | Non-Lead | No | No |  | Single Family Residence | Unknown | No | No |  |  | Non-Lead |  | 32.7573461 | -103.1538825
6449 | 1315 E HIGHLAND DR, HOBBS NM |  | No | No | Unknown - Unlikely Lead | Don't Know |  |  |  | No | Other |  | Will Inspect meter box at a later date | Unknown - Unlikely Lead |  |  |  | No | Other |  | Will Inspect meter box at a later date | Unknown | Don't Know | Don't Know |  | Building | Unknown | Unknown | No |  |  | Unknown |  | 32.7290441 | -103.1204768
4903 | 2021 E DUNN ST, HOBBS NM |  | No | No | Unknown - Unlikely Lead | Don't Know |  |  |  | No | Other |  | Will Inspect meter box at a later date | Unknown - Unlikely Lead |  |  |  | No | Other |  | Will Inspect meter box at a later date | Unknown | Don't Know | Don't Know |  | Building | Unknown | Unknown | No |  |  | Unknown
8264 | 1002 W LEAD AVE, HOBBS NM |  | No | No | Unknown - Unlikely Lead | Don't Know |  |  |  | No | Other |  | Will Inspect meter box at a later date | Unknown - Unlikely Lead |  |  |  | No | Other |  | Will Inspect meter box at a later date | Unknown | Don't Know | Don't Know |  | Building | Unknown | Unknown | No |  |  | Unknown |  | 32.7301797 | -103.1475925
508 | 4100 N APODACA ST, HOBBS NM |  | No | No | Unknown - Unlikely Lead | Don't Know |  |  |  | No | Other |  | Will Inspect meter box at a later date | Unknown - Unlikely Lead |  |  |  | No | Other |  | Will Inspect meter box at a later date | Unknown | Don't Know | Don't Know |  | Building | Unknown | Unknown | No |  |  | Unknown
8244 | 4825 W LONGTAIL RD, HOBBS NM |  | No | No | Non-Lead - Plastic | No | 2020 | 1 | Field inspection only with no records | Yes | Visual inspection at the meter pit | 09/30/2024 00:00:00 |  | Non-Lead - Plastic | 2020 | 3/4 | Field inspection only with no records | Yes | Visual inspection at the meter pit | 09/30/2024 00:00:00 |  | Non-Lead | No | No |  | Single Family Residence | Unknown | No | No |  |  | Non-Lead |  | 32.7503261 | -103.1985579
8792 | 206 S MORRIS ST, HOBBS NM |  | No | No | Unknown - Unlikely Lead | Don't Know |  |  |  | No | Other |  | Will Inspect meter box at a later date | Unknown - Unlikely Lead |  |  |  | No | Other |  | Will Inspect meter box at a later date | Unknown | Don't Know | Don't Know |  | Building | Unknown | Unknown | No |  |  | Unknown |  | 32.6993094 | -103.1285526
7918 | 901 E LLANO DR, HOBBS NM |  | No | No | Unknown - Unlikely Lead | Don't Know |  |  |  | No | Other |  | Will Inspect meter box at a later date | Unknown - Unlikely Lead |  |  |  | No | Other |  | Will Inspect meter box at a later date | Unknown | Don't Know | Don't Know |  | Building | Unknown | Unknown | No |  |  | Unknown |  | 32.714114 | -103.1258174
505 | 4144 N APODACA ST, HOBBS NM |  | No | No | Unknown - Unlikely Lead | Don't Know |  |  |  | No | Other |  | Will Inspect meter box at a later date | Unknown - Unlikely Lead |  |  |  | No | Other |  | Will Inspect meter box at a later date | Unknown | Don't Know | Don't Know |  | Building | Unknown | Unknown | No |  |  | Unknown
636 | 918 S ASHER RD, HOBBS NM |  | No | No | Non-Lead - Plastic | Don't Know |  | 1 | Field inspection only with no records | Yes | Visual inspection at the meter pit | 07/23/2024 00:00:00 |  | Non-Lead - Plastic |  | 3/4 | Field inspection only with no records | Yes | Visual inspection at the meter pit | 07/23/2024 00:00:00 |  | Non-Lead | No | Don't Know |  | Single Family Residence |  | No | No |  |  | Non-Lead |  | 32.6914121 | -103.172506
5620 | 1234 N GREEN ACRES DR, HOBBS NM |  | No | No | Unknown - Unlikely Lead | Don't Know |  |  |  | No | Other |  | Will Inspect meter box at a later date | Unknown - Unlikely Lead |  |  |  | No | Other |  | Will Inspect meter box at a later date | Unknown | Don't Know | Don't Know |  | Building | Unknown | Unknown | No |  |  | Unknown
5134 | 910 N FOWLER ST, HOBBS NM |  | No | No | Unknown - Unlikely Lead | Don't Know |  |  |  | No | Other |  | Will Inspect meter box at a later date | Unknown - Unlikely Lead |  |  |  | No | Other |  | Will Inspect meter box at a later date | Unknown | Don't Know | Don't Know |  | Building | Unknown | Unknown | No |  |  | Unknown
7531 | 1407 W KIOWA AVE, HOBBS NM |  | No | No | Unknown - Unlikely Lead | Don't Know |  |  |  | No | Other |  | Will Inspect meter box at a later date | Unknown - Unlikely Lead |  |  |  | No | Other |  | Will Inspect meter box at a later date | Unknown | Don't Know | Don't Know |  | Building | Unknown | Unknown | No |  |  | Unknown |  | 32.7357591 | -103.1524565
6046 | 417 E GLORIETTA DR, HOBBS NM |  | No | No | Unknown - Unlikely Lead | Don't Know |  |  |  | No | Other |  | Will Inspect meter box at a later date | Unknown - Unlikely Lead |  |  |  | No | Other |  | Will Inspect meter box at a later date | Unknown | Don't Know | Don't Know |  | Building | Unknown | Unknown | No |  |  | Unknown |  | 32.73278 | -103.132332
8213 | 1113 W LAUGHLIN DR, HOBBS NM |  | No | No | Unknown - Unlikely Lead | Don't Know |  |  |  | No | Other |  | Will Inspect meter box at a later date | Unknown - Unlikely Lead |  |  |  | No | Other |  | Will Inspect meter box at a later date | Unknown | Don't Know | Don't Know |  | Building | Unknown | Unknown | No |  |  | Unknown |  | 32.7124067 | -103.1495039
8486 | 2920 W MARLAND ST, HOBBS NM |  | No | No | Unknown - Unlikely Lead | Don't Know |  |  |  | No | Other |  | Will Inspect meter box at a later date | Unknown - Unlikely Lead |  |  |  | No | Other |  | Will Inspect meter box at a later date | Unknown | Don't Know | Don't Know |  | Building | Unknown | Unknown | No |  |  | Unknown |  | 32.6973771 | -103.1753375
6256 | 5609 N GRIMES ST, HOBBS NM |  | No | No | Unknown - Unlikely Lead | Don't Know |  |  |  | No | Other |  | Will Inspect meter box at a later date | Unknown - Unlikely Lead |  |  |  | No | Other |  | Will Inspect meter box at a later date | Unknown | Don't Know | Don't Know |  | Building | Unknown | Unknown | No |  |  | Unknown |  | 32.7641865 | -103.1458005
5508 | 332 E GREEN ACRES DR, HOBBS NM |  | No | No | Unknown - Unlikely Lead | Don't Know |  |  |  | No | Other |  | Will Inspect meter box at a later date | Unknown - Unlikely Lead |  |  |  | No | Other |  | Will Inspect meter box at a later date | Unknown | Don't Know | Don't Know |  | Building | Unknown | Unknown | No |  |  | Unknown
8409 | 2201 W LAKEVIEW DR, HOBBS NM |  | No | No | Unknown - Unlikely Lead | Don't Know |  |  |  | No | Other |  | Will Inspect meter box at a later date | Unknown - Unlikely Lead |  |  |  | No | Other |  | Will Inspect meter box at a later date | Unknown | Don't Know | Don't Know |  | Building | Unknown | Unknown | No |  |  | Unknown |  | 32.749949 | -103.163908
6869 | 904 W HUMBLE ST, HOBBS NM |  | No | No | Unknown - Unlikely Lead | Don't Know |  |  |  | No | Other |  | Will Inspect meter box at a later date | Unknown - Unlikely Lead |  |  |  | No | Other |  | Will Inspect meter box at a later date | Unknown | Don't Know | Don't Know |  | Building | Unknown | Unknown | No |  |  | Unknown |  | 32.693776 | -103.1466102
5451 | 1813 N GRAYSON ST, HOBBS NM |  | No | No | Unknown - Unlikely Lead | Don't Know |  |  |  | No | Other |  | Will Inspect meter box at a later date | Unknown - Unlikely Lead |  |  |  | No | Other |  | Will Inspect meter box at a later date | Unknown | Don't Know | Don't Know |  | Building | Unknown | Unknown | No |  |  | Unknown
5661 | 421 W GOLD AVE, HOBBS NM |  | No | No | Unknown - Unlikely Lead | Don't Know |  |  |  | No | Other |  | Will Inspect meter box at a later date | Unknown - Unlikely Lead |  |  |  | No | Other |  | Will Inspect meter box at a later date | Unknown | Don't Know | Don't Know |  | Building | Unknown | Unknown | No |  |  | Unknown
6403 | 2809 N GREGORY ST, HOBBS NM |  | No | No | Unknown - Unlikely Lead | Don't Know |  |  |  | No | Other |  | Will Inspect meter box at a later date | Unknown - Unlikely Lead |  |  |  | No | Other |  | Will Inspect meter box at a later date | Unknown | Don't Know | Don't Know |  | Building | Unknown | Unknown | No |  |  | Unknown |  | 32.7313256 | -103.1262147
8504 | 600 W MARLAND ST, HOBBS NM |  | No | No | Unknown - Unlikely Lead | Don't Know |  |  |  | No | Other |  | Will Inspect meter box at a later date | Unknown - Unlikely Lead |  |  |  | No | Other |  | Will Inspect meter box at a later date | Unknown | Don't Know | Don't Know |  | Building | Unknown | Unknown | No |  |  | Unknown |  | 32.6968758 | -103.1428088
8867 | 401 1/2 E MIDWEST ST, HOBBS NM |  | No | No | Unknown - Unlikely Lead | Don't Know |  |  |  | No | Other |  | Will Inspect meter box at a later date | Unknown - Unlikely Lead |  |  |  | No | Other |  | Will Inspect meter box at a later date | Unknown | Don't Know | Don't Know |  | Building | Unknown | Unknown | No |  |  | Unknown
6125 | 927 S GIBBS ST, HOBBS NM |  | No | No | Unknown - Unlikely Lead | Don't Know |  |  |  | No | Other |  | Will Inspect meter box at a later date | Unknown - Unlikely Lead |  |  |  | No | Other |  | Will Inspect meter box at a later date | Unknown | Don't Know | Don't Know |  | Building | Unknown | Unknown | No |  |  | Unknown |  | 32.6918133 | -103.1719935
7942 | 1113 N LLANO DR, HOBBS NM |  | No | No | Unknown - Unlikely Lead | Don't Know |  |  |  | No | Other |  | Will Inspect meter box at a later date | Unknown - Unlikely Lead |  |  |  | No | Other |  | Will Inspect meter box at a later date | Unknown | Don't Know | Don't Know |  | Building | Unknown | Unknown | No |  |  | Unknown |  | 32.7116908 | -103.1177039
9495 | 6227 N MEADOWLANDS DR, HOBBS NM |  | No | No | Non-Lead - Plastic | No |  | 1 | Field inspection only with no records | Yes | Visual inspection at the meter pit | 06/03/2024 00:00:00 |  | Non-Lead - Plastic |  | 1 | Field inspection only with no records | Yes | Visual inspection at the meter pit | 06/03/2024 00:00:00 |  | Non-Lead | No | No |  | Single Family Residence |  | No | No |  |  | Non-Lead |  | 32.771536 | -103.157616
7395 | 815 S JEFFERSON ST, HOBBS NM |  | No | No | Unknown - Unlikely Lead | Don't Know |  |  |  | No | Other |  | Will Inspect meter box at a later date | Unknown - Unlikely Lead |  |  |  | No | Other |  | Will Inspect meter box at a later date | Unknown | Don't Know | Don't Know |  | Building | Unknown | Unknown | No |  |  | Unknown |  | 32.6932861 | -103.1238902
8818 | 704 S MORRIS ST, HOBBS NM |  | No | No | Unknown - Unlikely Lead | Don't Know |  |  |  | No | Other |  | Will Inspect meter box at a later date | Unknown - Unlikely Lead |  |  |  | No | Other |  | Will Inspect meter box at a later date | Unknown | Don't Know | Don't Know |  | Building | Unknown | Unknown | No |  |  | Unknown |  | 32.6941103 | -103.1285493
692 | 515 E ASPEN ST, HOBBS NM |  | No | No | Unknown - Unlikely Lead | Don't Know |  |  |  | No | Other |  | Will Inspect meter box at a later date | Unknown - Unlikely Lead |  |  |  | No | Other |  | Will Inspect meter box at a later date | Unknown | Don't Know | Don't Know |  | Building | Unknown | Unknown | No |  |  | Unknown |  | 32.7351936 | -103.1318175
9619 | 801 W MACKENZIE DR, HOBBS NM |  | No | No | Unknown - Unlikely Lead | Don't Know |  |  |  | No | Other |  | Will Inspect meter box at a later date | Unknown - Unlikely Lead |  |  |  | No | Other |  | Will Inspect meter box at a later date | Unknown | Don't Know | Don't Know |  | Building | Unknown | Unknown | No |  |  | Unknown |  | 32.7131333 | -103.1450992
9831 | 3616 N NORTHWEST DR, HOBBS NM |  | No | No | Unknown - Unlikely Lead | Don't Know |  |  |  | No | Other |  | Will Inspect meter box at a later date | Unknown - Unlikely Lead |  |  |  | No | Other |  | Will Inspect meter box at a later date | Unknown | Don't Know | Don't Know |  | Building | Unknown | Unknown | No |  |  | Unknown |  | 32.7396074 | -103.1576299
7271 | 208 N JEFFERSON ST, HOBBS NM |  | No | No | Unknown - Unlikely Lead | Don't Know |  |  |  | No | Other |  | Will Inspect meter box at a later date | Unknown - Unlikely Lead |  |  |  | No | Other |  | Will Inspect meter box at a later date | Unknown | Don't Know | Don't Know |  | Building | Unknown | Unknown | No |  |  | Unknown |  | 32.7023014 | -103.1236489
6000 | 1602 N GULF ST, HOBBS NM |  | No | No | Unknown - Unlikely Lead | Don't Know |  |  |  | No | Other |  | Will Inspect meter box at a later date | Unknown - Unlikely Lead |  |  |  | No | Other |  | Will Inspect meter box at a later date | Unknown | Don't Know | Don't Know |  | Building | Unknown | Unknown | No |  |  | Unknown |  | 32.716621 | -103.151162
5927 | #5 N GREYHOUND PL, HOBBS NM |  | No | No | Unknown - Unlikely Lead | Don't Know |  |  |  | No | Other |  | Will Inspect meter box at a later date | Unknown - Unlikely Lead |  |  |  | No | Other |  | Will Inspect meter box at a later date | Unknown | Don't Know | Don't Know |  | Building | Unknown | Unknown | No |  |  | Unknown
8647 | 206 E MARLAND ST, HOBBS NM |  | No | No | Unknown - Unlikely Lead | Don't Know |  |  |  | No | Other |  | Will Inspect meter box at a later date | Unknown - Unlikely Lead |  |  |  | No | Other |  | Will Inspect meter box at a later date | Unknown | Don't Know | Don't Know |  | Building | Unknown | Unknown | No |  |  | Unknown |  | 32.6969535 | -103.1343756
5885 | 923 E GYPSY ST, HOBBS NM |  | No | No | Unknown - Unlikely Lead | Don't Know |  |  |  | No | Other |  | Will Inspect meter box at a later date | Unknown - Unlikely Lead |  |  |  | No | Other |  | Will Inspect meter box at a later date | Unknown | Don't Know | Don't Know |  | Building | Unknown | Unknown | No |  |  | Unknown
8367 | 3324 N LOVINGTON HWY, HOBBS NM |  | No | No | Unknown - Unlikely Lead | Don't Know |  |  |  | No | Other |  | Will Inspect meter box at a later date | Unknown - Unlikely Lead |  |  |  | No | Other |  | Will Inspect meter box at a later date | Unknown | Don't Know | Don't Know |  | Building | Unknown | Unknown | No |  |  | Unknown |  | 32.7370898 | -103.1570134
7079 | 609 W IRON AVE, HOBBS NM |  | No | No | Unknown - Unlikely Lead | Don't Know |  |  |  | No | Other |  | Will Inspect meter box at a later date | Unknown - Unlikely Lead |  |  |  | No | Other |  | Will Inspect meter box at a later date | Unknown | Don't Know | Don't Know |  | Building | Unknown | Unknown | No |  |  | Unknown |  | 32.7314008 | -103.1432638
6231 | 3734 N GRIMES ST SUITE 105, HOBBS NM |  | No | No | Non-Lead - Plastic | Don't Know |  | 1 | Field inspection only with no records | Yes | Visual inspection at the meter pit | 08/13/2024 00:00:00 |  | Non-Lead - Plastic | 2022 | 1 | Field inspection only with no records | Yes | Visual inspection at the meter pit | 08/13/2024 00:00:00 |  | Non-Lead | No | Don't Know |  | Building |  | No | No |  |  | Non-Lead |  | 32.7416596 | -103.1443273
8267 | 1009 W LEAD AVE, HOBBS NM |  | No | No | Unknown - Unlikely Lead | Don't Know |  |  |  | No | Other |  | Will Inspect meter box at a later date | Unknown - Unlikely Lead |  |  |  | No | Other |  | Will Inspect meter box at a later date | Unknown | Don't Know | Don't Know |  | Building | Unknown | Unknown | No |  |  | Unknown |  | 32.7296117 | -103.1476215
522 | 4108 N APODOCA ST, HOBBS NM |  | No | No | Unknown - Unlikely Lead | Don't Know |  |  |  | No | Other |  | Will Inspect meter box at a later date | Unknown - Unlikely Lead |  |  |  | No | Other |  | Will Inspect meter box at a later date | Unknown | Don't Know | Don't Know |  | Building | Unknown | Unknown | No |  |  | Unknown
7045 | 4519 N HOMESTRETCH RD, HOBBS NM |  | No | No | Non-Lead - Plastic | No | 2019 | 1 | Installation date after lead ban | Yes | Visual inspection at the meter pit | 09/30/2024 00:00:00 |  | Non-Lead - Plastic | 2019 | 1 | Installation date after lead ban | Yes | Visual inspection at the meter pit | 09/30/2024 00:00:00 |  | Non-Lead | No | No |  | Single Family Residence | Unknown | No | No |  |  | Non-Lead |  | 32.75097 | -103.204361
5867 | 608 E GYPSY ST, HOBBS NM |  | No | No | Unknown - Unlikely Lead | Don't Know |  |  |  | No | Other |  | Will Inspect meter box at a later date | Unknown - Unlikely Lead |  |  |  | No | Other |  | Will Inspect meter box at a later date | Unknown | Don't Know | Don't Know |  | Building | Unknown | Unknown | No |  |  | Unknown
7825 | 212 E LLANO DR, HOBBS NM |  | No | No | Unknown - Unlikely Lead | Don't Know |  |  |  | No | Other |  | Will Inspect meter box at a later date | Unknown - Unlikely Lead |  |  |  | No | Other |  | Will Inspect meter box at a later date | Unknown | Don't Know | Don't Know |  | Building | Unknown | Unknown | No |  |  | Unknown |  | 32.7167301 | -103.1341471
5150 | 1002 N FOWLER ST, HOBBS NM |  | No | No | Unknown - Unlikely Lead | Don't Know |  |  |  | No | Other |  | Will Inspect meter box at a later date | Unknown - Unlikely Lead |  |  |  | No | Other |  | Will Inspect meter box at a later date | Unknown | Don't Know | Don't Know |  | Building | Unknown | Unknown | No |  |  | Unknown
4890 | 406 DONAHUE AVE, HOBBS NM |  | No | No | Unknown - Unlikely Lead | Don't Know |  |  |  | No | Other |  | Will Inspect meter box at a later date | Unknown - Unlikely Lead |  |  |  | No | Other |  | Will Inspect meter box at a later date | Unknown | Don't Know | Don't Know |  | Building | Unknown | Unknown | No |  |  | Unknown
9546 | 1430 MARQUIS LN, HOBBS NM |  | No | No | Unknown - Unlikely Lead | Don't Know |  |  |  | No | Other |  | Will Inspect meter box at a later date | Unknown - Unlikely Lead |  |  |  | No | Other |  | Will Inspect meter box at a later date | Unknown | Don't Know | Don't Know |  | Building | Unknown | Unknown | No |  |  | Unknown |  | 32.7398346 | -103.1540003
5938 | 1322 N GULF ST, HOBBS NM |  | No | No | Unknown - Unlikely Lead | Don't Know |  |  |  | No | Other |  | Will Inspect meter box at a later date | Unknown - Unlikely Lead |  |  |  | No | Other |  | Will Inspect meter box at a later date | Unknown | Don't Know | Don't Know |  | Building | Unknown | Unknown | No |  |  | Unknown
5381 | 1512 W FROG LEAP CT, HOBBS NM |  | No | No | Non-Lead - Plastic | No | 2019 | 1 | Installation date after lead ban | No | Other |  | Newer Construction, verified by GIS Mapping | Non-Lead - Plastic | 2008 | 1 | Installation date after lead ban | No | Other |  | Newer Construction, verified by GIS Mapping |  | No | No |  | Single Family Residence | Unknown | No | No |  |  | Non-Lead
7819 | 709 E LLANO DR, HOBBS NM |  | No | No | Unknown - Unlikely Lead | Don't Know |  |  |  | No | Other |  | Will Inspect meter box at a later date | Unknown - Unlikely Lead |  |  |  | No | Other |  | Will Inspect meter box at a later date | Unknown | Don't Know | Don't Know |  | Building | Unknown | Unknown | No |  |  | Unknown |  | 32.7143518 | -103.1283772
6509 | 419 N HOUSTON ST, HOBBS NM |  | No | No | Unknown - Unlikely Lead | Don't Know |  |  |  | No | Other |  | Will Inspect meter box at a later date | Unknown - Unlikely Lead |  |  |  | No | Other |  | Will Inspect meter box at a later date | Unknown | Don't Know | Don't Know |  | Building | Unknown | Unknown | No |  |  | Unknown |  | 32.7046631 | -103.1315259
8982 | 2519 W MIDWEST ST, HOBBS NM |  | No | No | Unknown - Unlikely Lead | Don't Know |  |  |  | No | Other |  | Will Inspect meter box at a later date | Unknown - Unlikely Lead |  |  |  | No | Other |  | Will Inspect meter box at a later date | Unknown | Don't Know | Don't Know |  | Building | Unknown | Unknown | No |  |  | Unknown |  | 32.6909066 | -103.1661482
9353 | 304 E MESA DR, HOBBS NM |  | No | No | Unknown - Unlikely Lead | Don't Know |  |  |  | No | Other |  | Will Inspect meter box at a later date | Unknown - Unlikely Lead |  |  |  | No | Other |  | Will Inspect meter box at a later date | Unknown | Don't Know | Don't Know |  | Building | Unknown | Unknown | No |  |  | Unknown |  | 32.7176025 | -103.1335196
9116 | 1807 N MCKINLEY ST, HOBBS NM |  | No | No | Unknown - Unlikely Lead | Don't Know |  |  |  | No | Other |  | Will Inspect meter box at a later date | Unknown - Unlikely Lead |  |  |  | No | Other |  | Will Inspect meter box at a later date | Unknown | Don't Know | Don't Know |  | Building | Unknown | Unknown | No |  |  | Unknown |  | 32.7195767 | -103.1348756
5195 | 1901 N FOWLER ST, HOBBS NM |  | No | No | Unknown - Unlikely Lead | Don't Know |  |  |  | No | Other |  | Will Inspect meter box at a later date | Unknown - Unlikely Lead |  |  |  | No | Other |  | Will Inspect meter box at a later date | Unknown | Don't Know | Don't Know |  | Building | Unknown | Unknown | No |  |  | Unknown
6595 | 1203 S HOUSTON ST, HOBBS NM |  | No | No | Unknown - Unlikely Lead | Don't Know |  |  |  | No | Other |  | Will Inspect meter box at a later date | Unknown - Unlikely Lead |  |  |  | No | Other |  | Will Inspect meter box at a later date | Unknown | Don't Know | Don't Know |  | Building | Unknown | Unknown | No |  |  | Unknown |  | 32.6884068 | -103.1315207
5619 | 1127 N GREEN ACRES DR, HOBBS NM |  | No | No | Unknown - Unlikely Lead | Don't Know |  |  |  | No | Other |  | Will Inspect meter box at a later date | Unknown - Unlikely Lead |  |  |  | No | Other |  | Will Inspect meter box at a later date | Unknown | Don't Know | Don't Know |  | Building | Unknown | Unknown | No |  |  | Unknown
6309 | 601 N GRIMES ST, HOBBS NM |  | No | No | Unknown - Unlikely Lead | Don't Know |  |  |  | No | Other |  | Will Inspect meter box at a later date | Unknown - Unlikely Lead |  |  |  | No | Other |  | Will Inspect meter box at a later date | Unknown | Don't Know | Don't Know |  | Building | Unknown | Unknown | No |  |  | Unknown |  | 32.7062849 | -103.1451885
9255 | 410 W MAIN ST, HOBBS NM |  | No | No | Unknown - Unlikely Lead | Don't Know |  |  |  | No | Other |  | Will Inspect meter box at a later date | Unknown - Unlikely Lead |  |  |  | No | Other |  | Will Inspect meter box at a later date | Unknown | Don't Know | Don't Know |  | Building | Unknown | Unknown | No |  |  | Unknown |  | 32.6926483 | -103.1404935
8304 | 6610 N LOVINGTON HWY, HOBBS NM |  | No | No | Unknown - Unlikely Lead | Don't Know |  |  |  | No | Other |  | Will Inspect meter box at a later date | Unknown - Unlikely Lead |  |  |  | No | Other |  | Will Inspect meter box at a later date | Unknown | Don't Know | Don't Know |  | Building | Unknown | Unknown | No |  |  | Unknown |  | 32.7752276 | -103.1890026
6023 | 1023 E GLORIETTA A 107, HOBBS NM |  | No | No | Non-Lead - Plastic | No | 2019 | 1 | Field inspection only with no records | Yes | Visual inspection at the meter pit | 05/26/2024 00:00:00 |  | Non-Lead - Plastic | 2019 | 1 | Installation date after lead ban | Yes | Visual inspection at the meter pit | 05/26/2024 00:00:00 |  | Non-Lead | No | No |  | Single Family Residence |  | No | No |  |  | Non-Lead |  | 32.7322508 | -103.1251818
6337 | 821 S GRIMES ST, HOBBS NM |  | No | No | Unknown - Unlikely Lead | Don't Know |  |  |  | No | Other |  | Will Inspect meter box at a later date | Unknown - Unlikely Lead |  |  |  | No | Other |  | Will Inspect meter box at a later date | Unknown | Don't Know | Don't Know |  | Building | Unknown | Unknown | No |  |  | Unknown |  | 32.6927097 | -103.145155
8753 | 105 N MORRIS ST, HOBBS NM |  | No | No | Unknown - Unlikely Lead | Don't Know |  |  |  | No | Other |  | Will Inspect meter box at a later date | Unknown - Unlikely Lead |  |  |  | No | Other |  | Will Inspect meter box at a later date | Unknown | Don't Know | Don't Know |  | Building | Unknown | Unknown | No |  |  | Unknown |  | 32.700907 | -103.128862
8460 | 2903 W MARLAND ST, HOBBS NM |  | No | No | Unknown - Unlikely Lead | Don't Know |  |  |  | No | Other |  | Will Inspect meter box at a later date | Unknown - Unlikely Lead |  |  |  | No | Other |  | Will Inspect meter box at a later date | Unknown | Don't Know | Don't Know |  | Building | Unknown | Unknown | No |  |  | Unknown |  | 32.6961044 | -103.1733043
9297 | 1112 W MESA VERDE DR, HOBBS NM |  | No | No | Unknown - Unlikely Lead | Don't Know |  |  |  | No | Other |  | Will Inspect meter box at a later date | Unknown - Unlikely Lead |  |  |  | No | Other |  | Will Inspect meter box at a later date | Unknown | Don't Know | Don't Know |  | Building | Unknown | Unknown | No |  |  | Unknown |  | 32.7462148 | -103.1487761
9679 | 2221 N MORA DR, HOBBS NM |  | No | No | Unknown - Unlikely Lead | Don't Know |  |  |  | No | Other |  | Will Inspect meter box at a later date | Unknown - Unlikely Lead |  |  |  | No | Other |  | Will Inspect meter box at a later date | Unknown | Don't Know | Don't Know |  | Building | Unknown | Unknown | No |  |  | Unknown |  | 32.7253093 | -103.1176619
8286 | 2516 N LOVINGTON HWY, HOBBS NM |  | No | No | Unknown - Unlikely Lead | Don't Know |  |  |  | No | Other |  | Will Inspect meter box at a later date | Unknown - Unlikely Lead |  |  |  | No | Other |  | Will Inspect meter box at a later date | Unknown | Don't Know | Don't Know |  | Building | Unknown | Unknown | No |  |  | Unknown |  | 32.7285408 | -103.1487856
8236 | 4727 W LONGTAIL RD, HOBBS NM |  | No | No | Non-Lead - Plastic | No | 2020 | 1 | Field inspection only with no records | Yes | Visual inspection at the meter pit | 09/30/2024 00:00:00 |  | Non-Lead - Plastic | 2020 | 3/4 | Field inspection only with no records | Yes | Visual inspection at the meter pit | 09/30/2024 00:00:00 |  | Non-Lead | No | No |  | Single Family Residence | Unknown | No | No |  |  | Non-Lead |  | 32.7503246 | -103.1974766
956 | 218 N AVENUE B, HOBBS NM |  | No | No | Unknown - Unlikely Lead | Don't Know |  |  |  | No | Other |  | Will Inspect meter box at a later date | Unknown - Unlikely Lead |  |  |  | No | Other |  | Will Inspect meter box at a later date | Unknown | Don't Know | Don't Know |  | Building | Unknown | Unknown | No |  |  | Unknown |  | 32.7026071 | -103.1254825
9115 | 1801 N MCKINLEY ST, HOBBS NM |  | No | No | Unknown - Unlikely Lead | Don't Know |  |  |  | No | Other |  | Will Inspect meter box at a later date | Unknown - Unlikely Lead |  |  |  | No | Other |  | Will Inspect meter box at a later date | Unknown | Don't Know | Don't Know |  | Building | Unknown | Unknown | No |  |  | Unknown |  | 32.719319 | -103.1348305
6478 | 118 W HARDEN BLVD, HOBBS NM |  | No | No | Unknown - Unlikely Lead | Don't Know |  |  |  | No | Other |  | Will Inspect meter box at a later date | Unknown - Unlikely Lead |  |  |  | No | Other |  | Will Inspect meter box at a later date | Unknown | Don't Know | Don't Know |  | Building | Unknown | Unknown | No |  |  | Unknown |  | 32.6938473 | -103.1372994
6709 | 5311 W HARDTACK RD, HOBBS NM |  | No | No | Non-Lead - Plastic | No | 2015 | 3/4 | Field inspection only with no records | Yes | Visual inspection at the meter pit | 05/26/2024 00:00:00 |  | Non-Lead - Plastic | 2015 | 3/4 | Installation date after lead ban | Yes | Visual inspection at the meter pit | 05/26/2024 00:00:00 |  | Non-Lead | No | No |  | Single Family Residence |  | No | No |  |  | Non-Lead |  | 32.751679 | -103.203701
9479 | 6224 N MEADOWLANDS DR, HOBBS NM |  | No | No | Non-Lead - Plastic | No |  | 1 | Field inspection only with no records | Yes | Visual inspection at the meter pit | 06/03/2024 00:00:00 |  | Non-Lead - Plastic |  | 1 | Field inspection only with no records | Yes | Visual inspection at the meter pit | 06/03/2024 00:00:00 |  | Non-Lead | No | No |  | Single Family Residence |  | No | No |  |  | Non-Lead |  | 32.771507 | -103.15704
539 | 201 N AVENUE A, HOBBS NM |  | No | No | Unknown - Unlikely Lead | Don't Know |  |  |  | No | Other |  | Will Inspect meter box at a later date | Unknown - Unlikely Lead |  |  |  | No | Other |  | Will Inspect meter box at a later date | Unknown | Don't Know | Don't Know |  | Building | Unknown | Unknown | No |  |  | Unknown
9177 | 1218 E MAIN ST, HOBBS NM |  | No | No | Unknown - Unlikely Lead | Don't Know |  |  |  | No | Other |  | Will Inspect meter box at a later date | Unknown - Unlikely Lead |  |  |  | No | Other |  | Will Inspect meter box at a later date | Unknown | Don't Know | Don't Know |  | Building | Unknown | Unknown | No |  |  | Unknown |  | 32.6925231 | -103.1216283
8569 | 319 W MARLAND ST, HOBBS NM |  | No | No | Unknown - Unlikely Lead | Don't Know |  |  |  | No | Other |  | Will Inspect meter box at a later date | Unknown - Unlikely Lead |  |  |  | No | Other |  | Will Inspect meter box at a later date | Unknown | Don't Know | Don't Know |  | Building | Unknown | Unknown | No |  |  | Unknown |  | 32.6962888 | -103.1396699
7534 | 901 W KIOWA AVE, HOBBS NM |  | No | No | Unknown - Unlikely Lead | Don't Know |  |  |  | No | Other |  | Will Inspect meter box at a later date | Unknown - Unlikely Lead |  |  |  | No | Other |  | Will Inspect meter box at a later date | Unknown | Don't Know | Don't Know |  | Building | Unknown | Unknown | No |  |  | Unknown |  | 32.7357472 | -103.1462875
870 | 207 W BERRY DR, HOBBS NM |  | No | No | Unknown - Unlikely Lead | Don't Know |  |  |  | No | Other |  | Will Inspect meter box at a later date | Unknown - Unlikely Lead |  |  |  | No | Other |  | Will Inspect meter box at a later date | Unknown | Don't Know | Don't Know |  | Building | Unknown | Unknown | No |  |  | Unknown |  | 32.7153286 | -103.1363535
8781 | 2904 N MORRIS DR, HOBBS NM |  | No | No | Unknown - Unlikely Lead | Don't Know |  |  |  | No | Other |  | Will Inspect meter box at a later date | Unknown - Unlikely Lead |  |  |  | No | Other |  | Will Inspect meter box at a later date | Unknown | Don't Know | Don't Know |  | Building | Unknown | Unknown | No |  |  | Unknown |  | 32.7321848 | -103.1291667
929 | 208 S AVENUE B, HOBBS NM |  | No | No | Unknown - Unlikely Lead | Don't Know |  |  |  | No | Other |  | Will Inspect meter box at a later date | Unknown - Unlikely Lead |  |  |  | No | Other |  | Will Inspect meter box at a later date | Unknown | Don't Know | Don't Know |  | Building | Unknown | Unknown | No |  |  | Unknown |  | 32.6993339 | -103.1255869
4894 | 1624 DARTMOUTH CT, HOBBS NM |  | No | No | Unknown - Unlikely Lead | Don't Know |  |  |  | No | Other |  | Will Inspect meter box at a later date | Unknown - Unlikely Lead |  |  |  | No | Other |  | Will Inspect meter box at a later date | Unknown | Don't Know | Don't Know |  | Building | Unknown | Unknown | No |  |  | Unknown
6482 | 304 W HARDEN BLVD, HOBBS NM |  | No | No | Unknown - Unlikely Lead | Don't Know |  |  |  | No | Other |  | Will Inspect meter box at a later date | Unknown - Unlikely Lead |  |  |  | No | Other |  | Will Inspect meter box at a later date | Unknown | Don't Know | Don't Know |  | Building | Unknown | Unknown | No |  |  | Unknown |  | 32.6948117 | -103.1389399
563 | 223 S AVENUE A, HOBBS NM |  | No | No | Unknown - Unlikely Lead | Don't Know |  |  |  | No | Other |  | Will Inspect meter box at a later date | Unknown - Unlikely Lead |  |  |  | No | Other |  | Will Inspect meter box at a later date | Unknown | Don't Know | Don't Know |  | Building | Unknown | Unknown | No |  |  | Unknown
8395 | 4210 N LOVINGTON HWY, HOBBS NM |  | No | No | Unknown - Unlikely Lead | Don't Know |  |  |  | No | Other |  | Will Inspect meter box at a later date | Unknown - Unlikely Lead |  |  |  | No | Other |  | Will Inspect meter box at a later date | Unknown | Don't Know | Don't Know |  | Building | Unknown | Unknown | No |  |  | Unknown |  | 32.747095 | -103.1662849
8382 | 2608 N LOVINGTON HWY, HOBBS NM |  | No | No | Unknown - Unlikely Lead | Don't Know |  |  |  | No | Other |  | Will Inspect meter box at a later date | Unknown - Unlikely Lead |  |  |  | No | Other |  | Will Inspect meter box at a later date | Unknown | Don't Know | Don't Know |  | Building | Unknown | Unknown | No |  |  | Unknown |  | 32.7293923 | -103.1494646
6319 | 4301 N GRIMES ST SUITE 200, HOBBS NM |  | No | No | Non-Lead - Plastic | Don't Know |  | 1 | Field inspection only with no records | Yes | Visual inspection at the meter pit | 08/13/2024 00:00:00 |  | Non-Lead - Plastic | 2022 | 1 | Field inspection only with no records | Yes | Visual inspection at the meter pit | 08/13/2024 00:00:00 |  | Non-Lead | No | Don't Know |  | Building |  | No | No |  |  | Non-Lead |  | 32.7475429 | -103.1449547
6308 | 221 N GRIMES ST, HOBBS NM |  | No | No | Unknown - Unlikely Lead | Don't Know |  |  |  | No | Other |  | Will Inspect meter box at a later date | Unknown - Unlikely Lead |  |  |  | No | Other |  | Will Inspect meter box at a later date | Unknown | Don't Know | Don't Know |  | Building | Unknown | Unknown | No |  |  | Unknown |  | 32.7031514 | -103.145138
626 | 715 S ASHER RD, HOBBS NM |  | No | No | Unknown - Unlikely Lead | Don't Know |  |  |  | No | Other |  | Will Inspect meter box at a later date | Unknown - Unlikely Lead |  |  |  | No | Other |  | Will Inspect meter box at a later date | Unknown | Don't Know | Don't Know |  | Building | Unknown | Unknown | No |  |  | Unknown |  | 32.6943933 | -103.1730348
7408 | 1400 S JEFFERSON ST, HOBBS NM |  | No | No | Unknown - Unlikely Lead | Don't Know |  |  |  | No | Other |  | Will Inspect meter box at a later date | Unknown - Unlikely Lead |  |  |  | No | Other |  | Will Inspect meter box at a later date | Unknown | Don't Know | Don't Know |  | Building | Unknown | Unknown | No |  |  | Unknown |  | 32.6873845 | -103.1236362
8883 | 1426 E MIDWEST ST, HOBBS NM |  | No | No | Unknown - Unlikely Lead | Don't Know |  |  |  | No | Other |  | Will Inspect meter box at a later date | Unknown - Unlikely Lead |  |  |  | No | Other |  | Will Inspect meter box at a later date | Unknown | Don't Know | Don't Know |  | Building | Unknown | Unknown | No |  |  | Unknown |  | 32.6915693 | -103.1191902
5488 | 1706 N GRAYSON ST, HOBBS NM |  | No | No | Unknown - Unlikely Lead | Don't Know |  |  |  | No | Other |  | Will Inspect meter box at a later date | Unknown - Unlikely Lead |  |  |  | No | Other |  | Will Inspect meter box at a later date | Unknown | Don't Know | Don't Know |  | Building | Unknown | Unknown | No |  |  | Unknown
8027 | 905-B N LINAM ST, HOBBS NM |  | No | No | Unknown - Unlikely Lead | Don't Know |  |  |  | No | Other |  | Will Inspect meter box at a later date | Unknown - Unlikely Lead |  |  |  | No | Other |  | Will Inspect meter box at a later date | Unknown | Don't Know | Don't Know |  | Building | Unknown | Unknown | No |  |  | Unknown
8391 | 4630 N LOVINGTON HWY, HOBBS NM |  | No | No | Unknown - Unlikely Lead | Don't Know |  |  |  | No | Other |  | Will Inspect meter box at a later date | Unknown - Unlikely Lead |  |  |  | No | Other |  | Will Inspect meter box at a later date | Unknown | Don't Know | Don't Know |  | Building | Unknown | Unknown | No |  |  | Unknown |  | 32.7527369 | -103.1719816
8122 | 601 N LEECH ST, HOBBS NM |  | No | No | Unknown - Unlikely Lead | Don't Know |  |  |  | No | Other |  | Will Inspect meter box at a later date | Unknown - Unlikely Lead |  |  |  | No | Other |  | Will Inspect meter box at a later date | Unknown | Don't Know | Don't Know |  | Building | Unknown | Unknown | No |  |  | Unknown |  | 32.706309 | -103.1427401
6066 | 1023 E GLORIETTA A 101, HOBBS NM |  | No | No | Non-Lead - Plastic | No | 2019 | 1 | Field inspection only with no records | Yes | Visual inspection at the meter pit | 05/26/2024 00:00:00 |  | Non-Lead - Plastic | 2019 | 1 | Installation date after lead ban | Yes | Visual inspection at the meter pit | 05/26/2024 00:00:00 |  | Non-Lead | No | No |  | Single Family Residence |  | No | No |  |  | Non-Lead |  | 32.7322508 | -103.1251818
9323 | 1017 W MESA VERDE DR, HOBBS NM |  | No | No | Unknown - Unlikely Lead | Don't Know |  |  |  | No | Other |  | Will Inspect meter box at a later date | Unknown - Unlikely Lead |  |  |  | No | Other |  | Will Inspect meter box at a later date | Unknown | Don't Know | Don't Know |  | Building | Unknown | Unknown | No |  |  | Unknown |  | 32.7457446 | -103.1480227
561 | 206 S AVENUE A, HOBBS NM |  | No | No | Unknown - Unlikely Lead | Don't Know |  |  |  | No | Other |  | Will Inspect meter box at a later date | Unknown - Unlikely Lead |  |  |  | No | Other |  | Will Inspect meter box at a later date | Unknown | Don't Know | Don't Know |  | Building | Unknown | Unknown | No |  |  | Unknown
5875 | 706 E GYPSY ST, HOBBS NM |  | No | No | Unknown - Unlikely Lead | Don't Know |  |  |  | No | Other |  | Will Inspect meter box at a later date | Unknown - Unlikely Lead |  |  |  | No | Other |  | Will Inspect meter box at a later date | Unknown | Don't Know | Don't Know |  | Building | Unknown | Unknown | No |  |  | Unknown
5868 | 816 E GYPSY ST, HOBBS NM |  | No | No | Unknown - Unlikely Lead | Don't Know |  |  |  | No | Other |  | Will Inspect meter box at a later date | Unknown - Unlikely Lead |  |  |  | No | Other |  | Will Inspect meter box at a later date | Unknown | Don't Know | Don't Know |  | Building | Unknown | Unknown | No |  |  | Unknown
6207 | 3319-C N GRIMES ST, HOBBS NM |  | No | No | Unknown - Unlikely Lead | Don't Know |  |  |  | No | Other |  | Will Inspect meter box at a later date | Unknown - Unlikely Lead |  |  |  | No | Other |  | Will Inspect meter box at a later date | Unknown | Don't Know | Don't Know |  | Building | Unknown | Unknown | No |  |  | Unknown
8928 | 417 E MIDWEST ST, HOBBS NM |  | No | No | Unknown - Unlikely Lead | Don't Know |  |  |  | No | Other |  | Will Inspect meter box at a later date | Unknown - Unlikely Lead |  |  |  | No | Other |  | Will Inspect meter box at a later date | Unknown | Don't Know | Don't Know |  | Building | Unknown | Unknown | No |  |  | Unknown |  | 32.6910808 | -103.1316787
5545 | 619 E GREEN ACRES DR, HOBBS NM |  | No | No | Unknown - Unlikely Lead | Don't Know |  |  |  | No | Other |  | Will Inspect meter box at a later date | Unknown - Unlikely Lead |  |  |  | No | Other |  | Will Inspect meter box at a later date | Unknown | Don't Know | Don't Know |  | Building | Unknown | Unknown | No |  |  | Unknown
5723 | 1912 N GILA DR, HOBBS NM |  | No | No | Unknown - Unlikely Lead | Don't Know |  |  |  | No | Other |  | Will Inspect meter box at a later date | Unknown - Unlikely Lead |  |  |  | No | Other |  | Will Inspect meter box at a later date | Unknown | Don't Know | Don't Know |  | Building | Unknown | Unknown | No |  |  | Unknown
8354 | 6610 N LOVINGTON HWY, HOBBS NM |  | No | No | Unknown - Unlikely Lead | Don't Know |  |  |  | No | Other |  | Will Inspect meter box at a later date | Unknown - Unlikely Lead |  |  |  | No | Other |  | Will Inspect meter box at a later date | Unknown | Don't Know | Don't Know |  | Building | Unknown | Unknown | No |  |  | Unknown |  | 32.7752276 | -103.1890026
7378 | 1122 S JEFFERSON ST, HOBBS NM |  | No | No | Unknown - Unlikely Lead | Don't Know |  |  |  | No | Other |  | Will Inspect meter box at a later date | Unknown - Unlikely Lead |  |  |  | No | Other |  | Will Inspect meter box at a later date | Unknown | Don't Know | Don't Know |  | Building | Unknown | Unknown | No |  |  | Unknown |  | 32.6895179 | -103.1236054
5168 | 1820 N FOWLER ST, HOBBS NM |  | No | No | Unknown - Unlikely Lead | Don't Know |  |  |  | No | Other |  | Will Inspect meter box at a later date | Unknown - Unlikely Lead |  |  |  | No | Other |  | Will Inspect meter box at a later date | Unknown | Don't Know | Don't Know |  | Building | Unknown | Unknown | No |  |  | Unknown
8179 | 627 E LUNA DR, HOBBS NM |  | No | No | Unknown - Unlikely Lead | Don't Know |  |  |  | No | Other |  | Will Inspect meter box at a later date | Unknown - Unlikely Lead |  |  |  | No | Other |  | Will Inspect meter box at a later date | Unknown | Don't Know | Don't Know |  | Building | Unknown | Unknown | No |  |  | Unknown |  | 32.7152188 | -103.1292011
5697 | 933 E GOLD AVE, HOBBS NM |  | No | No | Unknown - Unlikely Lead | Don't Know |  |  |  | No | Other |  | Will Inspect meter box at a later date | Unknown - Unlikely Lead |  |  |  | No | Other |  | Will Inspect meter box at a later date | Unknown | Don't Know | Don't Know |  | Building | Unknown | Unknown | No |  |  | Unknown
7232 | 1100 E JEMEZ DR, HOBBS NM |  | No | No | Unknown - Unlikely Lead | Don't Know |  |  |  | No | Other |  | Will Inspect meter box at a later date | Unknown - Unlikely Lead |  |  |  | No | Other |  | Will Inspect meter box at a later date | Unknown | Don't Know | Don't Know |  | Building | Unknown | Unknown | No |  |  | Unknown |  | 32.7218765 | -103.1230331
7935 | 1313 N LLANO DR, HOBBS NM |  | No | No | Unknown - Unlikely Lead | Don't Know |  |  |  | No | Other |  | Will Inspect meter box at a later date | Unknown - Unlikely Lead |  |  |  | No | Other |  | Will Inspect meter box at a later date | Unknown | Don't Know | Don't Know |  | Building | Unknown | Unknown | No |  |  | Unknown |  | 32.7135472 | -103.1177328
5742 | 1726 N GILA DR, HOBBS NM |  | No | No | Unknown - Unlikely Lead | Don't Know |  |  |  | No | Other |  | Will Inspect meter box at a later date | Unknown - Unlikely Lead |  |  |  | No | Other |  | Will Inspect meter box at a later date | Unknown | Don't Know | Don't Know |  | Building | Unknown | Unknown | No |  |  | Unknown
7213 | 418 E JEMEZ RD, HOBBS NM |  | No | No | Unknown - Unlikely Lead | Don't Know |  |  |  | No | Other |  | Will Inspect meter box at a later date | Unknown - Unlikely Lead |  |  |  | No | Other |  | Will Inspect meter box at a later date | Unknown | Don't Know | Don't Know |  | Building | Unknown | Unknown | No |  |  | Unknown |  | 35.867142 | -106.272952
5820 | 1743 N GILA DR, HOBBS NM |  | No | No | Unknown - Unlikely Lead | Don't Know |  |  |  | No | Other |  | Will Inspect meter box at a later date | Unknown - Unlikely Lead |  |  |  | No | Other |  | Will Inspect meter box at a later date | Unknown | Don't Know | Don't Know |  | Building | Unknown | Unknown | No |  |  | Unknown
7669 | 6118 N LOBO CT, HOBBS NM |  | No | No | Unknown - Unlikely Lead | Don't Know |  |  |  | No | Other |  | Will Inspect meter box at a later date | Unknown - Unlikely Lead |  |  |  | No | Other |  | Will Inspect meter box at a later date | Unknown | Don't Know | Don't Know |  | Building | Unknown | Unknown | No |  |  | Unknown |  | 32.7702376 | -103.1797112
768 | 2020 E ARBORS AVE, HOBBS NM |  | No | No | Non-Lead - Copper | No | 2007 | 3/4 | Field inspection only with no records | Yes | Visual inspection at the meter pit | 05/26/2024 00:00:00 |  | Non-Lead - Plastic | 2007 | 3/4 | Installation date after lead ban | Yes | Visual inspection at the meter pit | 05/26/2024 00:00:00 |  | Non-Lead | No | No |  | Single Family Residence |  | No | No |  |  | Non-Lead |  | 32.7274066 | -103.1126837
5064 | 1021 S ELM BLVD, HOBBS NM |  | No | No | Unknown - Unlikely Lead | Don't Know |  |  |  | No | Other |  | Will Inspect meter box at a later date | Unknown - Unlikely Lead |  |  |  | No | Other |  | Will Inspect meter box at a later date | Unknown | Don't Know | Don't Know |  | Building | Unknown | Unknown | No |  |  | Unknown
9272 | 500 W MAIN ST, HOBBS NM |  | No | No | Unknown - Unlikely Lead | Don't Know |  |  |  | No | Other |  | Will Inspect meter box at a later date | Unknown - Unlikely Lead |  |  |  | No | Other |  | Will Inspect meter box at a later date | Unknown | Don't Know | Don't Know |  | Building | Unknown | Unknown | No |  |  | Unknown |  | 32.6926125 | -103.1413984
6168 | 1216 N GRIMES ST, HOBBS NM |  | No | No | Unknown - Unlikely Lead | Don't Know |  |  |  | No | Other |  | Will Inspect meter box at a later date | Unknown - Unlikely Lead |  |  |  | No | Other |  | Will Inspect meter box at a later date | Unknown | Don't Know | Don't Know |  | Building | Unknown | Unknown | No |  |  | Unknown |  | 32.7126776 | -103.1443681
7874 | 427 E LLANO DR, HOBBS NM |  | No | No | Unknown - Unlikely Lead | Don't Know |  |  |  | No | Other |  | Will Inspect meter box at a later date | Unknown - Unlikely Lead |  |  |  | No | Other |  | Will Inspect meter box at a later date | Unknown | Don't Know | Don't Know |  | Building | Unknown | Unknown | No |  |  | Unknown |  | 32.7145924 | -103.1314225
8055 | 1107 1/2 S LINAM ST, HOBBS NM |  | No | No | Unknown - Unlikely Lead | Don't Know |  |  |  | No | Other |  | Will Inspect meter box at a later date | Unknown - Unlikely Lead |  |  |  | No | Other |  | Will Inspect meter box at a later date | Unknown | Don't Know | Don't Know |  | Building | Unknown | Unknown | No |  |  | Unknown
5631 | 426 W GOLD AVE, HOBBS NM |  | No | No | Unknown - Unlikely Lead | Don't Know |  |  |  | No | Other |  | Will Inspect meter box at a later date | Unknown - Unlikely Lead |  |  |  | No | Other |  | Will Inspect meter box at a later date | Unknown | Don't Know | Don't Know |  | Building | Unknown | Unknown | No |  |  | Unknown
9797 | 3221 N NORTHWEST DR, HOBBS NM |  | No | No | Unknown - Unlikely Lead | Don't Know |  |  |  | No | Other |  | Will Inspect meter box at a later date | Unknown - Unlikely Lead |  |  |  | No | Other |  | Will Inspect meter box at a later date | Unknown | Don't Know | Don't Know |  | Building | Unknown | Unknown | No |  |  | Unknown |  | 32.735545 | -103.1543623
5716 | 1701 N GILA DR, HOBBS NM |  | No | No | Unknown - Unlikely Lead | Don't Know |  |  |  | No | Other |  | Will Inspect meter box at a later date | Unknown - Unlikely Lead |  |  |  | No | Other |  | Will Inspect meter box at a later date | Unknown | Don't Know | Don't Know |  | Building | Unknown | Unknown | No |  |  | Unknown
8268 | 1003 W LEAD AVE, HOBBS NM |  | No | No | Unknown - Unlikely Lead | Don't Know |  |  |  | No | Other |  | Will Inspect meter box at a later date | Unknown - Unlikely Lead |  |  |  | No | Other |  | Will Inspect meter box at a later date | Unknown | Don't Know | Don't Know |  | Building | Unknown | Unknown | No |  |  | Unknown |  | 32.7297031 | -103.1474106
8866 | 1629 E MIDWEST ST, HOBBS NM |  | No | No | Unknown - Unlikely Lead | Don't Know |  |  |  | No | Other |  | Will Inspect meter box at a later date | Unknown - Unlikely Lead |  |  |  | No | Other |  | Will Inspect meter box at a later date | Unknown | Don't Know | Don't Know |  | Building | Unknown | Unknown | No |  |  | Unknown |  | 32.690985 | -103.1170182
6491 | 408 N HOUSTON ST, HOBBS NM |  | No | No | Unknown - Unlikely Lead | Don't Know |  |  |  | No | Other |  | Will Inspect meter box at a later date | Unknown - Unlikely Lead |  |  |  | No | Other |  | Will Inspect meter box at a later date | Unknown | Don't Know | Don't Know |  | Building | Unknown | Unknown | No |  |  | Unknown |  | 32.7045495 | -103.1310421
9032 | 1227 S MCKINLEY ST, HOBBS NM |  | No | No | Unknown - Unlikely Lead | Don't Know |  |  |  | No | Other |  | Will Inspect meter box at a later date | Unknown - Unlikely Lead |  |  |  | No | Other |  | Will Inspect meter box at a later date | Unknown | Don't Know | Don't Know |  | Building | Unknown | Unknown | No |  |  | Unknown |  | 32.6870298 | -103.1333827
6567 | 303 N HOUSTON ST, HOBBS NM |  | No | No | Unknown - Unlikely Lead | Don't Know |  |  |  | No | Other |  | Will Inspect meter box at a later date | Unknown - Unlikely Lead |  |  |  | No | Other |  | Will Inspect meter box at a later date | Unknown | Don't Know | Don't Know |  | Building | Unknown | Unknown | No |  |  | Unknown |  | 32.7031276 | -103.1314947
8697 | 1000 N MARLAND BLVD #20, HOBBS NM |  | No | No | Non-Lead - Plastic | Don't Know | 2003 | 3/4 | Field inspection only with no records | Yes | Visual inspection at the meter pit | 08/26/2024 00:00:00 |  | Non-Lead - Plastic | 2003 | 3/4 | Field inspection only with no records | Yes | Visual inspection at the meter pit | 08/26/2024 00:00:00 |  | Non-Lead | No | Don't Know |  | Single Family Residence |  | No | No |  |  | Non-Lead
5230 | 3500 N FOWLER ST #8, HOBBS NM |  | No | No | Unknown - Unlikely Lead | Don't Know |  |  |  | No | Other |  | Will Inspect meter box at a later date | Unknown - Unlikely Lead |  |  |  | No | Other |  | Will Inspect meter box at a later date | Unknown | Don't Know | Don't Know |  | Building | Unknown | Unknown | No |  |  | Unknown
7131 | 1330 W JOE HARVEY BLVD, HOBBS NM |  | No | No | Unknown - Unlikely Lead | Don't Know |  |  |  | No | Other |  | Will Inspect meter box at a later date | Unknown - Unlikely Lead |  |  |  | No | Other |  | Will Inspect meter box at a later date | Unknown | Don't Know | Don't Know |  | Building | Unknown | Unknown | No |  |  | Unknown |  | 32.740755 | -103.1527091
8573 | 2702 W MARLAND ST, HOBBS NM |  | No | No | Unknown - Unlikely Lead | Don't Know |  |  |  | No | Other |  | Will Inspect meter box at a later date | Unknown - Unlikely Lead |  |  |  | No | Other |  | Will Inspect meter box at a later date | Unknown | Don't Know | Don't Know |  | Building | Unknown | Unknown | No |  |  | Unknown |  | 32.6969237 | -103.170149
6442 | 2042 E HIGHLAND DR, HOBBS NM |  | No | No | Non-Lead - Copper | No | 2007 | 3/4 | Field inspection only with no records | Yes | Visual inspection at the meter pit | 05/26/2024 00:00:00 |  | Non-Lead - Copper | 2007 | 3/4 | Installation date after lead ban | Yes | Visual inspection at the meter pit | 05/26/2024 00:00:00 |  | Non-Lead | No | No |  | Single Family Residence |  | No | No |  |  | Non-Lead |  | 32.729725 | -103.1117315
7980 | 805 E LINCOLN RD, HOBBS NM |  | No | No | Unknown - Unlikely Lead | Don't Know |  |  |  | No | Other |  | Will Inspect meter box at a later date | Unknown - Unlikely Lead |  |  |  | No | Other |  | Will Inspect meter box at a later date | Unknown | Don't Know | Don't Know |  | Building | Unknown | Unknown | No |  |  | Unknown |  | 32.7195336 | -103.1271183
8996 | 2528 W MIDWEST ST, HOBBS NM |  | No | No | Unknown - Unlikely Lead | Don't Know |  |  |  | No | Other |  | Will Inspect meter box at a later date | Unknown - Unlikely Lead |  |  |  | No | Other |  | Will Inspect meter box at a later date | Unknown | Don't Know | Don't Know |  | Building | Unknown | Unknown | No |  |  | Unknown |  | 32.6916059 | -103.1666977
6059 | 1023 E GLORIETTA A 106, HOBBS NM |  | No | No | Non-Lead - Plastic | No | 2019 | 1 | Field inspection only with no records | Yes | Visual inspection at the meter pit | 05/26/2024 00:00:00 |  | Non-Lead - Plastic | 2019 | 1 | Installation date after lead ban | Yes | Visual inspection at the meter pit | 05/26/2024 00:00:00 |  | Non-Lead | No | No |  | Single Family Residence |  | No | No |  |  | Non-Lead |  | 32.7322508 | -103.1251818
5786 | 1742 N GILA DR, HOBBS NM |  | No | No | Unknown - Unlikely Lead | Don't Know |  |  |  | No | Other |  | Will Inspect meter box at a later date | Unknown - Unlikely Lead |  |  |  | No | Other |  | Will Inspect meter box at a later date | Unknown | Don't Know | Don't Know |  | Building | Unknown | Unknown | No |  |  | Unknown
8260 | 5110 W LONGTAIL RD, HOBBS NM |  | No | No | Non-Lead - Plastic | No | 2020 | 1 | Field inspection only with no records | Yes | Visual inspection at the meter pit | 09/30/2024 00:00:00 |  | Non-Lead - Plastic | 2020 | 3/4 | Field inspection only with no records | Yes | Visual inspection at the meter pit | 09/30/2024 00:00:00 |  | Non-Lead | No | No |  | Single Family Residence | Unknown | No | No |  |  | Non-Lead |  | 32.7507199 | -103.2015014
8406 | 2520 W LAKEVIEW DR, HOBBS NM |  | No | No | Unknown - Unlikely Lead | Don't Know |  |  |  | No | Other |  | Will Inspect meter box at a later date | Unknown - Unlikely Lead |  |  |  | No | Other |  | Will Inspect meter box at a later date | Unknown | Don't Know | Don't Know |  | Building | Unknown | Unknown | No |  |  | Unknown |  | 32.7506277 | -103.1676968
8881 | 217 E MIDWEST ST, HOBBS NM |  | No | No | Unknown - Unlikely Lead | Don't Know |  |  |  | No | Other |  | Will Inspect meter box at a later date | Unknown - Unlikely Lead |  |  |  | No | Other |  | Will Inspect meter box at a later date | Unknown | Don't Know | Don't Know |  | Building | Unknown | Unknown | No |  |  | Unknown |  | 32.6910964 | -103.1341118
5611 | 1221 N GREEN ACRES DR, HOBBS NM |  | No | No | Unknown - Unlikely Lead | Don't Know |  |  |  | No | Other |  | Will Inspect meter box at a later date | Unknown - Unlikely Lead |  |  |  | No | Other |  | Will Inspect meter box at a later date | Unknown | Don't Know | Don't Know |  | Building | Unknown | Unknown | No |  |  | Unknown
9493 | 6215 N MEADOWLANDS DR, HOBBS NM |  | No | No | Non-Lead - Plastic | No |  | 1 | Field inspection only with no records | Yes | Visual inspection at the meter pit | 06/03/2024 00:00:00 |  | Non-Lead - Plastic |  | 1 | Field inspection only with no records | Yes | Visual inspection at the meter pit | 06/03/2024 00:00:00 |  | Non-Lead | No | No |  | Single Family Residence |  | No | No |  |  | Non-Lead |  | 32.7711 | -103.157618
553 | 220 S AVENUE A, HOBBS NM |  | No | No | Unknown - Unlikely Lead | Don't Know |  |  |  | No | Other |  | Will Inspect meter box at a later date | Unknown - Unlikely Lead |  |  |  | No | Other |  | Will Inspect meter box at a later date | Unknown | Don't Know | Don't Know |  | Building | Unknown | Unknown | No |  |  | Unknown
9074 | 1909 N MCKINLEY ST, HOBBS NM |  | No | No | Unknown - Unlikely Lead | Don't Know |  |  |  | No | Other |  | Will Inspect meter box at a later date | Unknown - Unlikely Lead |  |  |  | No | Other |  | Will Inspect meter box at a later date | Unknown | Don't Know | Don't Know |  | Building | Unknown | Unknown | No |  |  | Unknown |  | 32.720792 | -103.1351965
8457 | 2915 W MARLAND BLVD, HOBBS NM |  | No | No | Unknown - Unlikely Lead | Don't Know |  |  |  | No | Other |  | Will Inspect meter box at a later date | Unknown - Unlikely Lead |  |  |  | No | Other |  | Will Inspect meter box at a later date | Unknown | Don't Know | Don't Know |  | Building | Unknown | Unknown | No |  |  | Unknown |  | 32.6957625 | -103.1750709
8311 | 6610 N LOVINGTON HWY, HOBBS NM |  | No | No | Unknown - Unlikely Lead | Don't Know |  |  |  | No | Other |  | Will Inspect meter box at a later date | Unknown - Unlikely Lead |  |  |  | No | Other |  | Will Inspect meter box at a later date | Unknown | Don't Know | Don't Know |  | Building | Unknown | Unknown | No |  |  | Unknown |  | 32.7752276 | -103.1890026
9462 | 3901 W MILLEN DR #4, HOBBS NM |  | No | No | Unknown - Unlikely Lead | Don't Know |  |  |  | No | Other |  | Will Inspect meter box at a later date | Unknown - Unlikely Lead |  |  |  | No | Other |  | Will Inspect meter box at a later date | Unknown | Don't Know | Don't Know |  | Building | Unknown | Unknown | No |  |  | Unknown
9409 | 128 W MESA DR, HOBBS NM |  | No | No | Unknown - Unlikely Lead | Don't Know |  |  |  | No | Other |  | Will Inspect meter box at a later date | Unknown - Unlikely Lead |  |  |  | No | Other |  | Will Inspect meter box at a later date | Unknown | Don't Know | Don't Know |  | Building | Unknown | Unknown | No |  |  | Unknown |  | 32.7174119 | -103.137085
5171 | 1004 N FOWLER ST, HOBBS NM |  | No | No | Unknown - Unlikely Lead | Don't Know |  |  |  | No | Other |  | Will Inspect meter box at a later date | Unknown - Unlikely Lead |  |  |  | No | Other |  | Will Inspect meter box at a later date | Unknown | Don't Know | Don't Know |  | Building | Unknown | Unknown | No |  |  | Unknown
9216 | 1102 E MAIN ST, HOBBS NM |  | No | No | Unknown - Unlikely Lead | Don't Know |  |  |  | No | Other |  | Will Inspect meter box at a later date | Unknown - Unlikely Lead |  |  |  | No | Other |  | Will Inspect meter box at a later date | Unknown | Don't Know | Don't Know |  | Building | Unknown | Unknown | No |  |  | Unknown |  | 32.6926374 | -103.1235653
4797 | 1411 N DENSON DR, HOBBS NM |  | No | No | Unknown - Unlikely Lead | Don't Know |  |  |  | No | Other |  | Will Inspect meter box at a later date | Unknown - Unlikely Lead |  |  |  | No | Other |  | Will Inspect meter box at a later date | Unknown | Don't Know | Don't Know |  | Building | Unknown | Unknown | No |  |  | Unknown
8408 | 2508 W LAKEVIEW DR, HOBBS NM |  | No | No | Unknown - Unlikely Lead | Don't Know |  |  |  | No | Other |  | Will Inspect meter box at a later date | Unknown - Unlikely Lead |  |  |  | No | Other |  | Will Inspect meter box at a later date | Unknown | Don't Know | Don't Know |  | Building | Unknown | Unknown | No |  |  | Unknown |  | 32.7509218 | -103.1672812
5864 | 914 E GYPSY ST, HOBBS NM |  | No | No | Unknown - Unlikely Lead | Don't Know |  |  |  | No | Other |  | Will Inspect meter box at a later date | Unknown - Unlikely Lead |  |  |  | No | Other |  | Will Inspect meter box at a later date | Unknown | Don't Know | Don't Know |  | Building | Unknown | Unknown | No |  |  | Unknown
6622 | 1303 S HOUSTON ST, HOBBS NM |  | No | No | Unknown - Unlikely Lead | Don't Know |  |  |  | No | Other |  | Will Inspect meter box at a later date | Unknown - Unlikely Lead |  |  |  | No | Other |  | Will Inspect meter box at a later date | Unknown | Don't Know | Don't Know |  | Building | Unknown | Unknown | No |  |  | Unknown |  | 32.6855621 | -103.1315537
4841 | 1102 DESERT SAGE, HOBBS NM |  | No | No | Non-Lead - Plastic | No | 2005 | 3/4 | Field inspection only with no records | Yes | Visual inspection at the meter pit | 04/17/2024 00:00:00 |  | Non-Lead - Copper | 2005 | 3/4 | Field inspection only with no records | Yes | Visual inspection at the meter pit | 04/17/2024 00:00:00 |  | Non-Lead | No | No | Not Applicable | Single Family Residence | Unknown | No | No |  |  | Non-Lead
9674 | 2201 N MORA DR, HOBBS NM |  | No | No | Unknown - Unlikely Lead | Don't Know |  |  |  | No | Other |  | Will Inspect meter box at a later date | Unknown - Unlikely Lead |  |  |  | No | Other |  | Will Inspect meter box at a later date | Unknown | Don't Know | Don't Know |  | Building | Unknown | Unknown | No |  |  | Unknown |  | 32.724735 | -103.1176893
8865 | 1308 E MIDWEST ST, HOBBS NM |  | No | No | Unknown - Unlikely Lead | Don't Know |  |  |  | No | Other |  | Will Inspect meter box at a later date | Unknown - Unlikely Lead |  |  |  | No | Other |  | Will Inspect meter box at a later date | Unknown | Don't Know | Don't Know |  | Building | Unknown | Unknown | No |  |  | Unknown |  | 32.6914668 | -103.1208287
7598 | 1011 W KIOWA AVE, HOBBS NM |  | No | No | Unknown - Unlikely Lead | Don't Know |  |  |  | No | Other |  | Will Inspect meter box at a later date | Unknown - Unlikely Lead |  |  |  | No | Other |  | Will Inspect meter box at a later date | Unknown | Don't Know | Don't Know |  | Building | Unknown | Unknown | No |  |  | Unknown |  | 32.7357474 | -103.1476397
6807 | 704 E HUMBLE ST, HOBBS NM |  | No | No | Unknown - Unlikely Lead | Don't Know |  |  |  | No | Other |  | Will Inspect meter box at a later date | Unknown - Unlikely Lead |  |  |  | No | Other |  | Will Inspect meter box at a later date | Unknown | Don't Know | Don't Know |  | Building | Unknown | Unknown | No |  |  | Unknown |  | 32.6936964 | -103.1282647
602 | 1902 E ALAMEDA ST, HOBBS NM |  | No | No | Unknown - Unlikely Lead | Don't Know |  |  |  | No | Other |  | Will Inspect meter box at a later date | Unknown - Unlikely Lead |  |  |  | No | Other |  | Will Inspect meter box at a later date | Unknown | Don't Know | Don't Know |  | Building | Unknown | Unknown | No |  |  | Unknown |  | 32.7027644 | -103.1137805
932 | 417 S AVENUE B, HOBBS NM |  | No | No | Unknown - Unlikely Lead | Don't Know |  |  |  | No | Other |  | Will Inspect meter box at a later date | Unknown - Unlikely Lead |  |  |  | No | Other |  | Will Inspect meter box at a later date | Unknown | Don't Know | Don't Know |  | Building | Unknown | Unknown | No |  |  | Unknown |  | 32.697156 | -103.125998
7956 | 1325 N LLANO DR, HOBBS NM |  | No | No | Unknown - Unlikely Lead | Don't Know |  |  |  | No | Other |  | Will Inspect meter box at a later date | Unknown - Unlikely Lead |  |  |  | No | Other |  | Will Inspect meter box at a later date | Unknown | Don't Know | Don't Know |  | Building | Unknown | Unknown | No |  |  | Unknown |  | 32.7136631 | -103.118077
5505 | 201 E GREEN ACRES DR, HOBBS NM |  | No | No | Unknown - Unlikely Lead | Don't Know |  |  |  | No | Other |  | Will Inspect meter box at a later date | Unknown - Unlikely Lead |  |  |  | No | Other |  | Will Inspect meter box at a later date | Unknown | Don't Know | Don't Know |  | Building | Unknown | Unknown | No |  |  | Unknown
4950 | 4016 EL NIDO, HOBBS NM |  | No | No | Non-Lead - Plastic | No | 2015 | 1 | Field inspection only with no records | Yes | Visual inspection at the meter pit | 06/03/2024 00:00:00 |  | Non-Lead - Plastic | 2015 | 1 | Field inspection only with no records | Yes | Visual inspection at the meter pit | 06/03/2024 00:00:00 |  | Non-Lead | No | No |  | Single Family Residence |  | No | No |  |  | Non-Lead
6843 | 2811 W HUMBLE ST, HOBBS NM |  | No | No | Unknown - Unlikely Lead | Don't Know |  |  |  | No | Other |  | Will Inspect meter box at a later date | Unknown - Unlikely Lead |  |  |  | No | Other |  | Will Inspect meter box at a later date | Unknown | Don't Know | Don't Know |  | Building | Unknown | Unknown | No |  |  | Unknown |  | 32.6926177 | -103.1687061
6701 | 5225 W HARDTACK RD, HOBBS NM |  | No | No | Non-Lead - Plastic | No | 2015 | 3/4 | Field inspection only with no records | Yes | Visual inspection at the meter pit | 05/26/2024 00:00:00 |  | Non-Lead - Plastic | 2015 | 3/4 | Installation date after lead ban | Yes | Visual inspection at the meter pit | 05/26/2024 00:00:00 |  | Non-Lead | No | No |  | Single Family Residence |  | No | No |  |  | Non-Lead |  | 32.751678 | -103.20318
6603 | 601 S HOUSTON ST, HOBBS NM |  | No | No | Unknown - Unlikely Lead | Don't Know |  |  |  | No | Other |  | Will Inspect meter box at a later date | Unknown - Unlikely Lead |  |  |  | No | Other |  | Will Inspect meter box at a later date | Unknown | Don't Know | Don't Know |  | Building | Unknown | Unknown | No |  |  | Unknown |  | 32.6953126 | -103.1314797
9172 | 111 E MAIN ST, HOBBS NM |  | No | No | Unknown - Unlikely Lead | Don't Know |  |  |  | No | Other |  | Will Inspect meter box at a later date | Unknown - Unlikely Lead |  |  |  | No | Other |  | Will Inspect meter box at a later date | Unknown | Don't Know | Don't Know |  | Building | Unknown | Unknown | No |  |  | Unknown |  | 32.6921598 | -103.1352559
7097 | 1011 W IRON AVE, HOBBS NM |  | No | No | Unknown - Unlikely Lead | Don't Know |  |  |  | No | Other |  | Will Inspect meter box at a later date | Unknown - Unlikely Lead |  |  |  | No | Other |  | Will Inspect meter box at a later date | Unknown | Don't Know | Don't Know |  | Building | Unknown | Unknown | No |  |  | Unknown |  | 32.7315329 | -103.1478795
9732 | 4007 MESCALERO DR, HOBBS NM |  | No | No | Unknown - Unlikely Lead | Don't Know |  |  |  | No | Other |  | Will Inspect meter box at a later date | Unknown - Unlikely Lead |  |  |  | No | Other |  | Will Inspect meter box at a later date | Unknown | Don't Know | Don't Know |  | Building | Unknown | Unknown | No |  |  | Unknown |  | 32.7443236 | -103.1520699
7404 | 203 S JEFFERSON ST, HOBBS NM |  | No | No | Unknown - Unlikely Lead | Don't Know |  |  |  | No | Other |  | Will Inspect meter box at a later date | Unknown - Unlikely Lead |  |  |  | No | Other |  | Will Inspect meter box at a later date | Unknown | Don't Know | Don't Know |  | Building | Unknown | Unknown | No |  |  | Unknown |  | 32.6995429 | -103.1241706
9446 | 1111 MOSELY CIR, HOBBS NM |  | No | No | Unknown - Unlikely Lead | Don't Know |  |  |  | No | Other |  | Will Inspect meter box at a later date | Unknown - Unlikely Lead |  |  |  | No | Other |  | Will Inspect meter box at a later date | Unknown | Don't Know | Don't Know |  | Building | Unknown | Unknown | No |  |  | Unknown |  | 32.715968 | -103.122778
8442 | 401 W MESQUITE DR, HOBBS NM |  | No | No | Unknown - Unlikely Lead | Don't Know |  |  |  | No | Other |  | Will Inspect meter box at a later date | Unknown - Unlikely Lead |  |  |  | No | Other |  | Will Inspect meter box at a later date | Unknown | Don't Know | Don't Know |  | Building | Unknown | Unknown | No |  |  | Unknown |  | 32.6890226 | -103.1400967
5860 | 622 E GYPSY ST, HOBBS NM |  | No | No | Unknown - Unlikely Lead | Don't Know |  |  |  | No | Other |  | Will Inspect meter box at a later date | Unknown - Unlikely Lead |  |  |  | No | Other |  | Will Inspect meter box at a later date | Unknown | Don't Know | Don't Know |  | Building | Unknown | Unknown | No |  |  | Unknown
8062 | 1110 S LINAM ST, HOBBS NM |  | No | No | Unknown - Unlikely Lead | Don't Know |  |  |  | No | Other |  | Will Inspect meter box at a later date | Unknown - Unlikely Lead |  |  |  | No | Other |  | Will Inspect meter box at a later date | Unknown | Don't Know | Don't Know |  | Building | Unknown | Unknown | No |  |  | Unknown |  | 32.6899565 | -103.1385438
8009 | 1011 N LINAM ST, HOBBS NM |  | No | No | Unknown - Unlikely Lead | Don't Know |  |  |  | No | Other |  | Will Inspect meter box at a later date | Unknown - Unlikely Lead |  |  |  | No | Other |  | Will Inspect meter box at a later date | Unknown | Don't Know | Don't Know |  | Building | Unknown | Unknown | No |  |  | Unknown |  | 32.7109273 | -103.1391211
5139 | 2112 N FOWLER ST, HOBBS NM |  | No | No | Non-Lead - Plastic | No |  | 1 | Field inspection only with no records | Yes | Visual inspection at the meter pit | 06/03/2024 00:00:00 |  | Non-Lead - Plastic |  | 1 | Field inspection only with no records | Yes | Visual inspection at the meter pit | 06/03/2024 00:00:00 |  | Non-Lead | No | No |  | Single Family Residence |  | No | No |  |  | Non-Lead
7078 | 1122 W IRON AVE, HOBBS NM |  | No | No | Unknown - Unlikely Lead | Don't Know |  |  |  | No | Other |  | Will Inspect meter box at a later date | Unknown - Unlikely Lead |  |  |  | No | Other |  | Will Inspect meter box at a later date | Unknown | Don't Know | Don't Know |  | Building | Unknown | Unknown | No |  |  | Unknown |  | 32.7316837 | -103.1492219
5352 | 19 FAIRMONT CT, HOBBS NM |  | No | No | Unknown - Unlikely Lead | Don't Know |  |  |  | No | Other |  | Will Inspect meter box at a later date | Unknown - Unlikely Lead |  |  |  | No | Other |  | Will Inspect meter box at a later date | Unknown | Don't Know | Don't Know |  | Building | Unknown | Unknown | No |  |  | Unknown
7330 | 800 N JEFFERSON ST, HOBBS NM |  | No | No | Unknown - Unlikely Lead | Don't Know |  |  |  | No | Other |  | Will Inspect meter box at a later date | Unknown - Unlikely Lead |  |  |  | No | Other |  | Will Inspect meter box at a later date | Unknown | Don't Know | Don't Know |  | Building | Unknown | Unknown | No |  |  | Unknown |  | 32.7095581 | -103.1221126
6535 | 2509 N HOUSTON ST, HOBBS NM |  | No | No | Unknown - Unlikely Lead | Don't Know |  |  |  | No | Other |  | Will Inspect meter box at a later date | Unknown - Unlikely Lead |  |  |  | No | Other |  | Will Inspect meter box at a later date | Unknown | Don't Know | Don't Know |  | Building | Unknown | Unknown | No |  |  | Unknown |  | 32.728612 | -103.133017
9418 | 3000 MONTGOMERY ST, HOBBS NM |  | No | No | Unknown - Unlikely Lead | Don't Know |  |  |  | No | Other |  | Will Inspect meter box at a later date | Unknown - Unlikely Lead |  |  |  | No | Other |  | Will Inspect meter box at a later date | Unknown | Don't Know | Don't Know |  | Building | Unknown | Unknown | No |  |  | Unknown |  | 32.733146 | -103.1326355
5865 | 814 E GYPSY ST, HOBBS NM |  | No | No | Unknown - Unlikely Lead | Don't Know |  |  |  | No | Other |  | Will Inspect meter box at a later date | Unknown - Unlikely Lead |  |  |  | No | Other |  | Will Inspect meter box at a later date | Unknown | Don't Know | Don't Know |  | Building | Unknown | Unknown | No |  |  | Unknown
791 | 301 W BERRY DR, HOBBS NM |  | No | No | Unknown - Unlikely Lead | Don't Know |  |  |  | No | Other |  | Will Inspect meter box at a later date | Unknown - Unlikely Lead |  |  |  | No | Other |  | Will Inspect meter box at a later date | Unknown | Don't Know | Don't Know |  | Building | Unknown | Unknown | No |  |  | Unknown |  | 32.7149676 | -103.1374494
9185 | 421 E MAIN ST, HOBBS NM |  | No | No | Unknown - Unlikely Lead | Don't Know |  |  |  | No | Other |  | Will Inspect meter box at a later date | Unknown - Unlikely Lead |  |  |  | No | Other |  | Will Inspect meter box at a later date | Unknown | Don't Know | Don't Know |  | Building | Unknown | Unknown | No |  |  | Unknown |  | 32.6919976 | -103.1315321
5792 | 1901 N GILA DR, HOBBS NM |  | No | No | Unknown - Unlikely Lead | Don't Know |  |  |  | No | Other |  | Will Inspect meter box at a later date | Unknown - Unlikely Lead |  |  |  | No | Other |  | Will Inspect meter box at a later date | Unknown | Don't Know | Don't Know |  | Building | Unknown | Unknown | No |  |  | Unknown
5895 | 909 E GYPSY ST, HOBBS NM |  | No | No | Unknown - Unlikely Lead | Don't Know |  |  |  | No | Other |  | Will Inspect meter box at a later date | Unknown - Unlikely Lead |  |  |  | No | Other |  | Will Inspect meter box at a later date | Unknown | Don't Know | Don't Know |  | Building | Unknown | Unknown | No |  |  | Unknown
7856 | 1415 E LLANO DR, HOBBS NM |  | No | No | Unknown - Unlikely Lead | Don't Know |  |  |  | No | Other |  | Will Inspect meter box at a later date | Unknown - Unlikely Lead |  |  |  | No | Other |  | Will Inspect meter box at a later date | Unknown | Don't Know | Don't Know |  | Building | Unknown | Unknown | No |  |  | Unknown |  | 32.7141285 | -103.1189555
7304 | 1001 N JEFFERSON ST, HOBBS NM |  | No | No | Unknown - Unlikely Lead | Don't Know |  |  |  | No | Other |  | Will Inspect meter box at a later date | Unknown - Unlikely Lead |  |  |  | No | Other |  | Will Inspect meter box at a later date | Unknown | Don't Know | Don't Know |  | Building | Unknown | Unknown | No |  |  | Unknown |  | 32.7099776 | -103.1236493
537 | 113 N AVENUE A, HOBBS NM |  | No | No | Unknown - Unlikely Lead | Don't Know |  |  |  | No | Other |  | Will Inspect meter box at a later date | Unknown - Unlikely Lead |  |  |  | No | Other |  | Will Inspect meter box at a later date | Unknown | Don't Know | Don't Know |  | Building | Unknown | Unknown | No |  |  | Unknown
5182 | 2017 N FOWLER ST, HOBBS NM |  | No | No | Unknown - Unlikely Lead | Don't Know |  |  |  | No | Other |  | Will Inspect meter box at a later date | Unknown - Unlikely Lead |  |  |  | No | Other |  | Will Inspect meter box at a later date | Unknown | Don't Know | Don't Know |  | Building | Unknown | Unknown | No |  |  | Unknown
6654 | 5017 W HARDTACK RD, HOBBS NM |  | No | No | Non-Lead - Plastic | No | 2015 | 3/4 | Field inspection only with no records | Yes | Visual inspection at the meter pit | 05/26/2024 00:00:00 |  | Non-Lead - Plastic | 2015 | 3/4 | Installation date after lead ban | Yes | Visual inspection at the meter pit | 05/26/2024 00:00:00 |  | Non-Lead | No | No |  | Single Family Residence |  | No | No |  |  | Non-Lead |  | 32.751675 | -103.200542
5972 | 1121 N GULF ST, HOBBS NM |  | No | No | Unknown - Unlikely Lead | Don't Know |  |  |  | No | Other |  | Will Inspect meter box at a later date | Unknown - Unlikely Lead |  |  |  | No | Other |  | Will Inspect meter box at a later date | Unknown | Don't Know | Don't Know |  | Building | Unknown | Unknown | No |  |  | Unknown |  | 32.7119481 | -103.1532164
6851 | 314 1/2 W HUMBLE ST, HOBBS NM |  | No | No | Unknown - Unlikely Lead | Don't Know |  |  |  | No | Other |  | Will Inspect meter box at a later date | Unknown - Unlikely Lead |  |  |  | No | Other |  | Will Inspect meter box at a later date | Unknown | Don't Know | Don't Know |  | Building | Unknown | Unknown | No |  |  | Unknown
8601 | 1520 E MARLAND ST, HOBBS NM |  | No | No | Unknown - Unlikely Lead | Don't Know |  |  |  | No | Other |  | Will Inspect meter box at a later date | Unknown - Unlikely Lead |  |  |  | No | Other |  | Will Inspect meter box at a later date | Unknown | Don't Know | Don't Know |  | Building | Unknown | Unknown | No |  |  | Unknown |  | 32.6969013 | -103.1179791
6392 | 5029 W GREY GHOST RD, HOBBS NM |  | No | No | Non-Lead - Plastic | No | 2017 | 3/4 | Field inspection only with no records | Yes | Visual inspection at the meter pit | 05/26/2024 00:00:00 |  | Non-Lead - Plastic | 2017 | 3/4 | Installation date after lead ban | Yes | Visual inspection at the meter pit | 05/26/2024 00:00:00 |  | Non-Lead | No | No |  | Single Family Residence |  | No | No |  |  | Non-Lead |  | 32.749569 | -103.201039
935 | 205 S AVENUE B, HOBBS NM |  | No | No | Unknown - Unlikely Lead | Don't Know |  |  |  | No | Other |  | Will Inspect meter box at a later date | Unknown - Unlikely Lead |  |  |  | No | Other |  | Will Inspect meter box at a later date | Unknown | Don't Know | Don't Know |  | Building | Unknown | Unknown | No |  |  | Unknown |  | 32.6994998 | -103.1259746
7467 | 2326 N JUNIPER LN, HOBBS NM |  | No | No | Non-Lead - Plastic | No | 2009 | 3/4 | Field inspection only with no records | Yes | Visual inspection at the meter pit | 07/23/2024 00:00:00 |  | Non-Lead - Plastic | 2009 | 3/4 | Field inspection only with no records | Yes | Visual inspection at the meter pit | 07/23/2024 00:00:00 |  | Non-Lead | No | No |  | Single Family Residence | Unknown | No | No |  |  | Non-Lead |  | 32.7269222 | -103.1113215
6946 | 2107 E HIGHWOOD AVE, HOBBS NM |  | No | No | Non-Lead - Plastic | Don't Know | 2019 | 1 | Field inspection only with no records | Yes | Visual inspection at the meter pit | 08/19/2024 00:00:00 |  | Non-Lead - Plastic | 2019 | 1 | Field inspection only with no records | Yes | Visual inspection at the meter pit | 08/19/2024 00:00:00 |  | Non-Lead | No | Don't Know |  | Single Family Residence |  | No | No |  |  | Non-Lead |  | 32.731682 | -103.111181
644 | 710 E ASPEN ST, HOBBS NM |  | No | No | Unknown - Unlikely Lead | Don't Know |  |  |  | No | Other |  | Will Inspect meter box at a later date | Unknown - Unlikely Lead |  |  |  | No | Other |  | Will Inspect meter box at a later date | Unknown | Don't Know | Don't Know |  | Building | Unknown | Unknown | No |  |  | Unknown |  | 32.7355469 | -103.1295242
93 | 1 ACOMA CT, HOBBS NM |  | No | No | Unknown - Unlikely Lead | Don't Know |  |  |  | No | Other |  | Will Inspect meter box at a later date | Unknown - Unlikely Lead |  |  |  | No | Other |  | Will Inspect meter box at a later date | Unknown | Don't Know | Don't Know |  | Building | Unknown | Unknown | No |  |  | Unknown |  | 32.7361033 | -103.1403829
964 | 120 W BAJA DR, HOBBS NM |  | No | No | Unknown - Unlikely Lead | Don't Know |  |  |  | No | Other |  | Will Inspect meter box at a later date | Unknown - Unlikely Lead |  |  |  | No | Other |  | Will Inspect meter box at a later date | Unknown | Don't Know | Don't Know |  | Building | Unknown | Unknown | No |  |  | Unknown |  | 32.7193561 | -103.1365153
7252 | 608 N JEFFERSON ST, HOBBS NM |  | No | No | Unknown - Unlikely Lead | Don't Know |  |  |  | No | Other |  | Will Inspect meter box at a later date | Unknown - Unlikely Lead |  |  |  | No | Other |  | Will Inspect meter box at a later date | Unknown | Don't Know | Don't Know |  | Building | Unknown | Unknown | No |  |  | Unknown |  | 32.7063449 | -103.1230048
8819 | 1305 S MORRIS ST, HOBBS NM |  | No | No | Unknown - Unlikely Lead | Don't Know |  |  |  | No | Other |  | Will Inspect meter box at a later date | Unknown - Unlikely Lead |  |  |  | No | Other |  | Will Inspect meter box at a later date | Unknown | Don't Know | Don't Know |  | Building | Unknown | Unknown | No |  |  | Unknown |  | 32.6852892 | -103.1299303
5617 | 1101 N GREEN ACRES DR, HOBBS NM |  | No | No | Unknown - Unlikely Lead | Don't Know |  |  |  | No | Other |  | Will Inspect meter box at a later date | Unknown - Unlikely Lead |  |  |  | No | Other |  | Will Inspect meter box at a later date | Unknown | Don't Know | Don't Know |  | Building | Unknown | Unknown | No |  |  | Unknown
5851 | 301 W GYPSY ST, HOBBS NM |  | No | No | Unknown - Unlikely Lead | Don't Know |  |  |  | No | Other |  | Will Inspect meter box at a later date | Unknown - Unlikely Lead |  |  |  | No | Other |  | Will Inspect meter box at a later date | Unknown | Don't Know | Don't Know |  | Building | Unknown | Unknown | No |  |  | Unknown
8437 | 700 E MESQUITE DR, HOBBS NM |  | No | No | Unknown - Unlikely Lead | Don't Know |  |  |  | No | Other |  | Will Inspect meter box at a later date | Unknown - Unlikely Lead |  |  |  | No | Other |  | Will Inspect meter box at a later date | Unknown | Don't Know | Don't Know |  | Building | Unknown | Unknown | No |  |  | Unknown |  | 32.6886321 | -103.1286908
7277 | 1843 N JEFFERSON ST, HOBBS NM |  | No | No | Unknown - Unlikely Lead | Don't Know |  |  |  | No | Other |  | Will Inspect meter box at a later date | Unknown - Unlikely Lead |  |  |  | No | Other |  | Will Inspect meter box at a later date | Unknown | Don't Know | Don't Know |  | Building | Unknown | Unknown | No |  |  | Unknown |  | 32.7213292 | -103.1234709
6518 | 2820 N HOUSTON ST, HOBBS NM |  | No | No | Unknown - Unlikely Lead | Don't Know |  |  |  | No | Other |  | Will Inspect meter box at a later date | Unknown - Unlikely Lead |  |  |  | No | Other |  | Will Inspect meter box at a later date | Unknown | Don't Know | Don't Know |  | Building | Unknown | Unknown | No |  |  | Unknown |  | 32.7319536 | -103.1316937
9359 | 104 E MESA DR, HOBBS NM |  | No | No | Unknown - Unlikely Lead | Don't Know |  |  |  | No | Other |  | Will Inspect meter box at a later date | Unknown - Unlikely Lead |  |  |  | No | Other |  | Will Inspect meter box at a later date | Unknown | Don't Know | Don't Know |  | Building | Unknown | Unknown | No |  |  | Unknown |  | 32.7175898 | -103.1352701
5239 | 2016 N FOWLER ST, HOBBS NM |  | No | No | Unknown - Unlikely Lead | Don't Know |  |  |  | No | Other |  | Will Inspect meter box at a later date | Unknown - Unlikely Lead |  |  |  | No | Other |  | Will Inspect meter box at a later date | Unknown | Don't Know | Don't Know |  | Building | Unknown | Unknown | No |  |  | Unknown
9728 | 726 E MICHIGAN DR, HOBBS NM |  | No | No | Unknown - Unlikely Lead | Don't Know |  |  |  | No | Other |  | Will Inspect meter box at a later date | Unknown - Unlikely Lead |  |  |  | No | Other |  | Will Inspect meter box at a later date | Unknown | Don't Know | Don't Know |  | Building | Unknown | Unknown | No |  |  | Unknown |  | 32.7222311 | -103.1281789
8342 | 5628 N LOVINGTON HWY, HOBBS NM |  | No | No | Unknown - Unlikely Lead | Don't Know |  |  |  | No | Other |  | Will Inspect meter box at a later date | Unknown - Unlikely Lead |  |  |  | No | Other |  | Will Inspect meter box at a later date | Unknown | Don't Know | Don't Know |  | Building | Unknown | Unknown | No |  |  | Unknown |  | 32.7633654 | -103.1833969
6497 | 3019 N HOUSTON ST, HOBBS NM |  | No | No | Unknown - Unlikely Lead | Don't Know |  |  |  | No | Other |  | Will Inspect meter box at a later date | Unknown - Unlikely Lead |  |  |  | No | Other |  | Will Inspect meter box at a later date | Unknown | Don't Know | Don't Know |  | Building | Unknown | Unknown | No |  |  | Unknown |  | 32.7337876 | -103.1322285
7005 | 1422 HONEYSUCKLE CT, HOBBS NM |  | No | No | Non-Lead - Plastic | No | 2021 | 1 | Installation date after lead ban | No | Other |  | GIS verfied because of being built after ban | Non-Lead - Plastic | 2021 | 1 | Installation date after lead ban | No | Other |  | Newer Construction, verified by GIS Mapping |  | No | No |  | Single Family Residence | Unknown | No | No |  |  | Non-Lead |  | 32.773949 | -103.153838
5500 | 1635 N GRAYSON ST, HOBBS NM |  | No | No | Unknown - Unlikely Lead | Don't Know |  |  |  | No | Other |  | Will Inspect meter box at a later date | Unknown - Unlikely Lead |  |  |  | No | Other |  | Will Inspect meter box at a later date | Unknown | Don't Know | Don't Know |  | Building | Unknown | Unknown | No |  |  | Unknown
9430 | 3013 MONTGOMERY ST, HOBBS NM |  | No | No | Unknown - Unlikely Lead | Don't Know |  |  |  | No | Other |  | Will Inspect meter box at a later date | Unknown - Unlikely Lead |  |  |  | No | Other |  | Will Inspect meter box at a later date | Unknown | Don't Know | Don't Know |  | Building | Unknown | Unknown | No |  |  | Unknown |  | 32.7335725 | -103.1331209
5870 | 621 E GYPSY ST, HOBBS NM |  | No | No | Unknown - Unlikely Lead | Don't Know |  |  |  | No | Other |  | Will Inspect meter box at a later date | Unknown - Unlikely Lead |  |  |  | No | Other |  | Will Inspect meter box at a later date | Unknown | Don't Know | Don't Know |  | Building | Unknown | Unknown | No |  |  | Unknown
5853 | 218-A W GYPSY ST, HOBBS NM |  | No | No | Unknown - Unlikely Lead | Don't Know |  |  |  | No | Other |  | Will Inspect meter box at a later date | Unknown - Unlikely Lead |  |  |  | No | Other |  | Will Inspect meter box at a later date | Unknown | Don't Know | Don't Know |  | Building | Unknown | Unknown | No |  |  | Unknown
8178 | 621 E LUNA DR, HOBBS NM |  | No | No | Unknown - Unlikely Lead | Don't Know |  |  |  | No | Other |  | Will Inspect meter box at a later date | Unknown - Unlikely Lead |  |  |  | No | Other |  | Will Inspect meter box at a later date | Unknown | Don't Know | Don't Know |  | Building | Unknown | Unknown | No |  |  | Unknown |  | 32.7152193 | -103.129591
5592 | 209 E GREEN ACRES DR, HOBBS NM |  | No | No | Unknown - Unlikely Lead | Don't Know |  |  |  | No | Other |  | Will Inspect meter box at a later date | Unknown - Unlikely Lead |  |  |  | No | Other |  | Will Inspect meter box at a later date | Unknown | Don't Know | Don't Know |  | Building | Unknown | Unknown | No |  |  | Unknown
5483 | 1707 N GRAYSON ST, HOBBS NM |  | No | No | Unknown - Unlikely Lead | Don't Know |  |  |  | No | Other |  | Will Inspect meter box at a later date | Unknown - Unlikely Lead |  |  |  | No | Other |  | Will Inspect meter box at a later date | Unknown | Don't Know | Don't Know |  | Building | Unknown | Unknown | No |  |  | Unknown
5707 | 910 E GOLD ST, HOBBS NM |  | No | No | Unknown - Unlikely Lead | Don't Know |  |  |  | No | Other |  | Will Inspect meter box at a later date | Unknown - Unlikely Lead |  |  |  | No | Other |  | Will Inspect meter box at a later date | Unknown | Don't Know | Don't Know |  | Building | Unknown | Unknown | No |  |  | Unknown
9426 | 3003 N MONTGOMERY ST, HOBBS NM |  | No | No | Unknown - Unlikely Lead | Don't Know |  |  |  | No | Other |  | Will Inspect meter box at a later date | Unknown - Unlikely Lead |  |  |  | No | Other |  | Will Inspect meter box at a later date | Unknown | Don't Know | Don't Know |  | Building | Unknown | Unknown | No |  |  | Unknown |  | 32.7331798 | -103.1331156
5985 | 1605 N GULF ST, HOBBS NM |  | No | No | Unknown - Unlikely Lead | Don't Know |  |  |  | No | Other |  | Will Inspect meter box at a later date | Unknown - Unlikely Lead |  |  |  | No | Other |  | Will Inspect meter box at a later date | Unknown | Don't Know | Don't Know |  | Building | Unknown | Unknown | No |  |  | Unknown |  | 32.7168909 | -103.1515911
7215 | 500 E JEMEZ RD, HOBBS NM |  | No | No | Unknown - Unlikely Lead | Don't Know |  |  |  | No | Other |  | Will Inspect meter box at a later date | Unknown - Unlikely Lead |  |  |  | No | Other |  | Will Inspect meter box at a later date | Unknown | Don't Know | Don't Know |  | Building | Unknown | Unknown | No |  |  | Unknown |  | 35.867142 | -106.272952
5440 | 1608 N GRAYSON ST, HOBBS NM |  | No | No | Unknown - Unlikely Lead | Don't Know |  |  |  | No | Other |  | Will Inspect meter box at a later date | Unknown - Unlikely Lead |  |  |  | No | Other |  | Will Inspect meter box at a later date | Unknown | Don't Know | Don't Know |  | Building | Unknown | Unknown | No |  |  | Unknown
7329 | 2700 N JEFFERSON ST, HOBBS NM |  | No | No | Unknown - Unlikely Lead | Don't Know |  |  |  | No | Other |  | Will Inspect meter box at a later date | Unknown - Unlikely Lead |  |  |  | No | Other |  | Will Inspect meter box at a later date | Unknown | Don't Know | Don't Know |  | Building | Unknown | Unknown | No |  |  | Unknown |  | 32.7302855 | -103.1231945
8727 | 501 N MARLAND BLVD, HOBBS NM |  | No | No | Unknown - Unlikely Lead | Don't Know |  |  |  | No | Other |  | Will Inspect meter box at a later date | Unknown - Unlikely Lead |  |  |  | No | Other |  | Will Inspect meter box at a later date | Unknown | Don't Know | Don't Know |  | Building | Unknown | Unknown | No |  |  | Unknown |  | 32.7056153 | -103.1162029
9264 | 217 W MAIN ST, HOBBS NM |  | No | No | Unknown - Unlikely Lead | Don't Know |  |  |  | No | Other |  | Will Inspect meter box at a later date | Unknown - Unlikely Lead |  |  |  | No | Other |  | Will Inspect meter box at a later date | Unknown | Don't Know | Don't Know |  | Building | Unknown | Unknown | No |  |  | Unknown |  | 32.692034 | -103.1382458
640 | 717 S ASHER RD, HOBBS NM |  | No | No | Unknown - Unlikely Lead | Don't Know |  |  |  | No | Other |  | Will Inspect meter box at a later date | Unknown - Unlikely Lead |  |  |  | No | Other |  | Will Inspect meter box at a later date | Unknown | Don't Know | Don't Know |  | Building | Unknown | Unknown | No |  |  | Unknown |  | 32.6939881 | -103.1730581
7048 | 4605 N HOMESTRETCH RD, HOBBS NM |  | No | No | Non-Lead - Plastic | No | 2019 | 1 | Installation date after lead ban | Yes | Visual inspection at the meter pit | 09/30/2024 00:00:00 |  | Non-Lead - Plastic | 2019 | 1 | Installation date after lead ban | Yes | Visual inspection at the meter pit | 09/30/2024 00:00:00 |  | Non-Lead | No | No |  | Single Family Residence | Unknown | No | No |  |  | Non-Lead |  | 32.751281 | -103.204358
7468 | 1523 W JESIFER CT, HOBBS NM |  | No | No | Non-Lead - Plastic | No | 2008 | 1 | Installation date after lead ban | Yes | Visual inspection at the meter pit | 09/30/2024 00:00:00 |  | Non-Lead - Plastic | 2008 | 1 | Installation date after lead ban | Yes | Visual inspection at the meter pit | 09/30/2024 00:00:00 |  | Non-Lead | No | No |  | Single Family Residence |  | Unknown | No |  |  | Non-Lead |  | 32.7563413 | -103.1548569
7223 | 607 E JEMEZ RD, HOBBS NM |  | No | No | Unknown - Unlikely Lead | Don't Know |  |  |  | No | Other |  | Will Inspect meter box at a later date | Unknown - Unlikely Lead |  |  |  | No | Other |  | Will Inspect meter box at a later date | Unknown | Don't Know | Don't Know |  | Building | Unknown | Unknown | No |  |  | Unknown |  | 35.867142 | -106.272952
9234 | 515 E MAIN ST, HOBBS NM |  | No | No | Unknown - Unlikely Lead | Don't Know |  |  |  | No | Other |  | Will Inspect meter box at a later date | Unknown - Unlikely Lead |  |  |  | No | Other |  | Will Inspect meter box at a later date | Unknown | Don't Know | Don't Know |  | Building | Unknown | Unknown | No |  |  | Unknown |  | 32.691984 | -103.1307769
5445 | 1723 N GRAYSON ST, HOBBS NM |  | No | No | Unknown - Unlikely Lead | Don't Know |  |  |  | No | Other |  | Will Inspect meter box at a later date | Unknown - Unlikely Lead |  |  |  | No | Other |  | Will Inspect meter box at a later date | Unknown | Don't Know | Don't Know |  | Building | Unknown | Unknown | No |  |  | Unknown
9349 | 217 E MESA DR, HOBBS NM |  | No | No | Unknown - Unlikely Lead | Don't Know |  |  |  | No | Other |  | Will Inspect meter box at a later date | Unknown - Unlikely Lead |  |  |  | No | Other |  | Will Inspect meter box at a later date | Unknown | Don't Know | Don't Know |  | Building | Unknown | Unknown | No |  |  | Unknown |  | 32.7171758 | -103.1339218
937 | 215 S AVENUE B, HOBBS NM |  | No | No | Unknown - Unlikely Lead | Don't Know |  |  |  | No | Other |  | Will Inspect meter box at a later date | Unknown - Unlikely Lead |  |  |  | No | Other |  | Will Inspect meter box at a later date | Unknown | Don't Know | Don't Know |  | Building | Unknown | Unknown | No |  |  | Unknown |  | 32.6991713 | -103.1260213
6436 | 2018 E HIGHLAND DR, HOBBS NM |  | No | No | Non-Lead - Copper | No | 2007 | 3/4 | Field inspection only with no records | Yes | Visual inspection at the meter pit | 05/26/2024 00:00:00 |  | Non-Lead - Copper | 2007 | 3/4 | Installation date after lead ban | Yes | Visual inspection at the meter pit | 05/26/2024 00:00:00 |  | Non-Lead | No | No |  | Single Family Residence |  | No | No |  |  | Non-Lead |  | 32.7297081 | -103.1125183
9705 | 1013 1/2 E MICHIGAN DR, HOBBS NM |  | No | No | Unknown - Unlikely Lead | Don't Know |  |  |  | No | Other |  | Will Inspect meter box at a later date | Unknown - Unlikely Lead |  |  |  | No | Other |  | Will Inspect meter box at a later date | Unknown | Don't Know | Don't Know |  | Building | Unknown | Unknown | No |  |  | Unknown
5564 | 428 E GREEN ACRES DR, HOBBS NM |  | No | No | Unknown - Unlikely Lead | Don't Know |  |  |  | No | Other |  | Will Inspect meter box at a later date | Unknown - Unlikely Lead |  |  |  | No | Other |  | Will Inspect meter box at a later date | Unknown | Don't Know | Don't Know |  | Building | Unknown | Unknown | No |  |  | Unknown
858 | 1412 W BERRY DR, HOBBS NM |  | No | No | Unknown - Unlikely Lead | Don't Know |  |  |  | No | Other |  | Will Inspect meter box at a later date | Unknown - Unlikely Lead |  |  |  | No | Other |  | Will Inspect meter box at a later date | Unknown | Don't Know | Don't Know |  | Building | Unknown | Unknown | No |  |  | Unknown |  | 32.7151635 | -103.1532413
5721 | 2207 N GILA DR, HOBBS NM |  | No | No | Unknown - Unlikely Lead | Don't Know |  |  |  | No | Other |  | Will Inspect meter box at a later date | Unknown - Unlikely Lead |  |  |  | No | Other |  | Will Inspect meter box at a later date | Unknown | Don't Know | Don't Know |  | Building | Unknown | Unknown | No |  |  | Unknown
7694 | 512 E LEA ST, HOBBS NM |  | No | No | Unknown - Unlikely Lead | Don't Know |  |  |  | No | Other |  | Will Inspect meter box at a later date | Unknown - Unlikely Lead |  |  |  | No | Other |  | Will Inspect meter box at a later date | Unknown | Don't Know | Don't Know |  | Building | Unknown | Unknown | No |  |  | Unknown |  | 32.709381 | -103.130943
7247 | 1201 E JEMEZ DR, HOBBS NM |  | No | No | Unknown - Unlikely Lead | Don't Know |  |  |  | No | Other |  | Will Inspect meter box at a later date | Unknown - Unlikely Lead |  |  |  | No | Other |  | Will Inspect meter box at a later date | Unknown | Don't Know | Don't Know |  | Building | Unknown | Unknown | No |  |  | Unknown |  | 32.7213932 | -103.1219876
7210 | 511 E JEMEZ RD, HOBBS NM |  | No | No | Unknown - Unlikely Lead | Don't Know |  |  |  | No | Other |  | Will Inspect meter box at a later date | Unknown - Unlikely Lead |  |  |  | No | Other |  | Will Inspect meter box at a later date | Unknown | Don't Know | Don't Know |  | Building | Unknown | Unknown | No |  |  | Unknown |  | 35.867142 | -106.272952
4946 | 4035-B EL NIDO, HOBBS NM |  | No | No | Non-Lead - Plastic | No | 2015 | 1 | Field inspection only with no records | Yes | Visual inspection at the meter pit | 06/03/2024 00:00:00 |  | Non-Lead - Plastic | 2015 | 1 | Field inspection only with no records | Yes | Visual inspection at the meter pit | 06/03/2024 00:00:00 |  | Non-Lead | No | No |  | Single Family Residence |  | No | No |  |  | Non-Lead
8117 | 510 North Leech Street, Hobbs, NM 88240 |  | No | No | Non-Lead - Plastic | Don't Know |  | 1 | Field inspection only with no records | Yes | Visual inspection at the meter pit | 07/23/2024 00:00:00 |  | Non-Lead - Plastic |  | 1 | Field inspection only with no records | Yes | Visual inspection at the meter pit | 07/23/2024 00:00:00 |  | Non-Lead | No | Don't Know |  |  |  | No | No |  |  | Non-Lead | No Tier | 32.705357 | -103.1421
4785 | 1418 N DENSON DR, HOBBS NM |  | No | No | Unknown - Unlikely Lead | Don't Know |  |  |  | No | Other |  | Will Inspect meter box at a later date | Unknown - Unlikely Lead |  |  |  | No | Other |  | Will Inspect meter box at a later date | Unknown | Don't Know | Don't Know |  | Building | Unknown | Unknown | No |  |  | Unknown
9484 | 6321 N MEADOWLANDS DR, HOBBS NM |  | No | No | Non-Lead - Plastic | No |  | 1 | Field inspection only with no records | Yes | Visual inspection at the meter pit | 06/03/2024 00:00:00 |  | Non-Lead - Plastic |  | 1 | Field inspection only with no records | Yes | Visual inspection at the meter pit | 06/03/2024 00:00:00 |  | Non-Lead | No | No |  | Single Family Residence |  | No | No |  |  | Non-Lead |  | 32.772552 | -103.15761
8964 | 107 W MIDWEST ST, HOBBS NM |  | No | No | Unknown - Unlikely Lead | Don't Know |  |  |  | No | Other |  | Will Inspect meter box at a later date | Unknown - Unlikely Lead |  |  |  | No | Other |  | Will Inspect meter box at a later date | Unknown | Don't Know | Don't Know |  | Building | Unknown | Unknown | No |  |  | Unknown |  | 32.6910197 | -103.136707
8031 | 801 N LINAM ST, HOBBS NM |  | No | No | Unknown - Unlikely Lead | Don't Know |  |  |  | No | Other |  | Will Inspect meter box at a later date | Unknown - Unlikely Lead |  |  |  | No | Other |  | Will Inspect meter box at a later date | Unknown | Don't Know | Don't Know |  | Building | Unknown | Unknown | No |  |  | Unknown |  | 32.7084192 | -103.138998
9777 | 2819 N NORTHWEST DR, HOBBS NM |  | No | No | Unknown - Unlikely Lead | Don't Know |  |  |  | No | Other |  | Will Inspect meter box at a later date | Unknown - Unlikely Lead |  |  |  | No | Other |  | Will Inspect meter box at a later date | Unknown | Don't Know | Don't Know |  | Building | Unknown | Unknown | No |  |  | Unknown |  | 32.7308862 | -103.1497636
7159 | 1014 W JOE HARVEY BLVD, HOBBS NM |  | No | No | Unknown - Unlikely Lead | Don't Know |  |  |  | No | Other |  | Will Inspect meter box at a later date | Unknown - Unlikely Lead |  |  |  | No | Other |  | Will Inspect meter box at a later date | Unknown | Don't Know | Don't Know |  | Building | Unknown | Unknown | No |  |  | Unknown |  | 32.7407782 | -103.148268
9842 | 3028 N NORTHWEST DR, HOBBS NM |  | No | No | Unknown - Unlikely Lead | Don't Know |  |  |  | No | Other |  | Will Inspect meter box at a later date | Unknown - Unlikely Lead |  |  |  | No | Other |  | Will Inspect meter box at a later date | Unknown | Don't Know | Don't Know |  | Building | Unknown | Unknown | No |  |  | Unknown |  | 32.7332552 | -103.151347
577 | 1625 E ALAMEDA ST, HOBBS NM |  | No | No | Unknown - Unlikely Lead | Don't Know |  |  |  | No | Other |  | Will Inspect meter box at a later date | Unknown - Unlikely Lead |  |  |  | No | Other |  | Will Inspect meter box at a later date | Unknown | Don't Know | Don't Know |  | Building | Unknown | Unknown | No |  |  | Unknown
5292 | 4024 FIESTA DR, HOBBS NM |  | No | No | Unknown - Unlikely Lead | Don't Know |  |  |  | No | Other |  | Will Inspect meter box at a later date | Unknown - Unlikely Lead |  |  |  | No | Other |  | Will Inspect meter box at a later date | Unknown | Don't Know | Don't Know |  | Building | Unknown | Unknown | No |  |  | Unknown
8368 | 2812 N LOVINGTON HWY, HOBBS NM |  | No | No | Unknown - Unlikely Lead | Don't Know |  |  |  | No | Other |  | Will Inspect meter box at a later date | Unknown - Unlikely Lead |  |  |  | No | Other |  | Will Inspect meter box at a later date | Unknown | Don't Know | Don't Know |  | Building | Unknown | Unknown | No |  |  | Unknown |  | 32.7314457 | -103.1515767
533 | 300 N AVENUE A, HOBBS NM |  | No | No | Unknown - Unlikely Lead | Don't Know |  |  |  | No | Other |  | Will Inspect meter box at a later date | Unknown - Unlikely Lead |  |  |  | No | Other |  | Will Inspect meter box at a later date | Unknown | Don't Know | Don't Know |  | Building | Unknown | Unknown | No |  |  | Unknown
9242 | 1806 E MAIN ST, HOBBS NM |  | No | No | Unknown - Unlikely Lead | Don't Know |  |  |  | No | Other |  | Will Inspect meter box at a later date | Unknown - Unlikely Lead |  |  |  | No | Other |  | Will Inspect meter box at a later date | Unknown | Don't Know | Don't Know |  | Building | Unknown | Unknown | No |  |  | Unknown |  | 32.6929939 | -103.1128233
6690 | 4730 W HARDTACK RD, HOBBS NM |  | No | No | Non-Lead - Plastic | No | 2015 | 3/4 | Field inspection only with no records | Yes | Visual inspection at the meter pit | 05/26/2024 00:00:00 |  | Non-Lead - Plastic | 2015 | 3/4 | Installation date after lead ban | Yes | Visual inspection at the meter pit | 05/26/2024 00:00:00 |  | Non-Lead | No | No |  | Single Family Residence |  | No | No |  |  | Non-Lead |  | 32.752106 | -103.197446
9127 | 3811 N MCKINLEY ST, HOBBS NM |  | No | No | Unknown - Unlikely Lead | Don't Know |  |  |  | No | Other |  | Will Inspect meter box at a later date | Unknown - Unlikely Lead |  |  |  | No | Other |  | Will Inspect meter box at a later date | Unknown | Don't Know | Don't Know |  | Building | Unknown | Unknown | No |  |  | Unknown |  | 32.7417848 | -103.1337686
820 | 1201 W BERRY DR, HOBBS NM |  | No | No | Unknown - Unlikely Lead | Don't Know |  |  |  | No | Other |  | Will Inspect meter box at a later date | Unknown - Unlikely Lead |  |  |  | No | Other |  | Will Inspect meter box at a later date | Unknown | Don't Know | Don't Know |  | Building | Unknown | Unknown | No |  |  | Unknown |  | 32.7139604 | -103.1503537
7584 | 503-D W KIOWA AVE, HOBBS NM |  | No | No | Unknown - Unlikely Lead | Don't Know |  |  |  | No | Other |  | Will Inspect meter box at a later date | Unknown - Unlikely Lead |  |  |  | No | Other |  | Will Inspect meter box at a later date | Unknown | Don't Know | Don't Know |  | Building | Unknown | Unknown | No |  |  | Unknown
5371 | 2511 FRENCH DR, HOBBS NM |  | No | No | Unknown - Unlikely Lead | Don't Know |  |  |  | No | Other |  | Will Inspect meter box at a later date | Unknown - Unlikely Lead |  |  |  | No | Other |  | Will Inspect meter box at a later date | Unknown | Don't Know | Don't Know |  | Building | Unknown | Unknown | No |  |  | Unknown
6261 | 1110 N GRIMES ST, HOBBS NM |  | No | No | Unknown - Unlikely Lead | Don't Know |  |  |  | No | Other |  | Will Inspect meter box at a later date | Unknown - Unlikely Lead |  |  |  | No | Other |  | Will Inspect meter box at a later date | Unknown | Don't Know | Don't Know |  | Building | Unknown | Unknown | No |  |  | Unknown |  | 32.7116154 | -103.1444111
5966 | 1502 N GULF ST, HOBBS NM |  | No | No | Unknown - Unlikely Lead | Don't Know |  |  |  | No | Other |  | Will Inspect meter box at a later date | Unknown - Unlikely Lead |  |  |  | No | Other |  | Will Inspect meter box at a later date | Unknown | Don't Know | Don't Know |  | Building | Unknown | Unknown | No |  |  | Unknown
7978 | 1100 E LINCOLN RD, HOBBS NM |  | No | No | Unknown - Unlikely Lead | Don't Know |  |  |  | No | Other |  | Will Inspect meter box at a later date | Unknown - Unlikely Lead |  |  |  | No | Other |  | Will Inspect meter box at a later date | Unknown | Don't Know | Don't Know |  | Building | Unknown | Unknown | No |  |  | Unknown |  | 32.7199994 | -103.1230429
5361 | 2010 N FRENCH DR, HOBBS NM |  | No | No | Unknown - Unlikely Lead | Don't Know |  |  |  | No | Other |  | Will Inspect meter box at a later date | Unknown - Unlikely Lead |  |  |  | No | Other |  | Will Inspect meter box at a later date | Unknown | Don't Know | Don't Know |  | Building | Unknown | Unknown | No |  |  | Unknown
7128 | 1207 W JOE HARVEY BLVD, HOBBS NM |  | No | No | Unknown - Unlikely Lead | Don't Know |  |  |  | No | Other |  | Will Inspect meter box at a later date | Unknown - Unlikely Lead |  |  |  | No | Other |  | Will Inspect meter box at a later date | Unknown | Don't Know | Don't Know |  | Building | Unknown | Unknown | No |  |  | Unknown |  | 32.7397136 | -103.1505768
9793 | 3115 N NORTHWEST DR, HOBBS NM |  | No | No | Unknown - Unlikely Lead | Don't Know |  |  |  | No | Other |  | Will Inspect meter box at a later date | Unknown - Unlikely Lead |  |  |  | No | Other |  | Will Inspect meter box at a later date | Unknown | Don't Know | Don't Know |  | Building | Unknown | Unknown | No |  |  | Unknown |  | 32.7339553 | -103.1527956
7302 | 2224 N JEFFERSON ST, HOBBS NM |  | No | No | Unknown - Unlikely Lead | Don't Know |  |  |  | No | Other |  | Will Inspect meter box at a later date | Unknown - Unlikely Lead |  |  |  | No | Other |  | Will Inspect meter box at a later date | Unknown | Don't Know | Don't Know |  | Building | Unknown | Unknown | No |  |  | Unknown |  | 32.7253437 | -103.1230252
6242 | 3314 N GRIMES ST, HOBBS NM |  | No | No | Unknown - Unlikely Lead | Don't Know |  |  |  | No | Other |  | Will Inspect meter box at a later date | Unknown - Unlikely Lead |  |  |  | No | Other |  | Will Inspect meter box at a later date | Unknown | Don't Know | Don't Know |  | Building | Unknown | Unknown | No |  |  | Unknown |  | 32.736284 | -103.144196
5821 | 1836 N GILA DR, HOBBS NM |  | No | No | Unknown - Unlikely Lead | Don't Know |  |  |  | No | Other |  | Will Inspect meter box at a later date | Unknown - Unlikely Lead |  |  |  | No | Other |  | Will Inspect meter box at a later date | Unknown | Don't Know | Don't Know |  | Building | Unknown | Unknown | No |  |  | Unknown
6922 | 2116 E HERITAGE LN, HOBBS NM |  | No | No | Non-Lead - Copper | No | 2007 | 3/4 | Field inspection only with no records | Yes | Visual inspection at the meter pit | 05/26/2024 00:00:00 |  | Non-Lead - Copper | 2007 | 3/4 | Installation date after lead ban | No | Visual inspection at the meter pit | 05/26/2024 00:00:00 |  | Non-Lead | No | No |  | Single Family Residence |  | No | No |  |  | Non-Lead |  | 32.7281347 | -103.1111198
751 | 2822 AVENTURA, HOBBS NM |  | No | No | Non-Lead - Plastic | No | 2021 | 1 | Field inspection only with no records | Yes | Visual inspection at the meter pit | 05/26/2024 00:00:00 |  | Non-Lead - Plastic | 2021 | 1 | Installation date after lead ban | Yes | Visual inspection at the meter pit | 05/26/2024 00:00:00 |  | Non-Lead | No | No |  | Single Family Residence |  | No | No |  |  | Non-Lead |  | 32.731407 | -103.121364
9663 | 2314 N MIMOSA LN, HOBBS NM |  | No | No | Non-Lead - Plastic | No | 2007 | 1 | Field inspection only with no records | Yes | Visual inspection at the meter pit | 06/03/2024 00:00:00 |  | Non-Lead - Plastic | 2007 | 1 | Field inspection only with no records | Yes | Visual inspection at the meter pit | 06/03/2024 00:00:00 |  | Non-Lead | No | No |  | Single Family Residence |  | No | No |  |  | Non-Lead |  | 32.7264815 | -103.1131226
9197 | 1404 E MAIN ST, HOBBS NM |  | No | No | Unknown - Unlikely Lead | Don't Know |  |  |  | No | Other |  | Will Inspect meter box at a later date | Unknown - Unlikely Lead |  |  |  | No | Other |  | Will Inspect meter box at a later date | Unknown | Don't Know | Don't Know |  | Building | Unknown | Unknown | No |  |  | Unknown |  | 32.6926196 | -103.1196477
9314 | 900 W MESA VERDE DR, HOBBS NM |  | No | No | Unknown - Unlikely Lead | Don't Know |  |  |  | No | Other |  | Will Inspect meter box at a later date | Unknown - Unlikely Lead |  |  |  | No | Other |  | Will Inspect meter box at a later date | Unknown | Don't Know | Don't Know |  | Building | Unknown | Unknown | No |  |  | Unknown |  | 32.7461043 | -103.1461796
9092 | 2032 N MCKINLEY ST, HOBBS NM |  | No | No | Unknown - Unlikely Lead | Don't Know |  |  |  | No | Other |  | Will Inspect meter box at a later date | Unknown - Unlikely Lead |  |  |  | No | Other |  | Will Inspect meter box at a later date | Unknown | Don't Know | Don't Know |  | Building | Unknown | Unknown | No |  |  | Unknown |  | 32.7233976 | -103.1352713
7687 | 309 E LEA ST, HOBBS NM |  | No | No | Unknown - Unlikely Lead | Don't Know |  |  |  | No | Other |  | Will Inspect meter box at a later date | Unknown - Unlikely Lead |  |  |  | No | Other |  | Will Inspect meter box at a later date | Unknown | Don't Know | Don't Know |  | Building | Unknown | Unknown | No |  |  | Unknown |  | 32.7088553 | -103.1332522
5687 | 2716 N GOLD ST, HOBBS NM |  | No | No | Unknown - Unlikely Lead | Don't Know |  |  |  | No | Other |  | Will Inspect meter box at a later date | Unknown - Unlikely Lead |  |  |  | No | Other |  | Will Inspect meter box at a later date | Unknown | Don't Know | Don't Know |  | Building | Unknown | Unknown | No |  |  | Unknown
7777 | 1407 W LEA ST, HOBBS NM |  | No | No | Unknown - Unlikely Lead | Don't Know |  |  |  | No | Other |  | Will Inspect meter box at a later date | Unknown - Unlikely Lead |  |  |  | No | Other |  | Will Inspect meter box at a later date | Unknown | Don't Know | Don't Know |  | Building | Unknown | Unknown | No |  |  | Unknown |  | 32.7091502 | -103.1525616
9691 | 1320 E MICHIGAN DR, HOBBS NM |  | No | No | Unknown - Unlikely Lead | Don't Know |  |  |  | No | Other |  | Will Inspect meter box at a later date | Unknown - Unlikely Lead |  |  |  | No | Other |  | Will Inspect meter box at a later date | Unknown | Don't Know | Don't Know |  | Building | Unknown | Unknown | No |  |  | Unknown |  | 32.7226428 | -103.1201347
8844 | 1310 S MORRIS ST, HOBBS NM |  | No | No | Unknown - Unlikely Lead | Don't Know |  |  |  | No | Other |  | Will Inspect meter box at a later date | Unknown - Unlikely Lead |  |  |  | No | Other |  | Will Inspect meter box at a later date | Unknown | Don't Know | Don't Know |  | Building | Unknown | Unknown | No |  |  | Unknown |  | 32.6852594 | -103.1290034
680 | 730 E ASPEN ST, HOBBS NM |  | No | No | Unknown - Unlikely Lead | Don't Know |  |  |  | No | Other |  | Will Inspect meter box at a later date | Unknown - Unlikely Lead |  |  |  | No | Other |  | Will Inspect meter box at a later date | Unknown | Don't Know | Don't Know |  | Building | Unknown | Unknown | No |  |  | Unknown |  | 32.7355295 | -103.1288707
6787 | 615 E HUMBLE ST, HOBBS NM |  | No | No | Unknown - Unlikely Lead | Don't Know |  |  |  | No | Other |  | Will Inspect meter box at a later date | Unknown - Unlikely Lead |  |  |  | No | Other |  | Will Inspect meter box at a later date | Unknown | Don't Know | Don't Know |  | Building | Unknown | Unknown | No |  |  | Unknown |  | 32.6930103 | -103.1293849
7380 | 508 S JEFFERSON ST, HOBBS NM |  | No | No | Unknown - Unlikely Lead | Don't Know |  |  |  | No | Other |  | Will Inspect meter box at a later date | Unknown - Unlikely Lead |  |  |  | No | Other |  | Will Inspect meter box at a later date | Unknown | Don't Know | Don't Know |  | Building | Unknown | Unknown | No |  |  | Unknown |  | 32.6963154 | -103.1236088
4849 | 1000 DESERT SAGE, HOBBS NM |  | No | No | Non-Lead - Plastic | No | 2005 | 3/4 | Field inspection only with no records | Yes | Visual inspection at the meter pit | 04/17/2024 00:00:00 |  | Non-Lead - Copper | 2005 | 3/4 | Field inspection only with no records | Yes | Visual inspection at the meter pit | 04/17/2024 00:00:00 |  | Non-Lead | No | No | Not Applicable | Single Family Residence | Unknown | No | No |  |  | Non-Lead
8195 | 5910 N LA MESA ST, HOBBS NM |  | No | No | Unknown - Unlikely Lead | Don't Know |  |  |  | No | Other |  | Will Inspect meter box at a later date | Unknown - Unlikely Lead |  |  |  | No | Other |  | Will Inspect meter box at a later date | Unknown | Don't Know | Don't Know |  | Building | Unknown | Unknown | No |  |  | Unknown |  | 32.7677069 | -103.1815844
698 | 521 E ASPEN ST, HOBBS NM |  | No | No | Unknown - Unlikely Lead | Don't Know |  |  |  | No | Other |  | Will Inspect meter box at a later date | Unknown - Unlikely Lead |  |  |  | No | Other |  | Will Inspect meter box at a later date | Unknown | Don't Know | Don't Know |  | Building | Unknown | Unknown | No |  |  | Unknown |  | 32.7352283 | -103.1315548
5652 | 209 W GOLD AVE, HOBBS NM |  | No | No | Unknown - Unlikely Lead | Don't Know |  |  |  | No | Other |  | Will Inspect meter box at a later date | Unknown - Unlikely Lead |  |  |  | No | Other |  | Will Inspect meter box at a later date | Unknown | Don't Know | Don't Know |  | Building | Unknown | Unknown | No |  |  | Unknown
9701 | 1321 E MICHIGAN DR, HOBBS NM |  | No | No | Unknown - Unlikely Lead | Don't Know |  |  |  | No | Other |  | Will Inspect meter box at a later date | Unknown - Unlikely Lead |  |  |  | No | Other |  | Will Inspect meter box at a later date | Unknown | Don't Know | Don't Know |  | Building | Unknown | Unknown | No |  |  | Unknown |  | 32.7222042 | -103.1201183
8237 | 4720 W LONGTAIL RD, HOBBS NM |  | No | No | Non-Lead - Plastic | No | 2020 | 1 | Field inspection only with no records | Yes | Visual inspection at the meter pit | 09/30/2024 00:00:00 |  | Non-Lead - Plastic | 2020 | 3/4 | Field inspection only with no records | Yes | Visual inspection at the meter pit | 09/30/2024 00:00:00 |  | Non-Lead | No | No |  | Single Family Residence | Unknown | No | No |  |  | Non-Lead |  | 32.750721 | -103.197227
674 | 717 E ASPEN ST, HOBBS NM |  | No | No | Unknown - Unlikely Lead | Don't Know |  |  |  | No | Other |  | Will Inspect meter box at a later date | Unknown - Unlikely Lead |  |  |  | No | Other |  | Will Inspect meter box at a later date | Unknown | Don't Know | Don't Know |  | Building | Unknown | Unknown | No |  |  | Unknown |  | 32.735126 | -103.1291988
5993 | 1525 N GULF ST, HOBBS NM |  | No | No | Unknown - Unlikely Lead | Don't Know |  |  |  | No | Other |  | Will Inspect meter box at a later date | Unknown - Unlikely Lead |  |  |  | No | Other |  | Will Inspect meter box at a later date | Unknown | Don't Know | Don't Know |  | Building | Unknown | Unknown | No |  |  | Unknown |  | 32.7163267 | -103.1519753
6626 | 1228 S HOUSTON ST, HOBBS NM |  | No | No | Unknown - Unlikely Lead | Don't Know |  |  |  | No | Other |  | Will Inspect meter box at a later date | Unknown - Unlikely Lead |  |  |  | No | Other |  | Will Inspect meter box at a later date | Unknown | Don't Know | Don't Know |  | Building | Unknown | Unknown | No |  |  | Unknown |  | 32.6868164 | -103.1310336
8983 | 2527 W MIDWEST ST, HOBBS NM |  | No | No | Unknown - Unlikely Lead | Don't Know |  |  |  | No | Other |  | Will Inspect meter box at a later date | Unknown - Unlikely Lead |  |  |  | No | Other |  | Will Inspect meter box at a later date | Unknown | Don't Know | Don't Know |  | Building | Unknown | Unknown | No |  |  | Unknown |  | 32.6908748 | -103.1665439
583 | 1712 E ALAMEDA ST, HOBBS NM |  | No | No | Unknown - Unlikely Lead | Don't Know |  |  |  | No | Other |  | Will Inspect meter box at a later date | Unknown - Unlikely Lead |  |  |  | No | Other |  | Will Inspect meter box at a later date | Unknown | Don't Know | Don't Know |  | Building | Unknown | Unknown | No |  |  | Unknown
6582 | 1215 S HOUSTON ST, HOBBS NM |  | No | No | Unknown - Unlikely Lead | Don't Know |  |  |  | No | Other |  | Will Inspect meter box at a later date | Unknown - Unlikely Lead |  |  |  | No | Other |  | Will Inspect meter box at a later date | Unknown | Don't Know | Don't Know |  | Building | Unknown | Unknown | No |  |  | Unknown |  | 32.6877461 | -103.1314948
7356 | 801 S JEFFERSON ST, HOBBS NM |  | No | No | Unknown - Unlikely Lead | Don't Know |  |  |  | No | Other |  | Will Inspect meter box at a later date | Unknown - Unlikely Lead |  |  |  | No | Other |  | Will Inspect meter box at a later date | Unknown | Don't Know | Don't Know |  | Building | Unknown | Unknown | No |  |  | Unknown |  | 32.6932077 | -103.1241528
5581 | 929 E GREEN ACRES DR, HOBBS NM |  | No | No | Unknown - Unlikely Lead | Don't Know |  |  |  | No | Other |  | Will Inspect meter box at a later date | Unknown - Unlikely Lead |  |  |  | No | Other |  | Will Inspect meter box at a later date | Unknown | Don't Know | Don't Know |  | Building | Unknown | Unknown | No |  |  | Unknown
8234 | 1119 E LA BREA AVE, HOBBS NM |  | No | No | Non-Lead - Plastic | No | 2021 | 1 | Field inspection only with no records | Yes | Visual inspection at the meter pit | 05/26/2024 00:00:00 |  | Non-Lead - Plastic | 2021 | 1 | Installation date after lead ban | Yes | Visual inspection at the meter pit | 05/26/2024 00:00:00 |  | Non-Lead | No | No |  | Single Family Residence |  | No | No |  |  | Non-Lead |  | 32.731751 | -103.122347
8105 | 1007 N LEECH ST, HOBBS NM |  | No | No | Unknown - Unlikely Lead | Don't Know |  |  |  | No | Other |  | Will Inspect meter box at a later date | Unknown - Unlikely Lead |  |  |  | No | Other |  | Will Inspect meter box at a later date | Unknown | Don't Know | Don't Know |  | Building | Unknown | Unknown | No |  |  | Unknown |  | 32.7104683 | -103.1426122
4917 | 2001 E DUNN ST, HOBBS NM |  | No | No | Unknown - Unlikely Lead | Don't Know |  |  |  | No | Other |  | Will Inspect meter box at a later date | Unknown - Unlikely Lead |  |  |  | No | Other |  | Will Inspect meter box at a later date | Unknown | Don't Know | Don't Know |  | Building | Unknown | Unknown | No |  |  | Unknown
8564 | 1800 W MARLAND ST, HOBBS NM |  | No | No | Unknown - Unlikely Lead | Don't Know |  |  |  | No | Other |  | Will Inspect meter box at a later date | Unknown - Unlikely Lead |  |  |  | No | Other |  | Will Inspect meter box at a later date | Unknown | Don't Know | Don't Know |  | Building | Unknown | Unknown | No |  |  | Unknown |  | 32.71956 | -103.103034
6080 | 1023 E GLORIETTA F 103, HOBBS NM |  | No | No | Non-Lead - Plastic | No | 2019 | 1 | Field inspection only with no records | Yes | Visual inspection at the meter pit | 05/26/2024 00:00:00 |  | Non-Lead - Plastic | 2019 | 1 | Installation date after lead ban | Yes | Visual inspection at the meter pit | 05/26/2024 00:00:00 |  | Non-Lead | No | No |  | Single Family Residence |  | No | No |  |  | Non-Lead |  | 32.7322508 | -103.1251818
5931 | #2 N GREYHOUND PL, HOBBS NM |  | No | No | Unknown - Unlikely Lead | Don't Know |  |  |  | No | Other |  | Will Inspect meter box at a later date | Unknown - Unlikely Lead |  |  |  | No | Other |  | Will Inspect meter box at a later date | Unknown | Don't Know | Don't Know |  | Building | Unknown | Unknown | No |  |  | Unknown
8675 | 1000 N MARLAND BLVD #40, HOBBS NM |  | No | No | Non-Lead - Plastic | Don't Know | 2003 | 3/4 | Field inspection only with no records | Yes | Visual inspection at the meter pit | 08/26/2024 00:00:00 |  | Non-Lead - Plastic | 2003 | 3/4 | Field inspection only with no records | Yes | Visual inspection at the meter pit | 08/26/2024 00:00:00 |  | Non-Lead | No | Don't Know |  | Single Family Residence |  | No | No |  |  | Non-Lead
5871 | 920 E GYPSY ST, HOBBS NM |  | No | No | Unknown - Unlikely Lead | Don't Know |  |  |  | No | Other |  | Will Inspect meter box at a later date | Unknown - Unlikely Lead |  |  |  | No | Other |  | Will Inspect meter box at a later date | Unknown | Don't Know | Don't Know |  | Building | Unknown | Unknown | No |  |  | Unknown
6173 | 1224 N GRIMES ST, HOBBS NM |  | No | No | Unknown - Unlikely Lead | Don't Know |  |  |  | No | Other |  | Will Inspect meter box at a later date | Unknown - Unlikely Lead |  |  |  | No | Other |  | Will Inspect meter box at a later date | Unknown | Don't Know | Don't Know |  | Building | Unknown | Unknown | No |  |  | Unknown |  | 32.71298 | -103.144383
7358 | 1017 S JEFFERSON ST, HOBBS NM |  | No | No | Unknown - Unlikely Lead | Don't Know |  |  |  | No | Other |  | Will Inspect meter box at a later date | Unknown - Unlikely Lead |  |  |  | No | Other |  | Will Inspect meter box at a later date | Unknown | Don't Know | Don't Know |  | Building | Unknown | Unknown | No |  |  | Unknown |  | 32.6905923 | -103.1242634
7209 | 530 E JEMEZ RD, HOBBS NM |  | No | No | Unknown - Unlikely Lead | Don't Know |  |  |  | No | Other |  | Will Inspect meter box at a later date | Unknown - Unlikely Lead |  |  |  | No | Other |  | Will Inspect meter box at a later date | Unknown | Don't Know | Don't Know |  | Building | Unknown | Unknown | No |  |  | Unknown |  | 35.867142 | -106.272952
6044 | 1023 E GLORIETTA C 102, HOBBS NM |  | No | No | Non-Lead - Plastic | No | 2019 | 1 | Field inspection only with no records | Yes | Visual inspection at the meter pit | 05/26/2024 00:00:00 |  | Non-Lead - Plastic | 2019 | 1 | Installation date after lead ban | Yes | Visual inspection at the meter pit | 05/26/2024 00:00:00 |  | Non-Lead | No | No |  | Single Family Residence |  | No | No |  |  | Non-Lead |  | 32.7322508 | -103.1251818
8760 | 317 N MORRIS ST, HOBBS NM |  | No | No | Unknown - Unlikely Lead | Don't Know |  |  |  | No | Other |  | Will Inspect meter box at a later date | Unknown - Unlikely Lead |  |  |  | No | Other |  | Will Inspect meter box at a later date | Unknown | Don't Know | Don't Know |  | Building | Unknown | Unknown | No |  |  | Unknown |  | 32.7036275 | -103.1290487
8014 | 601 N LINAM ST, HOBBS NM |  | No | No | Unknown - Unlikely Lead | Don't Know |  |  |  | No | Other |  | Will Inspect meter box at a later date | Unknown - Unlikely Lead |  |  |  | No | Other |  | Will Inspect meter box at a later date | Unknown | Don't Know | Don't Know |  | Building | Unknown | Unknown | No |  |  | Unknown |  | 32.7063197 | -103.1390502
8454 | 600 E MESQUITE DR, HOBBS NM |  | No | No | Unknown - Unlikely Lead | Don't Know |  |  |  | No | Other |  | Will Inspect meter box at a later date | Unknown - Unlikely Lead |  |  |  | No | Other |  | Will Inspect meter box at a later date | Unknown | Don't Know | Don't Know |  | Building | Unknown | Unknown | No |  |  | Unknown |  | 32.6886506 | -103.1298604
8269 | 914 W LEAD AVE, HOBBS NM |  | No | No | Unknown - Unlikely Lead | Don't Know |  |  |  | No | Other |  | Will Inspect meter box at a later date | Unknown - Unlikely Lead |  |  |  | No | Other |  | Will Inspect meter box at a later date | Unknown | Don't Know | Don't Know |  | Building | Unknown | Unknown | No |  |  | Unknown |  | 32.7302413 | -103.1470955
4984 | 1625 EL CENTRO, HOBBS NM |  | No | No | Non-Lead - Plastic | No | 2015 | 1 | Field inspection only with no records | Yes | Visual inspection at the meter pit | 06/03/2024 00:00:00 |  | Non-Lead - Plastic | 2015 | 1 | Field inspection only with no records | Yes | Visual inspection at the meter pit | 06/03/2024 00:00:00 |  | Non-Lead | No | No |  | Single Family Residence |  | No | No |  |  | Non-Lead
6565 | 2516 N HOUSTON ST, HOBBS NM |  | No | No | Unknown - Unlikely Lead | Don't Know |  |  |  | No | Other |  | Will Inspect meter box at a later date | Unknown - Unlikely Lead |  |  |  | No | Other |  | Will Inspect meter box at a later date | Unknown | Don't Know | Don't Know |  | Building | Unknown | Unknown | No |  |  | Unknown |  | 32.7287728 | -103.1326872
8501 | 313 W MARLAND ST, HOBBS NM |  | No | No | Unknown - Unlikely Lead | Don't Know |  |  |  | No | Other |  | Will Inspect meter box at a later date | Unknown - Unlikely Lead |  |  |  | No | Other |  | Will Inspect meter box at a later date | Unknown | Don't Know | Don't Know |  | Building | Unknown | Unknown | No |  |  | Unknown |  | 32.6962941 | -103.1394378
5944 | 1116 N GULF ST, HOBBS NM |  | No | No | Unknown - Unlikely Lead | Don't Know |  |  |  | No | Other |  | Will Inspect meter box at a later date | Unknown - Unlikely Lead |  |  |  | No | Other |  | Will Inspect meter box at a later date | Unknown | Don't Know | Don't Know |  | Building | Unknown | Unknown | No |  |  | Unknown
4782 | 1509 N DENSON DR, HOBBS NM |  | No | No | Unknown - Unlikely Lead | Don't Know |  |  |  | No | Other |  | Will Inspect meter box at a later date | Unknown - Unlikely Lead |  |  |  | No | Other |  | Will Inspect meter box at a later date | Unknown | Don't Know | Don't Know |  | Building | Unknown | Unknown | No |  |  | Unknown
6643 | 5306 W HARDTACK RD, HOBBS NM |  | No | No | Non-Lead - Plastic | No | 2015 | 3/4 | Field inspection only with no records | Yes | Visual inspection at the meter pit | 05/26/2024 00:00:00 |  | Non-Lead - Plastic | 2015 | 3/4 | Installation date after lead ban | Yes | Visual inspection at the meter pit | 05/26/2024 00:00:00 |  | Non-Lead | No | No |  | Single Family Residence |  | No | No |  |  | Non-Lead |  | 32.75211 | -103.203524
5353 | 10 FAIRMONT CT, HOBBS NM |  | No | No | Unknown - Unlikely Lead | Don't Know |  |  |  | No | Other |  | Will Inspect meter box at a later date | Unknown - Unlikely Lead |  |  |  | No | Other |  | Will Inspect meter box at a later date | Unknown | Don't Know | Don't Know |  | Building | Unknown | Unknown | No |  |  | Unknown
9573 | 26 MIGHTY ATOM CIRCLE, HOBBS NM |  | No | No | Non-Lead - Plastic | No | 2020 | 1 | Field inspection only with no records | Yes | Visual inspection at the meter pit | 06/03/2024 00:00:00 |  | Non-Lead - Plastic | 2020 | 1 | Field inspection only with no records | Yes | Visual inspection at the meter pit | 06/03/2024 00:00:00 |  | Non-Lead | No | No |  | Single Family Residence |  | No | No |  |  | Non-Lead |  | 32.746693 | -103.198322
8975 | 2500 1/2 W MIDWEST ST, HOBBS NM |  | No | No | Unknown - Unlikely Lead | Don't Know |  |  |  | No | Other |  | Will Inspect meter box at a later date | Unknown - Unlikely Lead |  |  |  | No | Other |  | Will Inspect meter box at a later date | Unknown | Don't Know | Don't Know |  | Building | Unknown | Unknown | No |  |  | Unknown
6811 | 816 E HUMBLE ST, HOBBS NM |  | No | No | Unknown - Unlikely Lead | Don't Know |  |  |  | No | Other |  | Will Inspect meter box at a later date | Unknown - Unlikely Lead |  |  |  | No | Other |  | Will Inspect meter box at a later date | Unknown | Don't Know | Don't Know |  | Building | Unknown | Unknown | No |  |  | Unknown |  | 32.6935734 | -103.1268007
7398 | 223 S JEFFERSON ST, HOBBS NM |  | No | No | Unknown - Unlikely Lead | Don't Know |  |  |  | No | Other |  | Will Inspect meter box at a later date | Unknown - Unlikely Lead |  |  |  | No | Other |  | Will Inspect meter box at a later date | Unknown | Don't Know | Don't Know |  | Building | Unknown | Unknown | No |  |  | Unknown |  | 32.699518 | -103.1239726
9220 | 1900 E MAIN ST, HOBBS NM |  | No | No | Unknown - Unlikely Lead | Don't Know |  |  |  | No | Other |  | Will Inspect meter box at a later date | Unknown - Unlikely Lead |  |  |  | No | Other |  | Will Inspect meter box at a later date | Unknown | Don't Know | Don't Know |  | Building | Unknown | Unknown | No |  |  | Unknown |  | 32.6926543 | -103.1120987
7521 | 507-B W KIOWA AVE, HOBBS NM |  | No | No | Unknown - Unlikely Lead | Don't Know |  |  |  | No | Other |  | Will Inspect meter box at a later date | Unknown - Unlikely Lead |  |  |  | No | Other |  | Will Inspect meter box at a later date | Unknown | Don't Know | Don't Know |  | Building | Unknown | Unknown | No |  |  | Unknown
9837 | 3301 N NORTHWEST DR, HOBBS NM |  | No | No | Unknown - Unlikely Lead | Don't Know |  |  |  | No | Other |  | Will Inspect meter box at a later date | Unknown - Unlikely Lead |  |  |  | No | Other |  | Will Inspect meter box at a later date | Unknown | Don't Know | Don't Know |  | Building | Unknown | Unknown | No |  |  | Unknown |  | 32.7360975 | -103.1548822
8043 | 1003 N LINAM ST, HOBBS NM |  | No | No | Unknown - Unlikely Lead | Don't Know |  |  |  | No | Other |  | Will Inspect meter box at a later date | Unknown - Unlikely Lead |  |  |  | No | Other |  | Will Inspect meter box at a later date | Unknown | Don't Know | Don't Know |  | Building | Unknown | Unknown | No |  |  | Unknown |  | 32.710444 | -103.139017
5162 | 801 N FOWLER ST, HOBBS NM |  | No | No | Non-Lead - Plastic | Don't Know |  | 3/4 | Field inspection only with no records | Yes | Visual inspection at the meter pit | 08/19/2024 00:00:00 |  | Non-Lead - Plastic |  | 3/4 | Field inspection only with no records | Yes | Visual inspection at the meter pit | 08/19/2024 00:00:00 |  | Non-Lead | No | Don't Know |  | Single Family Residence |  | No | No |  |  | Non-Lead
6864 | 1005 W HUMBLE ST, HOBBS NM |  | No | No | Unknown - Unlikely Lead | Don't Know |  |  |  | No | Other |  | Will Inspect meter box at a later date | Unknown - Unlikely Lead |  |  |  | No | Other |  | Will Inspect meter box at a later date | Unknown | Don't Know | Don't Know |  | Building | Unknown | Unknown | No |  |  | Unknown |  | 32.6931518 | -103.14798
944 | 223 N AVENUE B, HOBBS NM |  | No | No | Unknown - Unlikely Lead | Don't Know |  |  |  | No | Other |  | Will Inspect meter box at a later date | Unknown - Unlikely Lead |  |  |  | No | Other |  | Will Inspect meter box at a later date | Unknown | Don't Know | Don't Know |  | Building | Unknown | Unknown | No |  |  | Unknown |  | 32.7026936 | -103.1259448
9400 | 219 W MESA DR, HOBBS NM |  | No | No | Unknown - Unlikely Lead | Don't Know |  |  |  | No | Other |  | Will Inspect meter box at a later date | Unknown - Unlikely Lead |  |  |  | No | Other |  | Will Inspect meter box at a later date | Unknown | Don't Know | Don't Know |  | Building | Unknown | Unknown | No |  |  | Unknown |  | 32.7166742 | -103.1378133
6730 | 1804 N HOMESTEAD DR, HOBBS NM |  | No | No | Non-Lead - Plastic | No | 2019 | 1 | Field inspection only with no records | Yes | Visual inspection at the meter pit | 09/02/2024 00:00:00 |  | Non-Lead - Plastic | 2019 | 1 | Installation date after lead ban | Yes | Visual inspection at the meter pit | 09/02/2024 00:00:00 |  | Non-Lead | No | No |  | Single Family Residence |  | No | No |  |  | Non-Lead |  | 32.720157 | -103.111685
6947 | 2101 E HIGHWOOD AVE, HOBBS NM |  | No | No | Non-Lead - Plastic | Don't Know | 2019 | 1 | Field inspection only with no records | Yes | Visual inspection at the meter pit | 08/19/2024 00:00:00 |  | Non-Lead - Plastic | 2019 | 1 | Field inspection only with no records | Yes | Visual inspection at the meter pit | 08/19/2024 00:00:00 |  | Non-Lead | No | Don't Know |  | Single Family Residence |  | No | No |  |  | Non-Lead |  | 32.731683 | -103.111368
5258 | 608 S FOWLER ST, HOBBS NM |  | No | No | Unknown - Unlikely Lead | Don't Know |  |  |  | No | Other |  | Will Inspect meter box at a later date | Unknown - Unlikely Lead |  |  |  | No | Other |  | Will Inspect meter box at a later date | Unknown | Don't Know | Don't Know |  | Building | Unknown | Unknown | No |  |  | Unknown
8680 | 1000 N MARLAND BLVD # 49, HOBBS NM |  | No | No | Non-Lead - Plastic | Don't Know | 2003 | 3/4 | Field inspection only with no records | Yes | Visual inspection at the meter pit | 08/26/2024 00:00:00 |  | Non-Lead - Plastic | 2003 | 3/4 | Field inspection only with no records | Yes | Visual inspection at the meter pit | 08/26/2024 00:00:00 |  | Non-Lead | No | Don't Know |  | Single Family Residence |  | No | No |  |  | Non-Lead
8516 | 1018 W MARLAND ST, HOBBS NM |  | No | No | Unknown - Unlikely Lead | Don't Know |  |  |  | No | Other |  | Will Inspect meter box at a later date | Unknown - Unlikely Lead |  |  |  | No | Other |  | Will Inspect meter box at a later date | Unknown | Don't Know | Don't Know |  | Building | Unknown | Unknown | No |  |  | Unknown |  | 32.6969449 | -103.1482149
5933 | 912 N GULF ST, HOBBS NM |  | No | No | Unknown - Unlikely Lead | Don't Know |  |  |  | No | Other |  | Will Inspect meter box at a later date | Unknown - Unlikely Lead |  |  |  | No | Other |  | Will Inspect meter box at a later date | Unknown | Don't Know | Don't Know |  | Building | Unknown | Unknown | No |  |  | Unknown
5807 | 1636 N GILA DR, HOBBS NM |  | No | No | Unknown - Unlikely Lead | Don't Know |  |  |  | No | Other |  | Will Inspect meter box at a later date | Unknown - Unlikely Lead |  |  |  | No | Other |  | Will Inspect meter box at a later date | Unknown | Don't Know | Don't Know |  | Building | Unknown | Unknown | No |  |  | Unknown
9140 | 2012 N MCKINLEY ST, HOBBS NM |  | No | No | Unknown - Unlikely Lead | Don't Know |  |  |  | No | Other |  | Will Inspect meter box at a later date | Unknown - Unlikely Lead |  |  |  | No | Other |  | Will Inspect meter box at a later date | Unknown | Don't Know | Don't Know |  | Building | Unknown | Unknown | No |  |  | Unknown |  | 32.7228465 | -103.135105
9246 | 323 E MAIN ST, HOBBS NM |  | No | No | Unknown - Unlikely Lead | Don't Know |  |  |  | No | Other |  | Will Inspect meter box at a later date | Unknown - Unlikely Lead |  |  |  | No | Other |  | Will Inspect meter box at a later date | Unknown | Don't Know | Don't Know |  | Building | Unknown | Unknown | No |  |  | Unknown |  | 32.6920701 | -103.1327187
8880 | 411 E MIDWEST ST, HOBBS NM |  | No | No | Unknown - Unlikely Lead | Don't Know |  |  |  | No | Other |  | Will Inspect meter box at a later date | Unknown - Unlikely Lead |  |  |  | No | Other |  | Will Inspect meter box at a later date | Unknown | Don't Know | Don't Know |  | Building | Unknown | Unknown | No |  |  | Unknown |  | 32.6909534 | -103.1319999
8170 | 710 E LUNA DR, HOBBS NM |  | No | No | Unknown - Unlikely Lead | Don't Know |  |  |  | No | Other |  | Will Inspect meter box at a later date | Unknown - Unlikely Lead |  |  |  | No | Other |  | Will Inspect meter box at a later date | Unknown | Don't Know | Don't Know |  | Building | Unknown | Unknown | No |  |  | Unknown |  | 32.7156553 | -103.1288489
7148 | 1701 W JOE HARVEY BLVD SUITE 200, HOBBS NM |  | No | No | Unknown - Unlikely Lead | Don't Know |  |  |  | No | Other |  | Will Inspect meter box at a later date | Unknown - Unlikely Lead |  |  |  | No | Other |  | Will Inspect meter box at a later date | Unknown | Don't Know | Don't Know |  | Building | Unknown | Unknown | No |  |  | Unknown |  | 32.741187 | -103.156941
6191 | 4009 N GRIMES ST, HOBBS NM |  | No | No | Unknown - Unlikely Lead | Don't Know |  |  |  | No | Other |  | Will Inspect meter box at a later date | Unknown - Unlikely Lead |  |  |  | No | Other |  | Will Inspect meter box at a later date | Unknown | Don't Know | Don't Know |  | Building | Unknown | Unknown | No |  |  | Unknown |  | 32.7442796 | -103.1452325
6764 | 2033 N HOMESTEAD DR, HOBBS NM |  | No | No | Non-Lead - Plastic | No | 2019 | 1 | Field inspection only with no records | Yes | Visual inspection at the meter pit | 09/02/2024 00:00:00 |  | Non-Lead - Plastic | 2019 | 1 | Installation date after lead ban | Yes | Visual inspection at the meter pit | 09/02/2024 00:00:00 |  | Non-Lead | No | No |  | Single Family Residence |  | No | No |  |  | Non-Lead |  | 32.723039 | -103.111146
8644 | 1003 E MARLAND ST, HOBBS NM |  | No | No | Unknown - Unlikely Lead | Don't Know |  |  |  | No | Other |  | Will Inspect meter box at a later date | Unknown - Unlikely Lead |  |  |  | No | Other |  | Will Inspect meter box at a later date | Unknown | Don't Know | Don't Know |  | Building | Unknown | Unknown | No |  |  | Unknown |  | 32.6967532 | -103.1251365
5628 | 427 W GOLD AVE, HOBBS NM |  | No | No | Unknown - Unlikely Lead | Don't Know |  |  |  | No | Other |  | Will Inspect meter box at a later date | Unknown - Unlikely Lead |  |  |  | No | Other |  | Will Inspect meter box at a later date | Unknown | Don't Know | Don't Know |  | Building | Unknown | Unknown | No |  |  | Unknown
8318 | 5317 N LOVINGTON HWY, HOBBS NM |  | No | No | Unknown - Unlikely Lead | Don't Know |  |  |  | No | Other |  | Will Inspect meter box at a later date | Unknown - Unlikely Lead |  |  |  | No | Other |  | Will Inspect meter box at a later date | Unknown | Don't Know | Don't Know |  | Building | Unknown | Unknown | No |  |  | Unknown |  | 32.7600054 | -103.1803187
6333 | 601 S GRIMES ST, HOBBS NM |  | No | No | Unknown - Unlikely Lead | Don't Know |  |  |  | No | Other |  | Will Inspect meter box at a later date | Unknown - Unlikely Lead |  |  |  | No | Other |  | Will Inspect meter box at a later date | Unknown | Don't Know | Don't Know |  | Building | Unknown | Unknown | No |  |  | Unknown |  | 32.694313 | -103.145214
752 | 1120 AVENTURA, HOBBS NM |  | No | No | Non-Lead - Plastic | No | 2021 | 1 | Field inspection only with no records | Yes | Visual inspection at the meter pit | 05/26/2024 00:00:00 |  | Non-Lead - Plastic | 2021 | 1 | Installation date after lead ban | Yes | Visual inspection at the meter pit | 05/26/2024 00:00:00 |  | Non-Lead | No | No |  | Single Family Residence |  | No | No |  |  | Non-Lead |  | 32.731442 | -103.122509
6473 | 1512 E HIGHLAND DR, HOBBS NM |  | No | No | Unknown - Unlikely Lead | Don't Know |  |  |  | No | Other |  | Will Inspect meter box at a later date | Unknown - Unlikely Lead |  |  |  | No | Other |  | Will Inspect meter box at a later date | Unknown | Don't Know | Don't Know |  | Building | Unknown | Unknown | No |  |  | Unknown |  | 32.7291447 | -103.1184611
7747 | 415 W LEA ST, HOBBS NM |  | No | No | Unknown - Unlikely Lead | Don't Know |  |  |  | No | Other |  | Will Inspect meter box at a later date | Unknown - Unlikely Lead |  |  |  | No | Other |  | Will Inspect meter box at a later date | Unknown | Don't Know | Don't Know |  | Building | Unknown | Unknown | No |  |  | Unknown |  | 32.708864 | -103.140487
6521 | 3001 N HOUSTON ST, HOBBS NM |  | No | No | Unknown - Unlikely Lead | Don't Know |  |  |  | No | Other |  | Will Inspect meter box at a later date | Unknown - Unlikely Lead |  |  |  | No | Other |  | Will Inspect meter box at a later date | Unknown | Don't Know | Don't Know |  | Building | Unknown | Unknown | No |  |  | Unknown |  | 32.7331412 | -103.1322207
8284 | 2506 N LOVINGTON HWY, HOBBS NM |  | No | No | Unknown - Unlikely Lead | Don't Know |  |  |  | No | Other |  | Will Inspect meter box at a later date | Unknown - Unlikely Lead |  |  |  | No | Other |  | Will Inspect meter box at a later date | Unknown | Don't Know | Don't Know |  | Building | Unknown | Unknown | No |  |  | Unknown |  | 32.7281904 | -103.1484552
7880 | 1007 E LLANO DR, HOBBS NM |  | No | No | Unknown - Unlikely Lead | Don't Know |  |  |  | No | Other |  | Will Inspect meter box at a later date | Unknown - Unlikely Lead |  |  |  | No | Other |  | Will Inspect meter box at a later date | Unknown | Don't Know | Don't Know |  | Building | Unknown | Unknown | No |  |  | Unknown |  | 32.7141152 | -103.1241137
633 | 801 S ASHER RD, HOBBS NM |  | No | No | Unknown - Unlikely Lead | Don't Know |  |  |  | No | Other |  | Will Inspect meter box at a later date | Unknown - Unlikely Lead |  |  |  | No | Other |  | Will Inspect meter box at a later date | Unknown | Don't Know | Don't Know |  | Building | Unknown | Unknown | No |  |  | Unknown |  | 32.6937172 | -103.1730086
5344 | 25 FAIRMONT CT, HOBBS NM |  | No | No | Unknown - Unlikely Lead | Don't Know |  |  |  | No | Other |  | Will Inspect meter box at a later date | Unknown - Unlikely Lead |  |  |  | No | Other |  | Will Inspect meter box at a later date | Unknown | Don't Know | Don't Know |  | Building | Unknown | Unknown | No |  |  | Unknown
773 | 2040 E ARBORS AVE, HOBBS NM |  | No | No | Non-Lead - Copper | No | 2007 | 3/4 | Field inspection only with no records | Yes | Visual inspection at the meter pit | 05/26/2024 00:00:00 |  | Non-Lead - Plastic | 2007 | 3/4 | Installation date after lead ban | Yes | Visual inspection at the meter pit | 05/26/2024 00:00:00 |  | Non-Lead | No | No |  | Single Family Residence |  | No | No |  |  | Non-Lead |  | 32.7274006 | -103.11187
8488 | 2601 W MARLAND ST, HOBBS NM |  | No | No | Unknown - Unlikely Lead | Don't Know |  |  |  | No | Other |  | Will Inspect meter box at a later date | Unknown - Unlikely Lead |  |  |  | No | Other |  | Will Inspect meter box at a later date | Unknown | Don't Know | Don't Know |  | Building | Unknown | Unknown | No |  |  | Unknown |  | 32.6961607 | -103.1653859
8979 | 2505-B W MIDWEST ST, HOBBS NM |  | No | No | Unknown - Unlikely Lead | Don't Know |  |  |  | No | Other |  | Will Inspect meter box at a later date | Unknown - Unlikely Lead |  |  |  | No | Other |  | Will Inspect meter box at a later date | Unknown | Don't Know | Don't Know |  | Building | Unknown | Unknown | No |  |  | Unknown
8576 | 821 W MARLAND ST, HOBBS NM |  | No | No | Unknown - Unlikely Lead | Don't Know |  |  |  | No | Other |  | Will Inspect meter box at a later date | Unknown - Unlikely Lead |  |  |  | No | Other |  | Will Inspect meter box at a later date | Unknown | Don't Know | Don't Know |  | Building | Unknown | Unknown | No |  |  | Unknown |  | 32.6962227 | -103.145837
6876 | 902 W HUMBLE ST, HOBBS NM |  | No | No | Unknown - Unlikely Lead | Don't Know |  |  |  | No | Other |  | Will Inspect meter box at a later date | Unknown - Unlikely Lead |  |  |  | No | Other |  | Will Inspect meter box at a later date | Unknown | Don't Know | Don't Know |  | Building | Unknown | Unknown | No |  |  | Unknown |  | 32.6936865 | -103.1464423
6334 | 300 S GRIMES ST, HOBBS NM |  | No | No | Unknown - Unlikely Lead | Don't Know |  |  |  | No | Other |  | Will Inspect meter box at a later date | Unknown - Unlikely Lead |  |  |  | No | Other |  | Will Inspect meter box at a later date | Unknown | Don't Know | Don't Know |  | Building | Unknown | Unknown | No |  |  | Unknown |  | 32.6974614 | -103.1442877
5528 | 320 E GREEN ACRES DR, HOBBS NM |  | No | No | Unknown - Unlikely Lead | Don't Know |  |  |  | No | Other |  | Will Inspect meter box at a later date | Unknown - Unlikely Lead |  |  |  | No | Other |  | Will Inspect meter box at a later date | Unknown | Don't Know | Don't Know |  | Building | Unknown | Unknown | No |  |  | Unknown
8725 | 240 N MARLAND BLVD, HOBBS NM |  | No | No | Unknown - Unlikely Lead | Don't Know |  |  |  | No | Other |  | Will Inspect meter box at a later date | Unknown - Unlikely Lead |  |  |  | No | Other |  | Will Inspect meter box at a later date | Unknown | Don't Know | Don't Know |  | Building | Unknown | Unknown | No |  |  | Unknown |  | 32.7027822 | -103.1190567
6199 | 1102 N GRIMES ST, HOBBS NM |  | No | No | Unknown - Unlikely Lead | Don't Know |  |  |  | No | Other |  | Will Inspect meter box at a later date | Unknown - Unlikely Lead |  |  |  | No | Other |  | Will Inspect meter box at a later date | Unknown | Don't Know | Don't Know |  | Building | Unknown | Unknown | No |  |  | Unknown |  | 32.7119274 | -103.1447841
7953 | 1307 N LLANO DR, HOBBS NM |  | No | No | Unknown - Unlikely Lead | Don't Know |  |  |  | No | Other |  | Will Inspect meter box at a later date | Unknown - Unlikely Lead |  |  |  | No | Other |  | Will Inspect meter box at a later date | Unknown | Don't Know | Don't Know |  | Building | Unknown | Unknown | No |  |  | Unknown |  | 32.7132394 | -103.1177173
9623 | 904 W MACKENZIE DR, HOBBS NM |  | No | No | Unknown - Unlikely Lead | Don't Know |  |  |  | No | Other |  | Will Inspect meter box at a later date | Unknown - Unlikely Lead |  |  |  | No | Other |  | Will Inspect meter box at a later date | Unknown | Don't Know | Don't Know |  | Building | Unknown | Unknown | No |  |  | Unknown |  | 32.7135229 | -103.1464
8666 | 1000 N MARLAND BLVD # 31, HOBBS NM |  | No | No | Non-Lead - Plastic | Don't Know | 2003 | 3/4 | Field inspection only with no records | Yes | Visual inspection at the meter pit | 08/26/2024 00:00:00 |  | Non-Lead - Plastic | 2003 | 3/4 | Field inspection only with no records | Yes | Visual inspection at the meter pit | 08/26/2024 00:00:00 |  | Non-Lead | No | Don't Know |  | Single Family Residence |  | No | No |  |  | Non-Lead
7093 | 917 W LEAD AVE, HOBBS NM |  | No | No | Unknown - Unlikely Lead | Don't Know |  |  |  | No | Other |  | Will Inspect meter box at a later date | Unknown - Unlikely Lead |  |  |  | No | Other |  | Will Inspect meter box at a later date | Unknown | Don't Know | Don't Know |  | Building | Unknown | Unknown | No |  |  | Unknown |  | 32.7297944 | -103.1471746
5321 | 1419 W FOX FIRE CT, HOBBS NM |  | No | No | Non-Lead - Plastic | No | 2020 | 1 | Installation date after lead ban | No | Other |  | Newer Construction, verified by GIS Mapping | Non-Lead - Plastic | 2020 | 1 | Installation date after lead ban | No | Other |  | Newer Construction, verified by GIS Mapping |  | No | No |  | Single Family Residence | Unknown | No | No |  |  | Non-Lead
6618 | 1703 S HOUSTON ST, HOBBS NM |  | No | No | Unknown - Unlikely Lead | Don't Know |  |  |  | No | Other |  | Will Inspect meter box at a later date | Unknown - Unlikely Lead |  |  |  | No | Other |  | Will Inspect meter box at a later date | Unknown | Don't Know | Don't Know |  | Building | Unknown | Unknown | No |  |  | Unknown |  | 32.6835111 | -103.1316133
5114 | 2915 EPOCA CIRCLE, HOBBS NM |  | No | No | Non-Lead - Plastic | No | 2021 | 1 | Field inspection only with no records | Yes | Visual inspection at the meter pit | 05/26/2024 00:00:00 |  | Non-Lead - Plastic | 2021 | 1 | Installation date after lead ban | Yes | Visual inspection at the meter pit | 05/26/2024 00:00:00 |  | Non-Lead | No | No |  | Single Family Residence |  | No | No |  |  | Non-Lead
9478 | 4901 W MILLEN, HOBBS NM |  | No | No | Unknown - Unlikely Lead | Don't Know |  |  |  | No | Other |  | Will Inspect meter box at a later date | Unknown - Unlikely Lead |  |  |  | No | Other |  | Will Inspect meter box at a later date | Unknown | Don't Know | Don't Know |  | Building | Unknown | Unknown | No |  |  | Unknown |  | 32.7542962 | -103.199921
7454 | 2331 N JUNIPER LN, HOBBS NM |  | No | No | Non-Lead - Plastic | No | 2009 | 3/4 | Field inspection only with no records | Yes | Visual inspection at the meter pit | 07/23/2024 00:00:00 |  | Non-Lead - Plastic | 2009 | 3/4 | Field inspection only with no records | Yes | Visual inspection at the meter pit | 07/23/2024 00:00:00 |  | Non-Lead | No | No |  | Single Family Residence | Unknown | No | No |  |  | Non-Lead |  | 32.7270503 | -103.1117002
5296 | 4004 FIESTA DR, HOBBS NM |  | No | No | Unknown - Unlikely Lead | Don't Know |  |  |  | No | Other |  | Will Inspect meter box at a later date | Unknown - Unlikely Lead |  |  |  | No | Other |  | Will Inspect meter box at a later date | Unknown | Don't Know | Don't Know |  | Building | Unknown | Unknown | No |  |  | Unknown
7067 | 1006 W IRON AVE, HOBBS NM |  | No | No | Unknown - Unlikely Lead | Don't Know |  |  |  | No | Other |  | Will Inspect meter box at a later date | Unknown - Unlikely Lead |  |  |  | No | Other |  | Will Inspect meter box at a later date | Unknown | Don't Know | Don't Know |  | Building | Unknown | Unknown | No |  |  | Unknown |  | 32.7318918 | -103.1479757
6200 | 3726 N GRIMES ST, HOBBS NM |  | No | No | Unknown - Unlikely Lead | Don't Know |  |  |  | No | Other |  | Will Inspect meter box at a later date | Unknown - Unlikely Lead |  |  |  | No | Other |  | Will Inspect meter box at a later date | Unknown | Don't Know | Don't Know |  | Building | Unknown | Unknown | No |  |  | Unknown |  | 32.7413496 | -103.1444014
9787 | 3213 N NORTHWEST DR, HOBBS NM |  | No | No | Unknown - Unlikely Lead | Don't Know |  |  |  | No | Other |  | Will Inspect meter box at a later date | Unknown - Unlikely Lead |  |  |  | No | Other |  | Will Inspect meter box at a later date | Unknown | Don't Know | Don't Know |  | Building | Unknown | Unknown | No |  |  | Unknown |  | 32.7352578 | -103.1541119
8878 | 1200 E MIDWEST ST, HOBBS NM |  | No | No | Unknown - Unlikely Lead | Don't Know |  |  |  | No | Other |  | Will Inspect meter box at a later date | Unknown - Unlikely Lead |  |  |  | No | Other |  | Will Inspect meter box at a later date | Unknown | Don't Know | Don't Know |  | Building | Unknown | Unknown | No |  |  | Unknown |  | 32.6916279 | -103.1223173
6423 | 1728 E HIGHLAND DR, HOBBS NM |  | No | No | Unknown - Unlikely Lead | Don't Know |  |  |  | No | Other |  | Will Inspect meter box at a later date | Unknown - Unlikely Lead |  |  |  | No | Other |  | Will Inspect meter box at a later date | Unknown | Don't Know | Don't Know |  | Building | Unknown | Unknown | No |  |  | Unknown |  | 32.7296701 | -103.1154997
9779 | 2733 N NORTHWEST DR, HOBBS NM |  | No | No | Unknown - Unlikely Lead | Don't Know |  |  |  | No | Other |  | Will Inspect meter box at a later date | Unknown - Unlikely Lead |  |  |  | No | Other |  | Will Inspect meter box at a later date | Unknown | Don't Know | Don't Know |  | Building | Unknown | Unknown | No |  |  | Unknown |  | 32.7300491 | -103.1489444
5043 | 401 S ELM ST, HOBBS NM |  | No | No | Unknown - Unlikely Lead | Don't Know |  |  |  | No | Other |  | Will Inspect meter box at a later date | Unknown - Unlikely Lead |  |  |  | No | Other |  | Will Inspect meter box at a later date | Unknown | Don't Know | Don't Know |  | Building | Unknown | Unknown | No |  |  | Unknown
5085 | 3222 N ENTERPRISE DR, HOBBS NM |  | No | No | Unknown - Unlikely Lead | Don't Know |  |  |  | No | Other |  | Will Inspect meter box at a later date | Unknown - Unlikely Lead |  |  |  | No | Other |  | Will Inspect meter box at a later date | Unknown | Don't Know | Don't Know |  | Building | Unknown | Unknown | No |  |  | Unknown
5212 | 317 N FOWLER ST, HOBBS NM |  | No | No | Unknown - Unlikely Lead | Don't Know |  |  |  | No | Other |  | Will Inspect meter box at a later date | Unknown - Unlikely Lead |  |  |  | No | Other |  | Will Inspect meter box at a later date | Unknown | Don't Know | Don't Know |  | Building | Unknown | Unknown | No |  |  | Unknown
6304 | 201 N GRIMES ST, HOBBS NM |  | No | No | Unknown - Unlikely Lead | Don't Know |  |  |  | No | Other |  | Will Inspect meter box at a later date | Unknown - Unlikely Lead |  |  |  | No | Other |  | Will Inspect meter box at a later date | Unknown | Don't Know | Don't Know |  | Building | Unknown | Unknown | No |  |  | Unknown |  | 32.702555 | -103.145168
9066 | 513 N MCKINLEY ST, HOBBS NM |  | No | No | Unknown - Unlikely Lead | Don't Know |  |  |  | No | Other |  | Will Inspect meter box at a later date | Unknown - Unlikely Lead |  |  |  | No | Other |  | Will Inspect meter box at a later date | Unknown | Don't Know | Don't Know |  | Building | Unknown | Unknown | No |  |  | Unknown |  | 32.7056597 | -103.1327179
5067 | 807 E EAGLE DR, HOBBS NM |  | No | No | Unknown - Unlikely Lead | Don't Know |  |  |  | No | Other |  | Will Inspect meter box at a later date | Unknown - Unlikely Lead |  |  |  | No | Other |  | Will Inspect meter box at a later date | Unknown | Don't Know | Don't Know |  | Building | Unknown | Unknown | No |  |  | Unknown
6971 | 1415 W HOOT OWL CT, HOBBS NM |  | No | No | Non-Lead - Plastic | No | 2021 | 1 | Installation date after lead ban | No | Other |  | GIS verfied because of being built after ban | Non-Lead - Plastic | 2021 | 1 | Installation date after lead ban | No | Other |  | Newer Construction, verified by GIS Mapping |  | No | No |  | Single Family Residence | Unknown | No | No |  |  | Non-Lead |  | 32.7710069 | -103.1536919
5744 | 1619 N GILA DR, HOBBS NM |  | No | No | Unknown - Unlikely Lead | Don't Know |  |  |  | No | Other |  | Will Inspect meter box at a later date | Unknown - Unlikely Lead |  |  |  | No | Other |  | Will Inspect meter box at a later date | Unknown | Don't Know | Don't Know |  | Building | Unknown | Unknown | No |  |  | Unknown
6799 | 705 E HUMBLE ST, HOBBS NM |  | No | No | Unknown - Unlikely Lead | Don't Know |  |  |  | No | Other |  | Will Inspect meter box at a later date | Unknown - Unlikely Lead |  |  |  | No | Other |  | Will Inspect meter box at a later date | Unknown | Don't Know | Don't Know |  | Building | Unknown | Unknown | No |  |  | Unknown |  | 32.69309 | -103.128277
8015 | 523 N LINAM ST, HOBBS NM |  | No | No | Unknown - Unlikely Lead | Don't Know |  |  |  | No | Other |  | Will Inspect meter box at a later date | Unknown - Unlikely Lead |  |  |  | No | Other |  | Will Inspect meter box at a later date | Unknown | Don't Know | Don't Know |  | Building | Unknown | Unknown | No |  |  | Unknown |  | 32.7058625 | -103.138997
5549 | 333 E GREEN ACRES DR, HOBBS NM |  | No | No | Unknown - Unlikely Lead | Don't Know |  |  |  | No | Other |  | Will Inspect meter box at a later date | Unknown - Unlikely Lead |  |  |  | No | Other |  | Will Inspect meter box at a later date | Unknown | Don't Know | Don't Know |  | Building | Unknown | Unknown | No |  |  | Unknown
6331 | 229 S GRIMES ST, HOBBS NM |  | No | No | Unknown - Unlikely Lead | Don't Know |  |  |  | No | Other |  | Will Inspect meter box at a later date | Unknown - Unlikely Lead |  |  |  | No | Other |  | Will Inspect meter box at a later date | Unknown | Don't Know | Don't Know |  | Building | Unknown | Unknown | No |  |  | Unknown |  | 32.6982404 | -103.1451124
6609 | 1016 S HOUSTON ST, HOBBS NM |  | No | No | Unknown - Unlikely Lead | Don't Know |  |  |  | No | Other |  | Will Inspect meter box at a later date | Unknown - Unlikely Lead |  |  |  | No | Other |  | Will Inspect meter box at a later date | Unknown | Don't Know | Don't Know |  | Building | Unknown | Unknown | No |  |  | Unknown |  | 32.6906924 | -103.1310957
8722 | 619 N MARLAND BLVD, HOBBS NM |  | No | No | Unknown - Unlikely Lead | Don't Know |  |  |  | No | Other |  | Will Inspect meter box at a later date | Unknown - Unlikely Lead |  |  |  | No | Other |  | Will Inspect meter box at a later date | Unknown | Don't Know | Don't Know |  | Building | Unknown | Unknown | No |  |  | Unknown |  | 32.7064785 | -103.1175328
5340 | 24 FAIRMONT CT, HOBBS NM |  | No | No | Unknown - Unlikely Lead | Don't Know |  |  |  | No | Other |  | Will Inspect meter box at a later date | Unknown - Unlikely Lead |  |  |  | No | Other |  | Will Inspect meter box at a later date | Unknown | Don't Know | Don't Know |  | Building | Unknown | Unknown | No |  |  | Unknown
6196 | 5024 N GRIMES ST, HOBBS NM |  | No | No | Unknown - Unlikely Lead | Don't Know |  |  |  | No | Other |  | Will Inspect meter box at a later date | Unknown - Unlikely Lead |  |  |  | No | Other |  | Will Inspect meter box at a later date | Unknown | Don't Know | Don't Know |  | Building | Unknown | Unknown | No |  |  | Unknown |  | 32.757143 | -103.1446366
8688 | 1000 N MARLAND BLVD #10, HOBBS NM |  | No | No | Non-Lead - Plastic | Don't Know | 2003 | 3/4 | Field inspection only with no records | Yes | Visual inspection at the meter pit | 08/26/2024 00:00:00 |  | Non-Lead - Plastic | 2003 | 3/4 | Field inspection only with no records | Yes | Visual inspection at the meter pit | 08/26/2024 00:00:00 |  | Non-Lead | No | Don't Know |  | Single Family Residence |  | No | No |  |  | Non-Lead
6024 | 421 E GLORIETTA DR, HOBBS NM |  | No | No | Unknown - Unlikely Lead | Don't Know |  |  |  | No | Other |  | Will Inspect meter box at a later date | Unknown - Unlikely Lead |  |  |  | No | Other |  | Will Inspect meter box at a later date | Unknown | Don't Know | Don't Know |  | Building | Unknown | Unknown | No |  |  | Unknown |  | 32.73278 | -103.132156
9224 | 1804 E MAIN ST, HOBBS NM |  | No | No | Unknown - Unlikely Lead | Don't Know |  |  |  | No | Other |  | Will Inspect meter box at a later date | Unknown - Unlikely Lead |  |  |  | No | Other |  | Will Inspect meter box at a later date | Unknown | Don't Know | Don't Know |  | Building | Unknown | Unknown | No |  |  | Unknown |  | 32.6926049 | -103.1136996
535 | 219 N AVENUE A, HOBBS NM |  | No | No | Unknown - Unlikely Lead | Don't Know |  |  |  | No | Other |  | Will Inspect meter box at a later date | Unknown - Unlikely Lead |  |  |  | No | Other |  | Will Inspect meter box at a later date | Unknown | Don't Know | Don't Know |  | Building | Unknown | Unknown | No |  |  | Unknown
6988 | 4210 HERMOSA ST, HOBBS NM |  | No | No | Unknown - Unlikely Lead | Don't Know |  |  |  | No | Other |  | Will Inspect meter box at a later date | Unknown - Unlikely Lead |  |  |  | No | Other |  | Will Inspect meter box at a later date | Unknown | Don't Know | Don't Know |  | Building | Unknown | Unknown | No |  |  | Unknown |  | 32.7467015 | -103.1465721
8459 | 2215 W MARLAND ST, HOBBS NM |  | No | No | Unknown - Unlikely Lead | Don't Know |  |  |  | No | Other |  | Will Inspect meter box at a later date | Unknown - Unlikely Lead |  |  |  | No | Other |  | Will Inspect meter box at a later date | Unknown | Don't Know | Don't Know |  | Building | Unknown | Unknown | No |  |  | Unknown |  | 32.696534 | -103.1643316
7679 | 6105 N LOBO CT, HOBBS NM |  | No | No | Unknown - Unlikely Lead | Don't Know |  |  |  | No | Other |  | Will Inspect meter box at a later date | Unknown - Unlikely Lead |  |  |  | No | Other |  | Will Inspect meter box at a later date | Unknown | Don't Know | Don't Know |  | Building | Unknown | Unknown | No |  |  | Unknown |  | 32.769716 | -103.1802314
9096 | 509 N MCKINLEY ST, HOBBS NM |  | No | No | Unknown - Unlikely Lead | Don't Know |  |  |  | No | Other |  | Will Inspect meter box at a later date | Unknown - Unlikely Lead |  |  |  | No | Other |  | Will Inspect meter box at a later date | Unknown | Don't Know | Don't Know |  | Building | Unknown | Unknown | No |  |  | Unknown |  | 32.7053544 | -103.1328201
5657 | 116 W GOLD AVE, HOBBS NM |  | No | No | Unknown - Unlikely Lead | Don't Know |  |  |  | No | Other |  | Will Inspect meter box at a later date | Unknown - Unlikely Lead |  |  |  | No | Other |  | Will Inspect meter box at a later date | Unknown | Don't Know | Don't Know |  | Building | Unknown | Unknown | No |  |  | Unknown
806 | 502 W BERRY DR, HOBBS NM |  | No | No | Unknown - Unlikely Lead | Don't Know |  |  |  | No | Other |  | Will Inspect meter box at a later date | Unknown - Unlikely Lead |  |  |  | No | Other |  | Will Inspect meter box at a later date | Unknown | Don't Know | Don't Know |  | Building | Unknown | Unknown | No |  |  | Unknown |  | 32.7143609 | -103.1413582
9327 | 101 E MESA DR, HOBBS NM |  | No | No | Unknown - Unlikely Lead | Don't Know |  |  |  | No | Other |  | Will Inspect meter box at a later date | Unknown - Unlikely Lead |  |  |  | No | Other |  | Will Inspect meter box at a later date | Unknown | Don't Know | Don't Know |  | Building | Unknown | Unknown | No |  |  | Unknown |  | 32.7171493 | -103.1353876
5189 | 2025 N FOWLER ST, HOBBS NM |  | No | No | Unknown - Unlikely Lead | Don't Know |  |  |  | No | Other |  | Will Inspect meter box at a later date | Unknown - Unlikely Lead |  |  |  | No | Other |  | Will Inspect meter box at a later date | Unknown | Don't Know | Don't Know |  | Building | Unknown | Unknown | No |  |  | Unknown
7146 | 1825 W JOE HARVEY BLVD, HOBBS NM |  | No | No | Unknown - Unlikely Lead | Don't Know |  |  |  | No | Other |  | Will Inspect meter box at a later date | Unknown - Unlikely Lead |  |  |  | No | Other |  | Will Inspect meter box at a later date | Unknown | Don't Know | Don't Know |  | Building | Unknown | Unknown | No |  |  | Unknown |  | 32.740841 | -103.159261
836 | 1121 W BERRY DR, HOBBS NM |  | No | No | Unknown - Unlikely Lead | Don't Know |  |  |  | No | Other |  | Will Inspect meter box at a later date | Unknown - Unlikely Lead |  |  |  | No | Other |  | Will Inspect meter box at a later date | Unknown | Don't Know | Don't Know |  | Building | Unknown | Unknown | No |  |  | Unknown |  | 32.7140088 | -103.1502666
6171 | 219 N GRIMES ST, HOBBS NM |  | No | No | Unknown - Unlikely Lead | Don't Know |  |  |  | No | Other |  | Will Inspect meter box at a later date | Unknown - Unlikely Lead |  |  |  | No | Other |  | Will Inspect meter box at a later date | Unknown | Don't Know | Don't Know |  | Building | Unknown | Unknown | No |  |  | Unknown |  | 32.702867 | -103.1455289
6712 | 112 S HALLUM ST, HOBBS NM |  | No | No | Unknown - Unlikely Lead | Don't Know |  |  |  | No | Other |  | Will Inspect meter box at a later date | Unknown - Unlikely Lead |  |  |  | No | Other |  | Will Inspect meter box at a later date | Unknown | Don't Know | Don't Know |  | Building | Unknown | Unknown | No |  |  | Unknown |  | 32.6992819 | -103.1118629
7426 | 1016 E JACKSON RD, HOBBS NM |  | No | No | Unknown - Unlikely Lead | Don't Know |  |  |  | No | Other |  | Will Inspect meter box at a later date | Unknown - Unlikely Lead |  |  |  | No | Other |  | Will Inspect meter box at a later date | Unknown | Don't Know | Don't Know |  | Building | Unknown | Unknown | No |  |  | Unknown |  | 32.7208582 | -103.1237401
8005 | 817 N LINAM ST, HOBBS NM |  | No | No | Unknown - Unlikely Lead | Don't Know |  |  |  | No | Other |  | Will Inspect meter box at a later date | Unknown - Unlikely Lead |  |  |  | No | Other |  | Will Inspect meter box at a later date | Unknown | Don't Know | Don't Know |  | Building | Unknown | Unknown | No |  |  | Unknown |  | 32.7089644 | -103.1389235
9444 | 3006 MONTGOMERY ST, HOBBS NM |  | No | No | Unknown - Unlikely Lead | Don't Know |  |  |  | No | Other |  | Will Inspect meter box at a later date | Unknown - Unlikely Lead |  |  |  | No | Other |  | Will Inspect meter box at a later date | Unknown | Don't Know | Don't Know |  | Building | Unknown | Unknown | No |  |  | Unknown |  | 32.7334218 | -103.1326298
6740 | 2005 N HOMESTEAD DR, HOBBS NM |  | No | No | Non-Lead - Plastic | No | 2019 | 1 | Field inspection only with no records | Yes | Visual inspection at the meter pit | 09/02/2024 00:00:00 |  | Non-Lead - Plastic | 2019 | 1 | Installation date after lead ban | Yes | Visual inspection at the meter pit | 09/02/2024 00:00:00 |  | Non-Lead | No | No |  | Single Family Residence |  | No | No |  |  | Non-Lead |  | 32.722215 | -103.11221
7599 | 507-A W KIOWA AVE, HOBBS NM |  | No | No | Unknown - Unlikely Lead | Don't Know |  |  |  | No | Other |  | Will Inspect meter box at a later date | Unknown - Unlikely Lead |  |  |  | No | Other |  | Will Inspect meter box at a later date | Unknown | Don't Know | Don't Know |  | Building | Unknown | Unknown | No |  |  | Unknown
6801 | 1401 E HUMBLE ST, HOBBS NM |  | No | No | Unknown - Unlikely Lead | Don't Know |  |  |  | No | Other |  | Will Inspect meter box at a later date | Unknown - Unlikely Lead |  |  |  | No | Other |  | Will Inspect meter box at a later date | Unknown | Don't Know | Don't Know |  | Building | Unknown | Unknown | No |  |  | Unknown |  | 32.6931401 | -103.1198831
5074 | 832 E EAGLE DR, HOBBS NM |  | No | No | Unknown - Unlikely Lead | Don't Know |  |  |  | No | Other |  | Will Inspect meter box at a later date | Unknown - Unlikely Lead |  |  |  | No | Other |  | Will Inspect meter box at a later date | Unknown | Don't Know | Don't Know |  | Building | Unknown | Unknown | No |  |  | Unknown
9604 | 912 W MACKENZIE DR, HOBBS NM |  | No | No | Unknown - Unlikely Lead | Don't Know |  |  |  | No | Other |  | Will Inspect meter box at a later date | Unknown - Unlikely Lead |  |  |  | No | Other |  | Will Inspect meter box at a later date | Unknown | Don't Know | Don't Know |  | Building | Unknown | Unknown | No |  |  | Unknown |  | 32.7135508 | -103.1468109
8081 | 6309 N LILY POND RD, HOBBS NM |  | No | No | Non-Lead - Plastic | No | 2022 | 1 | Field inspection only with no records | Yes | Visual inspection at the meter pit | 07/23/2024 00:00:00 |  | Non-Lead - Plastic | 2022 | 1 | Field inspection only with no records | Yes | Visual inspection at the meter pit | 07/23/2024 00:00:00 |  | Non-Lead | No | No |  | Single Family Residence | Unknown | No | No |  |  | Non-Lead |  | 32.7721119 | -103.1566661
6733 | 1809 N HOMESTEAD DR, HOBBS NM |  | No | No | Non-Lead - Plastic | No | 2019 | 1 | Field inspection only with no records | Yes | Visual inspection at the meter pit | 09/02/2024 00:00:00 |  | Non-Lead - Plastic | 2019 | 1 | Installation date after lead ban | Yes | Visual inspection at the meter pit | 09/02/2024 00:00:00 |  | Non-Lead | No | No |  | Single Family Residence |  | No | No |  |  | Non-Lead |  | 32.7203447 | -103.1123825
8041 | 619 N LINAM ST, HOBBS NM |  | No | No | Unknown - Unlikely Lead | Don't Know |  |  |  | No | Other |  | Will Inspect meter box at a later date | Unknown - Unlikely Lead |  |  |  | No | Other |  | Will Inspect meter box at a later date | Unknown | Don't Know | Don't Know |  | Building | Unknown | Unknown | No |  |  | Unknown |  | 32.7069163 | -103.138988
7220 | 318 E JEMEZ RD, HOBBS NM |  | No | No | Unknown - Unlikely Lead | Don't Know |  |  |  | No | Other |  | Will Inspect meter box at a later date | Unknown - Unlikely Lead |  |  |  | No | Other |  | Will Inspect meter box at a later date | Unknown | Don't Know | Don't Know |  | Building | Unknown | Unknown | No |  |  | Unknown |  | 35.867142 | -106.272952
6536 | 815 N HOUSTON ST, HOBBS NM |  | No | No | Unknown - Unlikely Lead | Don't Know |  |  |  | No | Other |  | Will Inspect meter box at a later date | Unknown - Unlikely Lead |  |  |  | No | Other |  | Will Inspect meter box at a later date | Unknown | Don't Know | Don't Know |  | Building | Unknown | Unknown | No |  |  | Unknown |  | 32.7087519 | -103.1314859
5917 | #8 N GREYHOUND PL, HOBBS NM |  | No | No | Unknown - Unlikely Lead | Don't Know |  |  |  | No | Other |  | Will Inspect meter box at a later date | Unknown - Unlikely Lead |  |  |  | No | Other |  | Will Inspect meter box at a later date | Unknown | Don't Know | Don't Know |  | Building | Unknown | Unknown | No |  |  | Unknown
6531 | 615 N HOUSTON ST, HOBBS NM |  | No | No | Unknown - Unlikely Lead | Don't Know |  |  |  | No | Other |  | Will Inspect meter box at a later date | Unknown - Unlikely Lead |  |  |  | No | Other |  | Will Inspect meter box at a later date | Unknown | Don't Know | Don't Know |  | Building | Unknown | Unknown | No |  |  | Unknown |  | 32.7067589 | -103.1315616
6583 | 1223 S HOUSTON ST, HOBBS NM |  | No | No | Unknown - Unlikely Lead | Don't Know |  |  |  | No | Other |  | Will Inspect meter box at a later date | Unknown - Unlikely Lead |  |  |  | No | Other |  | Will Inspect meter box at a later date | Unknown | Don't Know | Don't Know |  | Building | Unknown | Unknown | No |  |  | Unknown |  | 32.6871731 | -103.1315188
5602 | 215 E GREEN ACRES DR, HOBBS NM |  | No | No | Unknown - Unlikely Lead | Don't Know |  |  |  | No | Other |  | Will Inspect meter box at a later date | Unknown - Unlikely Lead |  |  |  | No | Other |  | Will Inspect meter box at a later date | Unknown | Don't Know | Don't Know |  | Building | Unknown | Unknown | No |  |  | Unknown
6108 | 2530 N GREEN VALLEY TRAIL, HOBBS NM |  | No | No | Non-Lead - Copper | No | 2007 | 3/4 | Field inspection only with no records | Yes | Visual inspection at the meter pit | 05/26/2024 00:00:00 |  | Non-Lead - Copper | 2007 | 3/4 | Installation date after lead ban | Yes | Visual inspection at the meter pit | 05/26/2024 00:00:00 |  | Non-Lead | No | No |  | Single Family Residence |  | No | No |  |  | Non-Lead |  | 32.7287641 | -103.1129153
6995 | 1429 W HONEYSUCKLE CT, HOBBS NM |  | No | No | Non-Lead - Plastic | No | 2021 | 1 | Installation date after lead ban | No | Other |  | GIS verfied because of being built after ban | Non-Lead - Plastic | 2021 | 1 | Installation date after lead ban | No | Other |  | Newer Construction, verified by GIS Mapping |  | No | No |  | Single Family Residence | Unknown | No | No |  |  | Non-Lead |  | 32.773439 | -103.154177
9017 | 1230 S MCKINLEY ST, HOBBS NM |  | No | No | Unknown - Unlikely Lead | Don't Know |  |  |  | No | Other |  | Will Inspect meter box at a later date | Unknown - Unlikely Lead |  |  |  | No | Other |  | Will Inspect meter box at a later date | Unknown | Don't Know | Don't Know |  | Building | Unknown | Unknown | No |  |  | Unknown |  | 32.6866987 | -103.1328459
5079 | 501 E EAGLE DR, HOBBS NM |  | No | No | Unknown - Unlikely Lead | Don't Know |  |  |  | No | Other |  | Will Inspect meter box at a later date | Unknown - Unlikely Lead |  |  |  | No | Other |  | Will Inspect meter box at a later date | Unknown | Don't Know | Don't Know |  | Building | Unknown | Unknown | No |  |  | Unknown
6748 | 2024 N HOMESTEAD DR, HOBBS NM |  | No | No | Non-Lead - Plastic | No | 2019 | 1 | Field inspection only with no records | Yes | Visual inspection at the meter pit | 09/02/2024 00:00:00 |  | Non-Lead - Plastic | 2019 | 1 | Installation date after lead ban | Yes | Visual inspection at the meter pit | 09/02/2024 00:00:00 |  | Non-Lead | No | No |  | Single Family Residence |  | No | No |  |  | Non-Lead |  | 32.7227446 | -103.1106802
5164 | 717 N FOWLER ST # 3, HOBBS NM |  | No | No | Unknown - Unlikely Lead | Don't Know |  |  |  | No | Other |  | Will Inspect meter box at a later date | Unknown - Unlikely Lead |  |  |  | No | Other |  | Will Inspect meter box at a later date | Unknown | Don't Know | Don't Know |  | Building | Unknown | Unknown | No |  |  | Unknown
7044 | 4621 N HOMESTRETCH RD, HOBBS NM |  | No | No | Non-Lead - Plastic | No | 2019 | 1 | Installation date after lead ban | Yes | Visual inspection at the meter pit | 09/30/2024 00:00:00 |  | Non-Lead - Plastic | 2019 | 1 | Installation date after lead ban | Yes | Visual inspection at the meter pit | 09/30/2024 00:00:00 |  | Non-Lead | No | No |  | Single Family Residence | Unknown | No | No |  |  | Non-Lead |  | 32.752025 | -103.204352
9471 | 1615 MILLEN DR, HOBBS NM |  | No | No | Unknown - Unlikely Lead | Don't Know |  |  |  | No | Other |  | Will Inspect meter box at a later date | Unknown - Unlikely Lead |  |  |  | No | Other |  | Will Inspect meter box at a later date | Unknown | Don't Know | Don't Know |  | Building | Unknown | Unknown | No |  |  | Unknown |  | 32.754001 | -103.156972
5491 | 1128 N GRAYSON ST, HOBBS NM |  | No | No | Unknown - Unlikely Lead | Don't Know |  |  |  | No | Other |  | Will Inspect meter box at a later date | Unknown - Unlikely Lead |  |  |  | No | Other |  | Will Inspect meter box at a later date | Unknown | Don't Know | Don't Know |  | Building | Unknown | Unknown | No |  |  | Unknown
8849 | 509 E MIDWEST ST, HOBBS NM |  | No | No | Unknown - Unlikely Lead | Don't Know |  |  |  | No | Other |  | Will Inspect meter box at a later date | Unknown - Unlikely Lead |  |  |  | No | Other |  | Will Inspect meter box at a later date | Unknown | Don't Know | Don't Know |  | Building | Unknown | Unknown | No |  |  | Unknown |  | 32.6909532 | -103.1307608
621 | 2001 E ASH ST, HOBBS NM |  | No | No | Unknown - Unlikely Lead | Don't Know |  |  |  | No | Other |  | Will Inspect meter box at a later date | Unknown - Unlikely Lead |  |  |  | No | Other |  | Will Inspect meter box at a later date | Unknown | Don't Know | Don't Know |  | Building | Unknown | Unknown | No |  |  | Unknown |  | 32.699689 | -103.1129935
5298 | 4106 FIESTA DR, HOBBS NM |  | No | No | Unknown - Unlikely Lead | Don't Know |  |  |  | No | Other |  | Will Inspect meter box at a later date | Unknown - Unlikely Lead |  |  |  | No | Other |  | Will Inspect meter box at a later date | Unknown | Don't Know | Don't Know |  | Building | Unknown | Unknown | No |  |  | Unknown
5561 | 1122 E GREEN ACRES DR, HOBBS NM |  | No | No | Unknown - Unlikely Lead | Don't Know |  |  |  | No | Other |  | Will Inspect meter box at a later date | Unknown - Unlikely Lead |  |  |  | No | Other |  | Will Inspect meter box at a later date | Unknown | Don't Know | Don't Know |  | Building | Unknown | Unknown | No |  |  | Unknown
4861 | 1008 DESERT SAGE, HOBBS NM |  | No | No | Non-Lead - Plastic | No | 2005 | 3/4 | Field inspection only with no records | Yes | Visual inspection at the meter pit | 04/17/2024 00:00:00 |  | Non-Lead - Copper | 2005 | 3/4 | Field inspection only with no records | Yes | Visual inspection at the meter pit | 04/17/2024 00:00:00 |  | Non-Lead | No | No | Not Applicable | Single Family Residence | Unknown | No | No |  |  | Non-Lead
8971 | 3503 W MIDWEST, HOBBS NM |  | No | No | Unknown - Unlikely Lead | Don't Know |  |  |  | No | Other |  | Will Inspect meter box at a later date | Unknown - Unlikely Lead |  |  |  | No | Other |  | Will Inspect meter box at a later date | Unknown | Don't Know | Don't Know |  | Building | Unknown | Unknown | No |  |  | Unknown |  | 32.690939 | -103.176915
6954 | 1423 W HOOT OWL CT, HOBBS NM |  | No | No | Non-Lead - Plastic | No | 2021 | 1 | Installation date after lead ban | No | Other |  | GIS verfied because of being built after ban | Non-Lead - Plastic | 2021 | 1 | Installation date after lead ban | No | Other |  | Newer Construction, verified by GIS Mapping |  | No | No |  | Single Family Residence | Unknown | No | No |  |  | Non-Lead |  | 32.7710009 | -103.1540619
6819 | 1213 E HUMBLE ST, HOBBS NM |  | No | No | Unknown - Unlikely Lead | Don't Know |  |  |  | No | Other |  | Will Inspect meter box at a later date | Unknown - Unlikely Lead |  |  |  | No | Other |  | Will Inspect meter box at a later date | Unknown | Don't Know | Don't Know |  | Building | Unknown | Unknown | No |  |  | Unknown |  | 32.693143 | -103.1218923
5888 | 620 E GYPSY ST, HOBBS NM |  | No | No | Unknown - Unlikely Lead | Don't Know |  |  |  | No | Other |  | Will Inspect meter box at a later date | Unknown - Unlikely Lead |  |  |  | No | Other |  | Will Inspect meter box at a later date | Unknown | Don't Know | Don't Know |  | Building | Unknown | Unknown | No |  |  | Unknown
9642 | 2319 N MULBERRY LN, HOBBS NM |  | No | No | Non-Lead - Plastic | No | 2020 | 1 | Field inspection only with no records | Yes | Visual inspection at the meter pit | 06/03/2024 00:00:00 |  | Non-Lead - Plastic | 2020 | 1 | Field inspection only with no records | Yes | Visual inspection at the meter pit | 06/03/2024 00:00:00 |  | Non-Lead | No | No |  | Single Family Residence |  | No | No |  |  | Non-Lead |  | 32.726767 | -103.111087
9053 | 1306 S MCKINLEY ST, HOBBS NM |  | No | No | Unknown - Unlikely Lead | Don't Know |  |  |  | No | Other |  | Will Inspect meter box at a later date | Unknown - Unlikely Lead |  |  |  | No | Other |  | Will Inspect meter box at a later date | Unknown | Don't Know | Don't Know |  | Building | Unknown | Unknown | No |  |  | Unknown |  | 32.6852945 | -103.1328578
8372 | 5907 N LOVINGTON HWY, HOBBS NM |  | No | No | Unknown - Unlikely Lead | Don't Know |  |  |  | No | Other |  | Will Inspect meter box at a later date | Unknown - Unlikely Lead |  |  |  | No | Other |  | Will Inspect meter box at a later date | Unknown | Don't Know | Don't Know |  | Building | Unknown | Unknown | No |  |  | Unknown |  | 32.76393 | -103.1852339
551 | 200 N AVENUE A, HOBBS NM |  | No | No | Unknown - Unlikely Lead | Don't Know |  |  |  | No | Other |  | Will Inspect meter box at a later date | Unknown - Unlikely Lead |  |  |  | No | Other |  | Will Inspect meter box at a later date | Unknown | Don't Know | Don't Know |  | Building | Unknown | Unknown | No |  |  | Unknown
4944 | 4023-B EL NIDO, HOBBS NM |  | No | No | Non-Lead - Plastic | No | 2015 | 1 | Field inspection only with no records | Yes | Visual inspection at the meter pit | 06/03/2024 00:00:00 |  | Non-Lead - Plastic | 2015 | 1 | Field inspection only with no records | Yes | Visual inspection at the meter pit | 06/03/2024 00:00:00 |  | Non-Lead | No | No |  | Single Family Residence |  | No | No |  |  | Non-Lead
9139 | 1818 N MCKINLEY ST, HOBBS NM |  | No | No | Unknown - Unlikely Lead | Don't Know |  |  |  | No | Other |  | Will Inspect meter box at a later date | Unknown - Unlikely Lead |  |  |  | No | Other |  | Will Inspect meter box at a later date | Unknown | Don't Know | Don't Know |  | Building | Unknown | Unknown | No |  |  | Unknown |  | 32.719904 | -103.1344051
8889 | 304 E MIDWEST ST, HOBBS NM |  | No | No | Unknown - Unlikely Lead | Don't Know |  |  |  | No | Other |  | Will Inspect meter box at a later date | Unknown - Unlikely Lead |  |  |  | No | Other |  | Will Inspect meter box at a later date | Unknown | Don't Know | Don't Know |  | Building | Unknown | Unknown | No |  |  | Unknown |  | 32.6916725 | -103.1332531
7604 | 503-C W KIOWA AVE, HOBBS NM |  | No | No | Unknown - Unlikely Lead | Don't Know |  |  |  | No | Other |  | Will Inspect meter box at a later date | Unknown - Unlikely Lead |  |  |  | No | Other |  | Will Inspect meter box at a later date | Unknown | Don't Know | Don't Know |  | Building | Unknown | Unknown | No |  |  | Unknown
9628 | 1025 W MACKENZIE DR, HOBBS NM |  | No | No | Unknown - Unlikely Lead | Don't Know |  |  |  | No | Other |  | Will Inspect meter box at a later date | Unknown - Unlikely Lead |  |  |  | No | Other |  | Will Inspect meter box at a later date | Unknown | Don't Know | Don't Know |  | Building | Unknown | Unknown | No |  |  | Unknown |  | 32.7131739 | -103.1489038
7734 | 412 W LEA ST, HOBBS NM |  | No | No | Unknown - Unlikely Lead | Don't Know |  |  |  | No | Other |  | Will Inspect meter box at a later date | Unknown - Unlikely Lead |  |  |  | No | Other |  | Will Inspect meter box at a later date | Unknown | Don't Know | Don't Know |  | Building | Unknown | Unknown | No |  |  | Unknown |  | 32.709446 | -103.1406629
8148 | 1023 S LEECH ST, HOBBS NM |  | No | No | Unknown - Unlikely Lead | Don't Know |  |  |  | No | Other |  | Will Inspect meter box at a later date | Unknown - Unlikely Lead |  |  |  | No | Other |  | Will Inspect meter box at a later date | Unknown | Don't Know | Don't Know |  | Building | Unknown | Unknown | No |  |  | Unknown |  | 32.6903903 | -103.1430675
6649 | 4821 W HARDTACK RD, HOBBS NM |  | No | No | Non-Lead - Plastic | No | 2015 | 3/4 | Field inspection only with no records | Yes | Visual inspection at the meter pit | 05/26/2024 00:00:00 |  | Non-Lead - Plastic | 2015 | 3/4 | Installation date after lead ban | Yes | Visual inspection at the meter pit | 05/26/2024 00:00:00 |  | Non-Lead | No | No |  | Single Family Residence |  | No | No |  |  | Non-Lead |  | 32.751675 | -103.198474
8625 | 405 E MARLAND ST, HOBBS NM |  | No | No | Unknown - Unlikely Lead | Don't Know |  |  |  | No | Other |  | Will Inspect meter box at a later date | Unknown - Unlikely Lead |  |  |  | No | Other |  | Will Inspect meter box at a later date | Unknown | Don't Know | Don't Know |  | Building | Unknown | Unknown | No |  |  | Unknown |  | 32.696289 | -103.1322021
6815 | 1113 E HUMBLE ST, HOBBS NM |  | No | No | Unknown - Unlikely Lead | Don't Know |  |  |  | No | Other |  | Will Inspect meter box at a later date | Unknown - Unlikely Lead |  |  |  | No | Other |  | Will Inspect meter box at a later date | Unknown | Don't Know | Don't Know |  | Building | Unknown | Unknown | No |  |  | Unknown |  | 32.693144 | -103.123151
7789 | 222 W LLANO DR, HOBBS NM |  | No | No | Unknown - Unlikely Lead | Don't Know |  |  |  | No | Other |  | Will Inspect meter box at a later date | Unknown - Unlikely Lead |  |  |  | No | Other |  | Will Inspect meter box at a later date | Unknown | Don't Know | Don't Know |  | Building | Unknown | Unknown | No |  |  | Unknown |  | 32.7163347 | -103.1376049
6151 | 2400 N GRIMES ST, HOBBS NM |  | No | No | Unknown - Unlikely Lead | Don't Know |  |  |  | No | Other |  | Will Inspect meter box at a later date | Unknown - Unlikely Lead |  |  |  | No | Other |  | Will Inspect meter box at a later date | Unknown | Don't Know | Don't Know |  | Building | Unknown | Unknown | No |  |  | Unknown |  | 32.726669 | -103.142855
7387 | 609 S JEFFERSON ST, HOBBS NM |  | No | No | Unknown - Unlikely Lead | Don't Know |  |  |  | No | Other |  | Will Inspect meter box at a later date | Unknown - Unlikely Lead |  |  |  | No | Other |  | Will Inspect meter box at a later date | Unknown | Don't Know | Don't Know |  | Building | Unknown | Unknown | No |  |  | Unknown |  | 32.6950741 | -103.1242141
5623 | 301 W GOLD AVE, HOBBS NM |  | No | No | Unknown - Unlikely Lead | Don't Know |  |  |  | No | Other |  | Will Inspect meter box at a later date | Unknown - Unlikely Lead |  |  |  | No | Other |  | Will Inspect meter box at a later date | Unknown | Don't Know | Don't Know |  | Building | Unknown | Unknown | No |  |  | Unknown
6075 | 1036 E GLORIETTA DR, HOBBS NM |  | No | No | Non-Lead - Plastic | No | 2020 | 1 | Field inspection only with no records | Yes | Visual inspection at the meter pit | 05/26/2024 00:00:00 |  | Non-Lead - Plastic | 2020 | 1 | Installation date after lead ban | Yes | Visual inspection at the meter pit | 05/26/2024 00:00:00 |  | Non-Lead | No | No |  | Single Family Residence |  | No | No |  |  | Non-Lead |  | 32.733248 | -103.123679
7126 | 2620 N JADE AVE, HOBBS NM |  | No | No | Unknown - Unlikely Lead | Don't Know |  |  |  | No | Other |  | Will Inspect meter box at a later date | Unknown - Unlikely Lead |  |  |  | No | Other |  | Will Inspect meter box at a later date | Unknown | Don't Know | Don't Know |  | Building | Unknown | Unknown | No |  |  | Unknown |  | 32.7303233 | -103.1393458
74 | 22 ACOMA CT, HOBBS NM |  | No | No | Unknown - Unlikely Lead | Don't Know |  |  |  | No | Other |  | Will Inspect meter box at a later date | Unknown - Unlikely Lead |  |  |  | No | Other |  | Will Inspect meter box at a later date | Unknown | Don't Know | Don't Know |  | Building | Unknown | Unknown | No |  |  | Unknown |  | 32.7361061 | -103.1385919
7306 | 2334 N JEFFERSON, HOBBS NM |  | No | No | Unknown - Unlikely Lead | Don't Know |  |  |  | No | Other |  | Will Inspect meter box at a later date | Unknown - Unlikely Lead |  |  |  | No | Other |  | Will Inspect meter box at a later date | Unknown | Don't Know | Don't Know |  | Building | Unknown | Unknown | No |  |  | Unknown |  | 32.7268949 | -103.1227294
6757 | 1907 N HOMESTEAD DR, HOBBS NM |  | No | No | Non-Lead - Plastic | No | 2019 | 1 | Field inspection only with no records | Yes | Visual inspection at the meter pit | 09/02/2024 00:00:00 |  | Non-Lead - Plastic | 2019 | 1 | Installation date after lead ban | Yes | Visual inspection at the meter pit | 09/02/2024 00:00:00 |  | Non-Lead | No | No |  | Single Family Residence |  | No | No |  |  | Non-Lead |  | 32.7213228 | -103.1123692
59 | 803 S 8TH ST, HOBBS NM |  | No | No | Unknown - Unlikely Lead | Don't Know |  |  |  | No | Other |  | Will Inspect meter box at a later date | Unknown - Unlikely Lead |  |  |  | No | Other |  | Will Inspect meter box at a later date | Unknown | Don't Know | Don't Know |  | Building | Unknown | Unknown | No |  |  | Unknown
8816 | 1308 S MORRIS ST, HOBBS NM |  | No | No | Unknown - Unlikely Lead | Don't Know |  |  |  | No | Other |  | Will Inspect meter box at a later date | Unknown - Unlikely Lead |  |  |  | No | Other |  | Will Inspect meter box at a later date | Unknown | Don't Know | Don't Know |  | Building | Unknown | Unknown | No |  |  | Unknown |  | 32.6852767 | -103.1289822
7258 | 306 N JEFFERSON ST, HOBBS NM |  | No | No | Unknown - Unlikely Lead | Don't Know |  |  |  | No | Other |  | Will Inspect meter box at a later date | Unknown - Unlikely Lead |  |  |  | No | Other |  | Will Inspect meter box at a later date | Unknown | Don't Know | Don't Know |  | Building | Unknown | Unknown | No |  |  | Unknown |  | 32.7032693 | -103.1234854
719 | 2021 N ADOBE DR, HOBBS NM |  | No | No | Unknown - Unlikely Lead | Don't Know |  |  |  | No | Other |  | Will Inspect meter box at a later date | Unknown - Unlikely Lead |  |  |  | No | Other |  | Will Inspect meter box at a later date | Unknown | Don't Know | Don't Know |  | Building | Unknown | Unknown | No |  |  | Unknown |  | 32.7228035 | -103.1402559
8793 | 817 S MORRIS ST, HOBBS NM |  | No | No | Unknown - Unlikely Lead | Don't Know |  |  |  | No | Other |  | Will Inspect meter box at a later date | Unknown - Unlikely Lead |  |  |  | No | Other |  | Will Inspect meter box at a later date | Unknown | Don't Know | Don't Know |  | Building | Unknown | Unknown | No |  |  | Unknown |  | 32.6927424 | -103.1290283
7000 | 1421 W HONEYSUCKLE CT, HOBBS NM |  | No | No | Non-Lead - Plastic | No | 2021 | 1 | Installation date after lead ban | No | Other |  | GIS verfied because of being built after ban | Non-Lead - Plastic | 2021 | 1 | Installation date after lead ban | No | Other |  | Newer Construction, verified by GIS Mapping |  | No | No |  | Single Family Residence | Unknown | No | No |  |  | Non-Lead |  | 32.773418 | -103.153842
9828 | 3409 N NORTHWEST DR, HOBBS NM |  | No | No | Unknown - Unlikely Lead | Don't Know |  |  |  | No | Other |  | Will Inspect meter box at a later date | Unknown - Unlikely Lead |  |  |  | No | Other |  | Will Inspect meter box at a later date | Unknown | Don't Know | Don't Know |  | Building | Unknown | Unknown | No |  |  | Unknown |  | 32.7370705 | -103.1558251
8331 | 5110 N LOVINGTON HWY, HOBBS NM |  | No | No | Unknown - Unlikely Lead | Don't Know |  |  |  | No | Other |  | Will Inspect meter box at a later date | Unknown - Unlikely Lead |  |  |  | No | Other |  | Will Inspect meter box at a later date | Unknown | Don't Know | Don't Know |  | Building | Unknown | Unknown | No |  |  | Unknown |  | 32.7577984 | -103.1778431
9617 | 905 W MACKENZIE DR, HOBBS NM |  | No | No | Unknown - Unlikely Lead | Don't Know |  |  |  | No | Other |  | Will Inspect meter box at a later date | Unknown - Unlikely Lead |  |  |  | No | Other |  | Will Inspect meter box at a later date | Unknown | Don't Know | Don't Know |  | Building | Unknown | Unknown | No |  |  | Unknown |  | 32.7131514 | -103.1463795
5167 | 2804 N FOWLER ST, HOBBS NM |  | No | No | Unknown - Unlikely Lead | Don't Know |  |  |  | No | Other |  | Will Inspect meter box at a later date | Unknown - Unlikely Lead |  |  |  | No | Other |  | Will Inspect meter box at a later date | Unknown | Don't Know | Don't Know |  | Building | Unknown | Unknown | No |  |  | Unknown
7071 | 903 W IRON AVE, HOBBS NM |  | No | No | Unknown - Unlikely Lead | Don't Know |  |  |  | No | Other |  | Will Inspect meter box at a later date | Unknown - Unlikely Lead |  |  |  | No | Other |  | Will Inspect meter box at a later date | Unknown | Don't Know | Don't Know |  | Building | Unknown | Unknown | No |  |  | Unknown |  | 32.7315098 | -103.146586
7309 | 1600 N JEFFERSON ST, HOBBS NM |  | No | No | Unknown - Unlikely Lead | Don't Know |  |  |  | No | Other |  | Will Inspect meter box at a later date | Unknown - Unlikely Lead |  |  |  | No | Other |  | Will Inspect meter box at a later date | Unknown | Don't Know | Don't Know |  | Building | Unknown | Unknown | No |  |  | Unknown |  | 32.7176392 | -103.123205
755 | 2826 AVENTURA LN, HOBBS NM |  | No | No | Non-Lead - Plastic | No | 2021 | 1 | Field inspection only with no records | Yes | Visual inspection at the meter pit | 05/26/2024 00:00:00 |  | Non-Lead - Plastic | 2021 | 1 | Installation date after lead ban | Yes | Visual inspection at the meter pit | 05/26/2024 00:00:00 |  | Non-Lead | No | No |  | Single Family Residence |  | No | No |  |  | Non-Lead |  | 32.731547 | -103.121363
9165 | 1501 E MAIN ST, HOBBS NM |  | No | No | Unknown - Unlikely Lead | Don't Know |  |  |  | No | Other |  | Will Inspect meter box at a later date | Unknown - Unlikely Lead |  |  |  | No | Other |  | Will Inspect meter box at a later date | Unknown | Don't Know | Don't Know |  | Building | Unknown | Unknown | No |  |  | Unknown |  | 32.6921284 | -103.1188133
7625 | 4911 W KING KELLY RD, HOBBS NM |  | No | No | Non-Lead - Plastic | No | 2021 | 1 | Field inspection only with no records | Yes | Visual inspection at the meter pit | 09/30/2024 00:00:00 |  | Non-Lead - Plastic | 2021 | 3/4 | Field inspection only with no records | Yes | Visual inspection at the meter pit | 09/30/2024 00:00:00 |  | Non-Lead | No | No |  | Single Family Residence |  | No | No |  |  | Non-Lead |  | 32.748805 | -103.199166
7852 | 1227 E LLANO DR, HOBBS NM |  | No | No | Unknown - Unlikely Lead | Don't Know |  |  |  | No | Other |  | Will Inspect meter box at a later date | Unknown - Unlikely Lead |  |  |  | No | Other |  | Will Inspect meter box at a later date | Unknown | Don't Know | Don't Know |  | Building | Unknown | Unknown | No |  |  | Unknown |  | 32.7141987 | -103.1206282
8551 | 800 W MARLAND ST, HOBBS NM |  | No | No | Unknown - Unlikely Lead | Don't Know |  |  |  | No | Other |  | Will Inspect meter box at a later date | Unknown - Unlikely Lead |  |  |  | No | Other |  | Will Inspect meter box at a later date | Unknown | Don't Know | Don't Know |  | Building | Unknown | Unknown | No |  |  | Unknown |  | 32.6968729 | -103.145337
5999 | 1217 N GULF ST, HOBBS NM |  | No | No | Unknown - Unlikely Lead | Don't Know |  |  |  | No | Other |  | Will Inspect meter box at a later date | Unknown - Unlikely Lead |  |  |  | No | Other |  | Will Inspect meter box at a later date | Unknown | Don't Know | Don't Know |  | Building | Unknown | Unknown | No |  |  | Unknown |  | 32.7128033 | -103.1532083
5118 | 2912 N EPOCA CIRCLE, HOBBS NM |  | No | No | Non-Lead - Plastic | No | 2021 | 1 | Field inspection only with no records | Yes | Visual inspection at the meter pit | 05/26/2024 00:00:00 |  | Non-Lead - Plastic | 2021 | 1 | Installation date after lead ban | Yes | Visual inspection at the meter pit | 05/26/2024 00:00:00 |  | Non-Lead | No | No |  | Single Family Residence |  | No | No |  |  | Non-Lead
5351 | 32 FAIRMONT CT, HOBBS NM |  | No | No | Unknown - Unlikely Lead | Don't Know |  |  |  | No | Other |  | Will Inspect meter box at a later date | Unknown - Unlikely Lead |  |  |  | No | Other |  | Will Inspect meter box at a later date | Unknown | Don't Know | Don't Know |  | Building | Unknown | Unknown | No |  |  | Unknown
6401 | 2815 N GREGORY ST, HOBBS NM |  | No | No | Unknown - Unlikely Lead | Don't Know |  |  |  | No | Other |  | Will Inspect meter box at a later date | Unknown - Unlikely Lead |  |  |  | No | Other |  | Will Inspect meter box at a later date | Unknown | Don't Know | Don't Know |  | Building | Unknown | Unknown | No |  |  | Unknown |  | 32.7315753 | -103.1262273
6117 | 617 S GIBBS ST, HOBBS NM |  | No | No | Unknown - Unlikely Lead | Don't Know |  |  |  | No | Other |  | Will Inspect meter box at a later date | Unknown - Unlikely Lead |  |  |  | No | Other |  | Will Inspect meter box at a later date | Unknown | Don't Know | Don't Know |  | Building | Unknown | Unknown | No |  |  | Unknown |  | 32.6950533 | -103.1721249
6361 | 1632 W GOOSE BERRY DR, HOBBS NM |  | No | No | Non-Lead - Plastic | No | 2022 | 1 | Field inspection only with no records | Yes | Visual inspection at the meter pit | 05/26/2024 00:00:00 |  | Non-Lead - Plastic | 2022 | 1 | Installation date after lead ban | Yes | Visual inspection at the meter pit | 05/26/2024 00:00:00 |  | Non-Lead | No | No |  | Single Family Residence |  | No | No |  |  | Non-Lead |  | 32.771063 | -103.157107
9411 | 201 W MESA DR, HOBBS NM |  | No | No | Unknown - Unlikely Lead | Don't Know |  |  |  | No | Other |  | Will Inspect meter box at a later date | Unknown - Unlikely Lead |  |  |  | No | Other |  | Will Inspect meter box at a later date | Unknown | Don't Know | Don't Know |  | Building | Unknown | Unknown | No |  |  | Unknown |  | 32.7170188 | -103.1368441
7410 | 622 S JEFFERSON ST, HOBBS NM |  | No | No | Unknown - Unlikely Lead | Don't Know |  |  |  | No | Other |  | Will Inspect meter box at a later date | Unknown - Unlikely Lead |  |  |  | No | Other |  | Will Inspect meter box at a later date | Unknown | Don't Know | Don't Know |  | Building | Unknown | Unknown | No |  |  | Unknown |  | 32.6947164 | -103.1235338
6963 | 1420 W HOOT OWL CT, HOBBS NM |  | No | No | Non-Lead - Plastic | No | 2021 | 1 | Installation date after lead ban | No | Other |  | GIS verfied because of being built after ban | Non-Lead - Plastic | 2021 | 1 | Installation date after lead ban | No | Other |  | Newer Construction, verified by GIS Mapping |  | No | No |  | Single Family Residence | Unknown | No | No |  |  | Non-Lead |  | 32.7714834 | -103.1538692
8299 | 3800 N LOVINGTON HWY, HOBBS NM |  | No | No | Unknown - Unlikely Lead | Don't Know |  |  |  | No | Other |  | Will Inspect meter box at a later date | Unknown - Unlikely Lead |  |  |  | No | Other |  | Will Inspect meter box at a later date | Unknown | Don't Know | Don't Know |  | Building | Unknown | Unknown | No |  |  | Unknown |  | 32.743516 | -103.160404
5653 | 918 W GOLD AVE, HOBBS NM |  | No | No | Unknown - Unlikely Lead | Don't Know |  |  |  | No | Other |  | Will Inspect meter box at a later date | Unknown - Unlikely Lead |  |  |  | No | Other |  | Will Inspect meter box at a later date | Unknown | Don't Know | Don't Know |  | Building | Unknown | Unknown | No |  |  | Unknown
8345 | 5614 N LOVINGTON HWY, HOBBS NM |  | No | No | Unknown - Unlikely Lead | Don't Know |  |  |  | No | Other |  | Will Inspect meter box at a later date | Unknown - Unlikely Lead |  |  |  | No | Other |  | Will Inspect meter box at a later date | Unknown | Don't Know | Don't Know |  | Building | Unknown | Unknown | No |  |  | Unknown |  | 32.7636903 | -103.1830255
9366 | 507 E MESA DR, HOBBS NM |  | No | No | Unknown - Unlikely Lead | Don't Know |  |  |  | No | Other |  | Will Inspect meter box at a later date | Unknown - Unlikely Lead |  |  |  | No | Other |  | Will Inspect meter box at a later date | Unknown | Don't Know | Don't Know |  | Building | Unknown | Unknown | No |  |  | Unknown |  | 32.7177609 | -103.1308739
8455 | 704 E MESQUITE DR, HOBBS NM |  | No | No | Unknown - Unlikely Lead | Don't Know |  |  |  | No | Other |  | Will Inspect meter box at a later date | Unknown - Unlikely Lead |  |  |  | No | Other |  | Will Inspect meter box at a later date | Unknown | Don't Know | Don't Know |  | Building | Unknown | Unknown | No |  |  | Unknown |  | 32.6886207 | -103.1283835
9733 | 4101 MESCALERO DR, HOBBS NM |  | No | No | Unknown - Unlikely Lead | Don't Know |  |  |  | No | Other |  | Will Inspect meter box at a later date | Unknown - Unlikely Lead |  |  |  | No | Other |  | Will Inspect meter box at a later date | Unknown | Don't Know | Don't Know |  | Building | Unknown | Unknown | No |  |  | Unknown |  | 32.744793 | -103.1521032
6703 | 5205 W HARDTACK RD, HOBBS NM |  | No | No | Non-Lead - Plastic | No | 2015 | 3/4 | Field inspection only with no records | Yes | Visual inspection at the meter pit | 05/26/2024 00:00:00 |  | Non-Lead - Plastic | 2015 | 3/4 | Installation date after lead ban | Yes | Visual inspection at the meter pit | 05/26/2024 00:00:00 |  | Non-Lead | No | No |  | Single Family Residence |  | No | No |  |  | Non-Lead |  | 32.751677 | -103.202273
5983 | 1625 N GULF ST, HOBBS NM |  | No | No | Unknown - Unlikely Lead | Don't Know |  |  |  | No | Other |  | Will Inspect meter box at a later date | Unknown - Unlikely Lead |  |  |  | No | Other |  | Will Inspect meter box at a later date | Unknown | Don't Know | Don't Know |  | Building | Unknown | Unknown | No |  |  | Unknown |  | 32.7174523 | -103.1511872
8098 | 706 N LEECH ST, HOBBS NM |  | No | No | Unknown - Unlikely Lead | Don't Know |  |  |  | No | Other |  | Will Inspect meter box at a later date | Unknown - Unlikely Lead |  |  |  | No | Other |  | Will Inspect meter box at a later date | Unknown | Don't Know | Don't Know |  | Building | Unknown | Unknown | No |  |  | Unknown |  | 32.7075614 | -103.142234
5004 | 214 S EASTERN ST, HOBBS NM |  | No | No | Unknown - Unlikely Lead | Don't Know |  |  |  | No | Other |  | Will Inspect meter box at a later date | Unknown - Unlikely Lead |  |  |  | No | Other |  | Will Inspect meter box at a later date | Unknown | Don't Know | Don't Know |  | Building | Unknown | Unknown | No |  |  | Unknown
5007 | 203 S EASTERN ST, HOBBS NM |  | No | No | Unknown - Unlikely Lead | Don't Know |  |  |  | No | Other |  | Will Inspect meter box at a later date | Unknown - Unlikely Lead |  |  |  | No | Other |  | Will Inspect meter box at a later date | Unknown | Don't Know | Don't Know |  | Building | Unknown | Unknown | No |  |  | Unknown
7945 | 1324 N LLANO DR, HOBBS NM |  | No | No | Unknown - Unlikely Lead | Don't Know |  |  |  | No | Other |  | Will Inspect meter box at a later date | Unknown - Unlikely Lead |  |  |  | No | Other |  | Will Inspect meter box at a later date | Unknown | Don't Know | Don't Know |  | Building | Unknown | Unknown | No |  |  | Unknown |  | 32.713799 | -103.1175158
8172 | 721 E LUNA DR, HOBBS NM |  | No | No | Unknown - Unlikely Lead | Don't Know |  |  |  | No | Other |  | Will Inspect meter box at a later date | Unknown - Unlikely Lead |  |  |  | No | Other |  | Will Inspect meter box at a later date | Unknown | Don't Know | Don't Know |  | Building | Unknown | Unknown | No |  |  | Unknown |  | 32.7152304 | -103.1282078
941 | 202 N AVENUE B, HOBBS NM |  | No | No | Unknown - Unlikely Lead | Don't Know |  |  |  | No | Other |  | Will Inspect meter box at a later date | Unknown - Unlikely Lead |  |  |  | No | Other |  | Will Inspect meter box at a later date | Unknown | Don't Know | Don't Know |  | Building | Unknown | Unknown | No |  |  | Unknown |  | 32.7020235 | -103.1254813
9110 | 3113 N MCKINLEY ST, HOBBS NM |  | No | No | Unknown - Unlikely Lead | Don't Know |  |  |  | No | Other |  | Will Inspect meter box at a later date | Unknown - Unlikely Lead |  |  |  | No | Other |  | Will Inspect meter box at a later date | Unknown | Don't Know | Don't Know |  | Building | Unknown | Unknown | No |  |  | Unknown |  | 32.734237 | -103.1341893
8245 | 4904 W LONGTAIL RD, HOBBS NM |  | No | No | Non-Lead - Plastic | No | 2020 | 1 | Field inspection only with no records | Yes | Visual inspection at the meter pit | 09/30/2024 00:00:00 |  | Non-Lead - Plastic | 2020 | 3/4 | Field inspection only with no records | Yes | Visual inspection at the meter pit | 09/30/2024 00:00:00 |  | Non-Lead | No | No |  | Single Family Residence | Unknown | No | No |  |  | Non-Lead |  | 32.750718 | -103.198965
503 | 4157 N APODACA ST, HOBBS NM |  | No | No | Unknown - Unlikely Lead | Don't Know |  |  |  | No | Other |  | Will Inspect meter box at a later date | Unknown - Unlikely Lead |  |  |  | No | Other |  | Will Inspect meter box at a later date | Unknown | Don't Know | Don't Know |  | Building | Unknown | Unknown | No |  |  | Unknown
9433 | 3014 MONTGOMERY ST, HOBBS NM |  | No | No | Unknown - Unlikely Lead | Don't Know |  |  |  | No | Other |  | Will Inspect meter box at a later date | Unknown - Unlikely Lead |  |  |  | No | Other |  | Will Inspect meter box at a later date | Unknown | Don't Know | Don't Know |  | Building | Unknown | Unknown | No |  |  | Unknown |  | 32.73363 | -103.132621
5624 | 101 W GOLD AVE, HOBBS NM |  | No | No | Unknown - Unlikely Lead | Don't Know |  |  |  | No | Other |  | Will Inspect meter box at a later date | Unknown - Unlikely Lead |  |  |  | No | Other |  | Will Inspect meter box at a later date | Unknown | Don't Know | Don't Know |  | Building | Unknown | Unknown | No |  |  | Unknown
6317 | 123 N GRIMES ST, HOBBS NM |  | No | No | Unknown - Unlikely Lead | Don't Know |  |  |  | No | Other |  | Will Inspect meter box at a later date | Unknown - Unlikely Lead |  |  |  | No | Other |  | Will Inspect meter box at a later date | Unknown | Don't Know | Don't Know |  | Building | Unknown | Unknown | No |  |  | Unknown |  | 32.701737 | -103.145186
5228 | 3500 N FOWLER ST #6, HOBBS NM |  | No | No | Unknown - Unlikely Lead | Don't Know |  |  |  | No | Other |  | Will Inspect meter box at a later date | Unknown - Unlikely Lead |  |  |  | No | Other |  | Will Inspect meter box at a later date | Unknown | Don't Know | Don't Know |  | Building | Unknown | Unknown | No |  |  | Unknown
4978 | 1518 EL CENTRO, HOBBS NM |  | No | No | Non-Lead - Plastic | No | 2015 | 1 | Field inspection only with no records | Yes | Visual inspection at the meter pit | 06/03/2024 00:00:00 |  | Non-Lead - Plastic | 2015 | 1 | Field inspection only with no records | Yes | Visual inspection at the meter pit | 06/03/2024 00:00:00 |  | Non-Lead | No | No |  | Single Family Residence |  | No | No |  |  | Non-Lead
7283 | 320 N JEFFERSON ST, HOBBS NM |  | No | No | Unknown - Unlikely Lead | Don't Know |  |  |  | No | Other |  | Will Inspect meter box at a later date | Unknown - Unlikely Lead |  |  |  | No | Other |  | Will Inspect meter box at a later date | Unknown | Don't Know | Don't Know |  | Building | Unknown | Unknown | No |  |  | Unknown |  | 32.783882 | -103.127706
9838 | 3212 N NORTHWEST DR, HOBBS NM |  | No | No | Unknown - Unlikely Lead | Don't Know |  |  |  | No | Other |  | Will Inspect meter box at a later date | Unknown - Unlikely Lead |  |  |  | No | Other |  | Will Inspect meter box at a later date | Unknown | Don't Know | Don't Know |  | Building | Unknown | Unknown | No |  |  | Unknown |  | 32.7355344 | -103.1537051
7360 | 1303 S JEFFERSON ST, HOBBS NM |  | No | No | Unknown - Unlikely Lead | Don't Know |  |  |  | No | Other |  | Will Inspect meter box at a later date | Unknown - Unlikely Lead |  |  |  | No | Other |  | Will Inspect meter box at a later date | Unknown | Don't Know | Don't Know |  | Building | Unknown | Unknown | No |  |  | Unknown |  | 32.6879453 | -103.1241498
5856 | 201 W GYPSY ST, HOBBS NM |  | No | No | Unknown - Unlikely Lead | Don't Know |  |  |  | No | Other |  | Will Inspect meter box at a later date | Unknown - Unlikely Lead |  |  |  | No | Other |  | Will Inspect meter box at a later date | Unknown | Don't Know | Don't Know |  | Building | Unknown | Unknown | No |  |  | Unknown
7815 | 302 W LLANO DR, HOBBS NM |  | No | No | Unknown - Unlikely Lead | Don't Know |  |  |  | No | Other |  | Will Inspect meter box at a later date | Unknown - Unlikely Lead |  |  |  | No | Other |  | Will Inspect meter box at a later date | Unknown | Don't Know | Don't Know |  | Building | Unknown | Unknown | No |  |  | Unknown |  | 32.7161175 | -103.1379506
5582 | 1216 E GREEN ACRES DR, HOBBS NM |  | No | No | Unknown - Unlikely Lead | Don't Know |  |  |  | No | Other |  | Will Inspect meter box at a later date | Unknown - Unlikely Lead |  |  |  | No | Other |  | Will Inspect meter box at a later date | Unknown | Don't Know | Don't Know |  | Building | Unknown | Unknown | No |  |  | Unknown
8223 | 1024 W LAUGHLIN DR, HOBBS NM |  | No | No | Unknown - Unlikely Lead | Don't Know |  |  |  | No | Other |  | Will Inspect meter box at a later date | Unknown - Unlikely Lead |  |  |  | No | Other |  | Will Inspect meter box at a later date | Unknown | Don't Know | Don't Know |  | Building | Unknown | Unknown | No |  |  | Unknown |  | 32.7128183 | -103.1488975
5260 | 806 S FOWLER ST, HOBBS NM |  | No | No | Unknown - Unlikely Lead | Don't Know |  |  |  | No | Other |  | Will Inspect meter box at a later date | Unknown - Unlikely Lead |  |  |  | No | Other |  | Will Inspect meter box at a later date | Unknown | Don't Know | Don't Know |  | Building | Unknown | Unknown | No |  |  | Unknown
5318 | 1521 W FOX FIRE CT, HOBBS NM |  | No | No | Non-Lead - Plastic | No | 2020 | 1 | Installation date after lead ban | No | Other |  | Newer Construction, verified by GIS Mapping | Non-Lead - Plastic | 2020 | 1 | Installation date after lead ban | No | Other |  | Newer Construction, verified by GIS Mapping |  | No | No |  | Single Family Residence | Unknown | No | No |  |  | Non-Lead
6365 | 5103 W GREY GHOST RD, HOBBS NM |  | No | No | Non-Lead - Plastic | No | 2017 | 3/4 | Field inspection only with no records | Yes | Visual inspection at the meter pit | 05/26/2024 00:00:00 |  | Non-Lead - Plastic | 2017 | 3/4 | Installation date after lead ban | Yes | Visual inspection at the meter pit | 05/26/2024 00:00:00 |  | Non-Lead | No | No |  | Single Family Residence |  | No | No |  |  | Non-Lead |  | 32.749569 | -103.201267
7644 | 2009 N KINGSLEY DR, HOBBS NM |  | No | No | Unknown - Unlikely Lead | Don't Know |  |  |  | No | Other |  | Will Inspect meter box at a later date | Unknown - Unlikely Lead |  |  |  | No | Other |  | Will Inspect meter box at a later date | Unknown | Don't Know | Don't Know |  | Building | Unknown | Unknown | No |  |  | Unknown |  | 32.7224717 | -103.1421741
6397 | 1823 N GARFIELD LN, HOBBS NM |  | No | No | Unknown - Unlikely Lead | Don't Know |  |  |  | No | Other |  | Will Inspect meter box at a later date | Unknown - Unlikely Lead |  |  |  | No | Other |  | Will Inspect meter box at a later date | Unknown | Don't Know | Don't Know |  | Building | Unknown | Unknown | No |  |  | Unknown |  | 32.720702 | -103.1255663
8510 | 708 W MARLAND ST, HOBBS NM |  | No | No | Unknown - Unlikely Lead | Don't Know |  |  |  | No | Other |  | Will Inspect meter box at a later date | Unknown - Unlikely Lead |  |  |  | No | Other |  | Will Inspect meter box at a later date | Unknown | Don't Know | Don't Know |  | Building | Unknown | Unknown | No |  |  | Unknown |  | 32.6968927 | -103.1442173
8745 | 100 S MARLAND BLVD, HOBBS NM |  | No | No | Unknown - Unlikely Lead | Don't Know |  |  |  | No | Other |  | Will Inspect meter box at a later date | Unknown - Unlikely Lead |  |  |  | No | Other |  | Will Inspect meter box at a later date | Unknown | Don't Know | Don't Know |  | Building | Unknown | Unknown | No |  |  | Unknown |  | 32.6967988 | -103.1365582
9219 | 1801 E MAIN ST, HOBBS NM |  | No | No | Unknown - Unlikely Lead | Don't Know |  |  |  | No | Other |  | Will Inspect meter box at a later date | Unknown - Unlikely Lead |  |  |  | No | Other |  | Will Inspect meter box at a later date | Unknown | Don't Know | Don't Know |  | Building | Unknown | Unknown | No |  |  | Unknown |  | 32.6920725 | -103.1141246
9295 | 920 W MESA VERDE DR, HOBBS NM |  | No | No | Unknown - Unlikely Lead | Don't Know |  |  |  | No | Other |  | Will Inspect meter box at a later date | Unknown - Unlikely Lead |  |  |  | No | Other |  | Will Inspect meter box at a later date | Unknown | Don't Know | Don't Know |  | Building | Unknown | Unknown | No |  |  | Unknown |  | 32.7461654 | -103.1469966
7349 | 608 S JEFFERSON ST, HOBBS NM |  | No | No | Unknown - Unlikely Lead | Don't Know |  |  |  | No | Other |  | Will Inspect meter box at a later date | Unknown - Unlikely Lead |  |  |  | No | Other |  | Will Inspect meter box at a later date | Unknown | Don't Know | Don't Know |  | Building | Unknown | Unknown | No |  |  | Unknown |  | 32.6950565 | -103.1236164
76 | 24 ACOMA CT, HOBBS NM |  | No | No | Unknown - Unlikely Lead | Don't Know |  |  |  | No | Other |  | Will Inspect meter box at a later date | Unknown - Unlikely Lead |  |  |  | No | Other |  | Will Inspect meter box at a later date | Unknown | Don't Know | Don't Know |  | Building | Unknown | Unknown | No |  |  | Unknown |  | 32.7360403 | -103.1385834
7272 | 1206 N JEFFERSON ST, HOBBS NM |  | No | No | Unknown - Unlikely Lead | Don't Know |  |  |  | No | Other |  | Will Inspect meter box at a later date | Unknown - Unlikely Lead |  |  |  | No | Other |  | Will Inspect meter box at a later date | Unknown | Don't Know | Don't Know |  | Building | Unknown | Unknown | No |  |  | Unknown |  | 32.7132057 | -103.1230032
8656 | 1000 N MARLAND BLVD # 21, HOBBS NM |  | No | No | Non-Lead - Plastic | Don't Know | 2003 | 3/4 | Field inspection only with no records | Yes | Visual inspection at the meter pit | 08/26/2024 00:00:00 |  | Non-Lead - Plastic | 2003 | 3/4 | Field inspection only with no records | Yes | Visual inspection at the meter pit | 08/26/2024 00:00:00 |  | Non-Lead | No | Don't Know |  | Single Family Residence |  | No | No |  |  | Non-Lead
624 | 718 S ASHER RD, HOBBS NM |  | No | No | Unknown - Unlikely Lead | Don't Know |  |  |  | No | Other |  | Will Inspect meter box at a later date | Unknown - Unlikely Lead |  |  |  | No | Other |  | Will Inspect meter box at a later date | Unknown | Don't Know | Don't Know |  | Building | Unknown | Unknown | No |  |  | Unknown |  | 32.6941274 | -103.1725096
9334 | 112 E MESA DR, HOBBS NM |  | No | No | Unknown - Unlikely Lead | Don't Know |  |  |  | No | Other |  | Will Inspect meter box at a later date | Unknown - Unlikely Lead |  |  |  | No | Other |  | Will Inspect meter box at a later date | Unknown | Don't Know | Don't Know |  | Building | Unknown | Unknown | No |  |  | Unknown |  | 32.7176269 | -103.1347751
7539 | 801 W KIOWA AVE, HOBBS NM |  | No | No | Unknown - Unlikely Lead | Don't Know |  |  |  | No | Other |  | Will Inspect meter box at a later date | Unknown - Unlikely Lead |  |  |  | No | Other |  | Will Inspect meter box at a later date | Unknown | Don't Know | Don't Know |  | Building | Unknown | Unknown | No |  |  | Unknown |  | 32.7356171 | -103.1451864
6844 | 1012 W HUMBLE ST, HOBBS NM |  | No | No | Unknown - Unlikely Lead | Don't Know |  |  |  | No | Other |  | Will Inspect meter box at a later date | Unknown - Unlikely Lead |  |  |  | No | Other |  | Will Inspect meter box at a later date | Unknown | Don't Know | Don't Know |  | Building | Unknown | Unknown | No |  |  | Unknown |  | 32.6936849 | -103.1482937
7997 | 930 E LINCOLN RD, HOBBS NM |  | No | No | Unknown - Unlikely Lead | Don't Know |  |  |  | No | Other |  | Will Inspect meter box at a later date | Unknown - Unlikely Lead |  |  |  | No | Other |  | Will Inspect meter box at a later date | Unknown | Don't Know | Don't Know |  | Building | Unknown | Unknown | No |  |  | Unknown |  | 32.7200198 | -103.1246532
863 | 416 W BERRY DR, HOBBS NM |  | No | No | Unknown - Unlikely Lead | Don't Know |  |  |  | No | Other |  | Will Inspect meter box at a later date | Unknown - Unlikely Lead |  |  |  | No | Other |  | Will Inspect meter box at a later date | Unknown | Don't Know | Don't Know |  | Building | Unknown | Unknown | No |  |  | Unknown |  | 32.7145703 | -103.1402389
968 | 714 E BAJA DR, HOBBS NM |  | No | No | Unknown - Unlikely Lead | Don't Know |  |  |  | No | Other |  | Will Inspect meter box at a later date | Unknown - Unlikely Lead |  |  |  | No | Other |  | Will Inspect meter box at a later date | Unknown | Don't Know | Don't Know |  | Building | Unknown | Unknown | No |  |  | Unknown |  | 32.7191475 | -103.1283966
726 | 2100 N ADOBE DR, HOBBS NM |  | No | No | Unknown - Unlikely Lead | Don't Know |  |  |  | No | Other |  | Will Inspect meter box at a later date | Unknown - Unlikely Lead |  |  |  | No | Other |  | Will Inspect meter box at a later date | Unknown | Don't Know | Don't Know |  | Building | Unknown | Unknown | No |  |  | Unknown |  | 32.7233355 | -103.1396603
6861 | 317 W HUMBLE ST, HOBBS NM |  | No | No | Unknown - Unlikely Lead | Don't Know |  |  |  | No | Other |  | Will Inspect meter box at a later date | Unknown - Unlikely Lead |  |  |  | No | Other |  | Will Inspect meter box at a later date | Unknown | Don't Know | Don't Know |  | Building | Unknown | Unknown | No |  |  | Unknown |  | 32.6932452 | -103.1395195
6537 | 508 N HOUSTON ST, HOBBS NM |  | No | No | Unknown - Unlikely Lead | Don't Know |  |  |  | No | Other |  | Will Inspect meter box at a later date | Unknown - Unlikely Lead |  |  |  | No | Other |  | Will Inspect meter box at a later date | Unknown | Don't Know | Don't Know |  | Building | Unknown | Unknown | No |  |  | Unknown |  | 32.7055948 | -103.130988
8026 | 811 1/2 N LINAM ST, HOBBS NM |  | No | No | Unknown - Unlikely Lead | Don't Know |  |  |  | No | Other |  | Will Inspect meter box at a later date | Unknown - Unlikely Lead |  |  |  | No | Other |  | Will Inspect meter box at a later date | Unknown | Don't Know | Don't Know |  | Building | Unknown | Unknown | No |  |  | Unknown
6064 | 1032 E GLORIETTA DR, HOBBS NM |  | No | No | Non-Lead - Plastic | No | 2020 | 1 | Field inspection only with no records | Yes | Visual inspection at the meter pit | 05/26/2024 00:00:00 |  | Non-Lead - Plastic | 2020 | 1 | Installation date after lead ban | Yes | Visual inspection at the meter pit | 05/26/2024 00:00:00 |  | Non-Lead | No | No |  | Single Family Residence |  | No | No |  |  | Non-Lead |  | 32.733249 | -103.123836
987 | 508 E BAJA DR, HOBBS NM |  | No | No | Unknown - Unlikely Lead | Don't Know |  |  |  | No | Other |  | Will Inspect meter box at a later date | Unknown - Unlikely Lead |  |  |  | No | Other |  | Will Inspect meter box at a later date | Unknown | Don't Know | Don't Know |  | Building | Unknown | Unknown | No |  |  | Unknown |  | 32.7198482 | -103.1310869
7540 | 1330 W KIOWA AVE, HOBBS NM |  | No | No | Unknown - Unlikely Lead | Don't Know |  |  |  | No | Other |  | Will Inspect meter box at a later date | Unknown - Unlikely Lead |  |  |  | No | Other |  | Will Inspect meter box at a later date | Unknown | Don't Know | Don't Know |  | Building | Unknown | Unknown | No |  |  | Unknown |  | 32.7364139 | -103.1519272
7849 | 613 E LLANO DR, HOBBS NM |  | No | No | Unknown - Unlikely Lead | Don't Know |  |  |  | No | Other |  | Will Inspect meter box at a later date | Unknown - Unlikely Lead |  |  |  | No | Other |  | Will Inspect meter box at a later date | Unknown | Don't Know | Don't Know |  | Building | Unknown | Unknown | No |  |  | Unknown |  | 32.7144415 | -103.1298943
9634 | 1000 W MACKENZIE DR, HOBBS NM |  | No | No | Unknown - Unlikely Lead | Don't Know |  |  |  | No | Other |  | Will Inspect meter box at a later date | Unknown - Unlikely Lead |  |  |  | No | Other |  | Will Inspect meter box at a later date | Unknown | Don't Know | Don't Know |  | Building | Unknown | Unknown | No |  |  | Unknown |  | 32.7135678 | -103.1477041
572 | 106 S AVENUE A, HOBBS NM |  | No | No | Unknown - Unlikely Lead | Don't Know |  |  |  | No | Other |  | Will Inspect meter box at a later date | Unknown - Unlikely Lead |  |  |  | No | Other |  | Will Inspect meter box at a later date | Unknown | Don't Know | Don't Know |  | Building | Unknown | Unknown | No |  |  | Unknown
7914 | 511 E LLANO DR, HOBBS NM |  | No | No | Unknown - Unlikely Lead | Don't Know |  |  |  | No | Other |  | Will Inspect meter box at a later date | Unknown - Unlikely Lead |  |  |  | No | Other |  | Will Inspect meter box at a later date | Unknown | Don't Know | Don't Know |  | Building | Unknown | Unknown | No |  |  | Unknown |  | 32.714352 | -103.1308272
691 | 705 E ASPEN ST, HOBBS NM |  | No | No | Unknown - Unlikely Lead | Don't Know |  |  |  | No | Other |  | Will Inspect meter box at a later date | Unknown - Unlikely Lead |  |  |  | No | Other |  | Will Inspect meter box at a later date | Unknown | Don't Know | Don't Know |  | Building | Unknown | Unknown | No |  |  | Unknown |  | 32.7351231 | -103.1296335
5559 | 1320 E GREEN ACRES DR, HOBBS NM |  | No | No | Unknown - Unlikely Lead | Don't Know |  |  |  | No | Other |  | Will Inspect meter box at a later date | Unknown - Unlikely Lead |  |  |  | No | Other |  | Will Inspect meter box at a later date | Unknown | Don't Know | Don't Know |  | Building | Unknown | Unknown | No |  |  | Unknown
8193 | 5915 N LA MESA ST, HOBBS NM |  | No | No | Non-Lead - Plastic | No | Unknow | 1 | Field inspection only with no records | Yes | Visual inspection at the meter pit | 08/13/2024 00:00:00 |  | Non-Lead - Copper | 1984 | 3/4 | Field inspection only with no records | Yes | Visual inspection at the meter pit | 08/13/2024 00:00:00 |  | Non-Lead | No | No |  | Single Family Residence |  | No | No |  |  | Non-Lead |  | 32.7678208 | -103.182004
8124 | 121 N LEECH ST, HOBBS NM |  | No | No | Unknown - Unlikely Lead | Don't Know |  |  |  | No | Other |  | Will Inspect meter box at a later date | Unknown - Unlikely Lead |  |  |  | No | Other |  | Will Inspect meter box at a later date | Unknown | Don't Know | Don't Know |  | Building | Unknown | Unknown | No |  |  | Unknown |  | 32.7016131 | -103.1427989
5920 | #4 N GREYHOUND PL, HOBBS NM |  | No | No | Unknown - Unlikely Lead | Don't Know |  |  |  | No | Other |  | Will Inspect meter box at a later date | Unknown - Unlikely Lead |  |  |  | No | Other |  | Will Inspect meter box at a later date | Unknown | Don't Know | Don't Know |  | Building | Unknown | Unknown | No |  |  | Unknown
5893 | 1113 E GYPSY ST #4, HOBBS NM |  | No | No | Unknown - Unlikely Lead | Don't Know |  |  |  | No | Other |  | Will Inspect meter box at a later date | Unknown - Unlikely Lead |  |  |  | No | Other |  | Will Inspect meter box at a later date | Unknown | Don't Know | Don't Know |  | Building | Unknown | Unknown | No |  |  | Unknown
8630 | 410 E MARLAND ST, HOBBS NM |  | No | No | Unknown - Unlikely Lead | Don't Know |  |  |  | No | Other |  | Will Inspect meter box at a later date | Unknown - Unlikely Lead |  |  |  | No | Other |  | Will Inspect meter box at a later date | Unknown | Don't Know | Don't Know |  | Building | Unknown | Unknown | No |  |  | Unknown |  | 32.697306 | -103.132275
5143 | 2036 N FOWLER ST, HOBBS NM |  | No | No | Unknown - Unlikely Lead | Don't Know |  |  |  | No | Other |  | Will Inspect meter box at a later date | Unknown - Unlikely Lead |  |  |  | No | Other |  | Will Inspect meter box at a later date | Unknown | Don't Know | Don't Know |  | Building | Unknown | Unknown | No |  |  | Unknown
7617 | 4806 W KING KELLY RD, HOBBS NM |  | No | No | Non-Lead - Plastic | No | 2021 | 1 | Field inspection only with no records | Yes | Visual inspection at the meter pit | 09/30/2024 00:00:00 |  | Non-Lead - Plastic | 2021 | 3/4 | Field inspection only with no records | Yes | Visual inspection at the meter pit | 09/30/2024 00:00:00 |  | Non-Lead | No | No |  | Single Family Residence |  | No | No |  |  | Non-Lead |  | 32.749263 | -103.197897
8824 | 1211 S MORRIS ST, HOBBS NM |  | No | No | Unknown - Unlikely Lead | Don't Know |  |  |  | No | Other |  | Will Inspect meter box at a later date | Unknown - Unlikely Lead |  |  |  | No | Other |  | Will Inspect meter box at a later date | Unknown | Don't Know | Don't Know |  | Building | Unknown | Unknown | No |  |  | Unknown |  | 32.6875692 | -103.1295231
6280 | 1801 N GRIMES ST, HOBBS NM |  | No | No | Unknown - Unlikely Lead | Don't Know |  |  |  | No | Other |  | Will Inspect meter box at a later date | Unknown - Unlikely Lead |  |  |  | No | Other |  | Will Inspect meter box at a later date | Unknown | Don't Know | Don't Know |  | Building | Unknown | Unknown | No |  |  | Unknown |  | 32.719231 | -103.146261
9651 | 2323 N MULBERRY LN, HOBBS NM |  | No | No | Non-Lead - Plastic | No | 2020 | 1 | Field inspection only with no records | Yes | Visual inspection at the meter pit | 06/03/2024 00:00:00 |  | Non-Lead - Plastic | 2020 | 1 | Field inspection only with no records | Yes | Visual inspection at the meter pit | 06/03/2024 00:00:00 |  | Non-Lead | No | No |  | Single Family Residence |  | No | No |  |  | Non-Lead |  | 32.726814 | -103.111097
6220 | 4820 N GRIMES ST, HOBBS NM |  | No | No | Unknown - Unlikely Lead | Don't Know |  |  |  | No | Other |  | Will Inspect meter box at a later date | Unknown - Unlikely Lead |  |  |  | No | Other |  | Will Inspect meter box at a later date | Unknown | Don't Know | Don't Know |  | Building | Unknown | Unknown | No |  |  | Unknown |  | 32.7545606 | -103.1445149
9904 | 507 E NAVAJO DR, HOBBS NM |  | No | No | Unknown - Unlikely Lead | Don't Know |  |  |  | No | Other |  | Will Inspect meter box at a later date | Unknown - Unlikely Lead |  |  |  | No | Other |  | Will Inspect meter box at a later date | Unknown | Don't Know | Don't Know |  | Building | Unknown | Unknown | No |  |  | Unknown |  | 32.7396798 | -103.1310311
8707 | 1000 N MARLAND BLVD #8, HOBBS NM |  | No | No | Non-Lead - Plastic | Don't Know | 2003 | 3/4 | Field inspection only with no records | Yes | Visual inspection at the meter pit | 08/26/2024 00:00:00 |  | Non-Lead - Plastic | 2003 | 3/4 | Field inspection only with no records | Yes | Visual inspection at the meter pit | 08/26/2024 00:00:00 |  | Non-Lead | No | Don't Know |  | Single Family Residence |  | No | No |  |  | Non-Lead
789 | 805 W BERRY DR, HOBBS NM |  | No | No | Unknown - Unlikely Lead | Don't Know |  |  |  | No | Other |  | Will Inspect meter box at a later date | Unknown - Unlikely Lead |  |  |  | No | Other |  | Will Inspect meter box at a later date | Unknown | Don't Know | Don't Know |  | Building | Unknown | Unknown | No |  |  | Unknown |  | 32.7139247 | -103.1453901
9492 | 6300 N MEADOWLANDS DR, HOBBS NM |  | No | No | Non-Lead - Plastic | No |  | 1 | Field inspection only with no records | Yes | Visual inspection at the meter pit | 06/03/2024 00:00:00 |  | Non-Lead - Plastic |  | 1 | Field inspection only with no records | Yes | Visual inspection at the meter pit | 06/03/2024 00:00:00 |  | Non-Lead | No | No |  | Single Family Residence |  | No | No |  |  | Non-Lead |  | 32.771826 | -103.157039
762 | 2114 E ARBORS AVE, HOBBS NM |  | No | No | Non-Lead - Copper | No | 2007 | 3/4 | Field inspection only with no records | Yes | Visual inspection at the meter pit | 05/26/2024 00:00:00 |  | Non-Lead - Plastic | 2007 | 3/4 | Installation date after lead ban | Yes | Visual inspection at the meter pit | 05/26/2024 00:00:00 |  | Non-Lead | No | No |  | Single Family Residence |  | No | No |  |  | Non-Lead |  | 32.7274044 | -103.1111984
6744 | 2100 N HOMESTEAD DR, HOBBS NM |  | No | No | Non-Lead - Plastic | No | 2019 | 1 | Field inspection only with no records | Yes | Visual inspection at the meter pit | 09/02/2024 00:00:00 |  | Non-Lead - Plastic | 2019 | 1 | Installation date after lead ban | Yes | Visual inspection at the meter pit | 09/02/2024 00:00:00 |  | Non-Lead | No | No |  | Single Family Residence |  | No | No |  |  | Non-Lead |  | 32.7241754 | -103.1116443
8776 | 2817 N MORRIS DR, HOBBS NM |  | No | No | Unknown - Unlikely Lead | Don't Know |  |  |  | No | Other |  | Will Inspect meter box at a later date | Unknown - Unlikely Lead |  |  |  | No | Other |  | Will Inspect meter box at a later date | Unknown | Don't Know | Don't Know |  | Building | Unknown | Unknown | No |  |  | Unknown |  | 32.7319001 | -103.1296712
610 | 1617 E ALAMEDA ST, HOBBS NM |  | No | No | Unknown - Unlikely Lead | Don't Know |  |  |  | No | Other |  | Will Inspect meter box at a later date | Unknown - Unlikely Lead |  |  |  | No | Other |  | Will Inspect meter box at a later date | Unknown | Don't Know | Don't Know |  | Building | Unknown | Unknown | No |  |  | Unknown |  | 32.702195 | -103.116255
5354 | 9 FAIRMONT CT, HOBBS NM |  | No | No | Unknown - Unlikely Lead | Don't Know |  |  |  | No | Other |  | Will Inspect meter box at a later date | Unknown - Unlikely Lead |  |  |  | No | Other |  | Will Inspect meter box at a later date | Unknown | Don't Know | Don't Know |  | Building | Unknown | Unknown | No |  |  | Unknown
6773 | 212 E HUMBLE ST, HOBBS NM |  | No | No | Unknown - Unlikely Lead | Don't Know |  |  |  | No | Other |  | Will Inspect meter box at a later date | Unknown - Unlikely Lead |  |  |  | No | Other |  | Will Inspect meter box at a later date | Unknown | Don't Know | Don't Know |  | Building | Unknown | Unknown | No |  |  | Unknown |  | 32.693638 | -103.1345508
7227 | 1226 E JEMEZ DR, HOBBS NM |  | No | No | Unknown - Unlikely Lead | Don't Know |  |  |  | No | Other |  | Will Inspect meter box at a later date | Unknown - Unlikely Lead |  |  |  | No | Other |  | Will Inspect meter box at a later date | Unknown | Don't Know | Don't Know |  | Building | Unknown | Unknown | No |  |  | Unknown |  | 32.7218407 | -103.1210537
7611 | 1102 W KIOWA AVE, HOBBS NM |  | No | No | Unknown - Unlikely Lead | Don't Know |  |  |  | No | Other |  | Will Inspect meter box at a later date | Unknown - Unlikely Lead |  |  |  | No | Other |  | Will Inspect meter box at a later date | Unknown | Don't Know | Don't Know |  | Building | Unknown | Unknown | No |  |  | Unknown |  | 32.736198 | -103.1484669
7574 | 1418 W KIOWA AVE, HOBBS NM |  | No | No | Unknown - Unlikely Lead | Don't Know |  |  |  | No | Other |  | Will Inspect meter box at a later date | Unknown - Unlikely Lead |  |  |  | No | Other |  | Will Inspect meter box at a later date | Unknown | Don't Know | Don't Know |  | Building | Unknown | Unknown | No |  |  | Unknown |  | 32.7360059 | -103.1530115
9606 | 1013 W MACKENZIE DR, HOBBS NM |  | No | No | Unknown - Unlikely Lead | Don't Know |  |  |  | No | Other |  | Will Inspect meter box at a later date | Unknown - Unlikely Lead |  |  |  | No | Other |  | Will Inspect meter box at a later date | Unknown | Don't Know | Don't Know |  | Building | Unknown | Unknown | No |  |  | Unknown |  | 32.7131941 | -103.1483013
7259 | 520 N JEFFERSON ST, HOBBS NM |  | No | No | Unknown - Unlikely Lead | Don't Know |  |  |  | No | Other |  | Will Inspect meter box at a later date | Unknown - Unlikely Lead |  |  |  | No | Other |  | Will Inspect meter box at a later date | Unknown | Don't Know | Don't Know |  | Building | Unknown | Unknown | No |  |  | Unknown |  | 32.7057335 | -103.1230064
5210 | 1900 N FOWLER ST, HOBBS NM |  | No | No | Unknown - Unlikely Lead | Don't Know |  |  |  | No | Other |  | Will Inspect meter box at a later date | Unknown - Unlikely Lead |  |  |  | No | Other |  | Will Inspect meter box at a later date | Unknown | Don't Know | Don't Know |  | Building | Unknown | Unknown | No |  |  | Unknown
729 | 2109 N ADOBE DR, HOBBS NM |  | No | No | Unknown - Unlikely Lead | Don't Know |  |  |  | No | Other |  | Will Inspect meter box at a later date | Unknown - Unlikely Lead |  |  |  | No | Other |  | Will Inspect meter box at a later date | Unknown | Don't Know | Don't Know |  | Building | Unknown | Unknown | No |  |  | Unknown |  | 32.7235172 | -103.1402555
7616 | 4916 W KING KELLY RD, HOBBS NM |  | No | No | Non-Lead - Plastic | No | 2021 | 1 | Field inspection only with no records | Yes | Visual inspection at the meter pit | 09/30/2024 00:00:00 |  | Non-Lead - Plastic | 2021 | 3/4 | Field inspection only with no records | Yes | Visual inspection at the meter pit | 09/30/2024 00:00:00 |  | Non-Lead | No | No |  | Single Family Residence |  | No | No |  |  | Non-Lead |  | 32.749267 | -103.199392
7784 | 1205 W LEA ST, HOBBS NM |  | No | No | Unknown - Unlikely Lead | Don't Know |  |  |  | No | Other |  | Will Inspect meter box at a later date | Unknown - Unlikely Lead |  |  |  | No | Other |  | Will Inspect meter box at a later date | Unknown | Don't Know | Don't Know |  | Building | Unknown | Unknown | No |  |  | Unknown |  | 32.7090974 | -103.1504228
5191 | 1919 N FOWLER ST, HOBBS NM |  | No | No | Unknown - Unlikely Lead | Don't Know |  |  |  | No | Other |  | Will Inspect meter box at a later date | Unknown - Unlikely Lead |  |  |  | No | Other |  | Will Inspect meter box at a later date | Unknown | Don't Know | Don't Know |  | Building | Unknown | Unknown | No |  |  | Unknown
5333 | 23 FAIRMONT CT, HOBBS NM |  | No | No | Unknown - Unlikely Lead | Don't Know |  |  |  | No | Other |  | Will Inspect meter box at a later date | Unknown - Unlikely Lead |  |  |  | No | Other |  | Will Inspect meter box at a later date | Unknown | Don't Know | Don't Know |  | Building | Unknown | Unknown | No |  |  | Unknown
9079 | 2020 N MCKINLEY ST, HOBBS NM |  | No | No | Unknown - Unlikely Lead | Don't Know |  |  |  | No | Other |  | Will Inspect meter box at a later date | Unknown - Unlikely Lead |  |  |  | No | Other |  | Will Inspect meter box at a later date | Unknown | Don't Know | Don't Know |  | Building | Unknown | Unknown | No |  |  | Unknown |  | 32.7231049 | -103.1351705
7713 | 501 1/2 E LEA ST, HOBBS NM |  | No | No | Unknown - Unlikely Lead | Don't Know |  |  |  | No | Other |  | Will Inspect meter box at a later date | Unknown - Unlikely Lead |  |  |  | No | Other |  | Will Inspect meter box at a later date | Unknown | Don't Know | Don't Know |  | Building | Unknown | Unknown | No |  |  | Unknown
526 | 227 W ARRIBA DR, HOBBS NM |  | No | No | Unknown - Unlikely Lead | Don't Know |  |  |  | No | Other |  | Will Inspect meter box at a later date | Unknown - Unlikely Lead |  |  |  | No | Other |  | Will Inspect meter box at a later date | Unknown | Don't Know | Don't Know |  | Building | Unknown | Unknown | No |  |  | Unknown
6734 | 2032 N HOMESTEAD DR, HOBBS NM |  | No | No | Non-Lead - Plastic | No | 2019 | 1 | Field inspection only with no records | Yes | Visual inspection at the meter pit | 09/02/2024 00:00:00 |  | Non-Lead - Plastic | 2019 | 1 | Installation date after lead ban | Yes | Visual inspection at the meter pit | 09/02/2024 00:00:00 |  | Non-Lead | No | No |  | Single Family Residence |  | No | No |  |  | Non-Lead |  | 32.7231209 | -103.1106948
803 | 202 W BERRY DR, HOBBS NM |  | No | No | Unknown - Unlikely Lead | Don't Know |  |  |  | No | Other |  | Will Inspect meter box at a later date | Unknown - Unlikely Lead |  |  |  | No | Other |  | Will Inspect meter box at a later date | Unknown | Don't Know | Don't Know |  | Building | Unknown | Unknown | No |  |  | Unknown |  | 32.7157703 | -103.1365414
5658 | 223 W GOLD AVE, HOBBS NM |  | No | No | Unknown - Unlikely Lead | Don't Know |  |  |  | No | Other |  | Will Inspect meter box at a later date | Unknown - Unlikely Lead |  |  |  | No | Other |  | Will Inspect meter box at a later date | Unknown | Don't Know | Don't Know |  | Building | Unknown | Unknown | No |  |  | Unknown
4929 | 204 S DOUGLAS AVE, HOBBS NM |  | No | No | Unknown - Unlikely Lead | Don't Know |  |  |  | No | Other |  | Will Inspect meter box at a later date | Unknown - Unlikely Lead |  |  |  | No | Other |  | Will Inspect meter box at a later date | Unknown | Don't Know | Don't Know |  | Building | Unknown | Unknown | No |  |  | Unknown
7865 | 1117 E LLANO DR, HOBBS NM |  | No | No | Unknown - Unlikely Lead | Don't Know |  |  |  | No | Other |  | Will Inspect meter box at a later date | Unknown - Unlikely Lead |  |  |  | No | Other |  | Will Inspect meter box at a later date | Unknown | Don't Know | Don't Know |  | Building | Unknown | Unknown | No |  |  | Unknown |  | 32.7141249 | -103.1224452
9819 | 3141 N NORTHWEST DR, HOBBS NM |  | No | No | Unknown - Unlikely Lead | Don't Know |  |  |  | No | Other |  | Will Inspect meter box at a later date | Unknown - Unlikely Lead |  |  |  | No | Other |  | Will Inspect meter box at a later date | Unknown | Don't Know | Don't Know |  | Building | Unknown | Unknown | No |  |  | Unknown |  | 32.7347467 | -103.1535508
8654 | 315 E MARLAND ST, HOBBS NM |  | No | No | Unknown - Unlikely Lead | Don't Know |  |  |  | No | Other |  | Will Inspect meter box at a later date | Unknown - Unlikely Lead |  |  |  | No | Other |  | Will Inspect meter box at a later date | Unknown | Don't Know | Don't Know |  | Building | Unknown | Unknown | No |  |  | Unknown |  | 32.6962993 | -103.1327048
6441 | 2127 E HIGHLAND DR, HOBBS NM |  | No | No | Non-Lead - Copper | No | 2007 | 3/4 | Field inspection only with no records | Yes | Visual inspection at the meter pit | 05/26/2024 00:00:00 |  | Non-Lead - Copper | 2007 | 3/4 | Installation date after lead ban | Yes | Visual inspection at the meter pit | 05/26/2024 00:00:00 |  | Non-Lead | No | No |  | Single Family Residence |  | No | No |  |  | Non-Lead |  | 32.7292267 | -103.1106991
8952 | 505 W MIDWEST ST, HOBBS NM |  | No | No | Unknown - Unlikely Lead | Don't Know |  |  |  | No | Other |  | Will Inspect meter box at a later date | Unknown - Unlikely Lead |  |  |  | No | Other |  | Will Inspect meter box at a later date | Unknown | Don't Know | Don't Know |  | Building | Unknown | Unknown | No |  |  | Unknown |  | 32.6911079 | -103.1415325
842 | 1413 W BERRY DR, HOBBS NM |  | No | No | Unknown - Unlikely Lead | Don't Know |  |  |  | No | Other |  | Will Inspect meter box at a later date | Unknown - Unlikely Lead |  |  |  | No | Other |  | Will Inspect meter box at a later date | Unknown | Don't Know | Don't Know |  | Building | Unknown | Unknown | No |  |  | Unknown |  | 32.7147992 | -103.153574
8876 | 1421 E MIDWEST ST, HOBBS NM |  | No | No | Unknown - Unlikely Lead | Don't Know |  |  |  | No | Other |  | Will Inspect meter box at a later date | Unknown - Unlikely Lead |  |  |  | No | Other |  | Will Inspect meter box at a later date | Unknown | Don't Know | Don't Know |  | Building | Unknown | Unknown | No |  |  | Unknown |  | 32.6910034 | -103.1191178
898 | 902 E BEL AIRE CT, HOBBS NM |  | No | No | Unknown - Unlikely Lead | Don't Know |  |  |  | No | Other |  | Will Inspect meter box at a later date | Unknown - Unlikely Lead |  |  |  | No | Other |  | Will Inspect meter box at a later date | Unknown | Don't Know | Don't Know |  | Building | Unknown | Unknown | No |  |  | Unknown |  | 32.724148 | -103.124106
936 | 114 S AVENUE B, HOBBS NM |  | No | No | Unknown - Unlikely Lead | Don't Know |  |  |  | No | Other |  | Will Inspect meter box at a later date | Unknown - Unlikely Lead |  |  |  | No | Other |  | Will Inspect meter box at a later date | Unknown | Don't Know | Don't Know |  | Building | Unknown | Unknown | No |  |  | Unknown |  | 32.7006517 | -103.1256972
7600 | 501-A W KIOWA AVE, HOBBS NM |  | No | No | Unknown - Unlikely Lead | Don't Know |  |  |  | No | Other |  | Will Inspect meter box at a later date | Unknown - Unlikely Lead |  |  |  | No | Other |  | Will Inspect meter box at a later date | Unknown | Don't Know | Don't Know |  | Building | Unknown | Unknown | No |  |  | Unknown
954 | 212-A N AVENUE B, HOBBS NM |  | No | No | Unknown - Unlikely Lead | Don't Know |  |  |  | No | Other |  | Will Inspect meter box at a later date | Unknown - Unlikely Lead |  |  |  | No | Other |  | Will Inspect meter box at a later date | Unknown | Don't Know | Don't Know |  | Building | Unknown | Unknown | No |  |  | Unknown
5747 | 1643 N GILA DR, HOBBS NM |  | No | No | Unknown - Unlikely Lead | Don't Know |  |  |  | No | Other |  | Will Inspect meter box at a later date | Unknown - Unlikely Lead |  |  |  | No | Other |  | Will Inspect meter box at a later date | Unknown | Don't Know | Don't Know |  | Building | Unknown | Unknown | No |  |  | Unknown
6140 | 4109 N GRIMES ST, HOBBS NM |  | No | No | Unknown - Unlikely Lead | Don't Know |  |  |  | No | Other |  | Will Inspect meter box at a later date | Unknown - Unlikely Lead |  |  |  | No | Other |  | Will Inspect meter box at a later date | Unknown | Don't Know | Don't Know |  | Building | Unknown | Unknown | No |  |  | Unknown |  | 32.7453403 | -103.145201
9577 | 2 MIGHTY ATOM CIRCLE, HOBBS NM |  | No | No | Non-Lead - Plastic | No | 2020 | 1 | Field inspection only with no records | Yes | Visual inspection at the meter pit | 06/03/2024 00:00:00 |  | Non-Lead - Plastic | 2020 | 1 | Field inspection only with no records | Yes | Visual inspection at the meter pit | 06/03/2024 00:00:00 |  | Non-Lead | No | No |  | Single Family Residence |  | No | No |  |  | Non-Lead |  | 32.747343 | -103.197649
5132 | 803 N FOWLER ST, HOBBS NM |  | No | No | Unknown - Unlikely Lead | Don't Know |  |  |  | No | Other |  | Will Inspect meter box at a later date | Unknown - Unlikely Lead |  |  |  | No | Other |  | Will Inspect meter box at a later date | Unknown | Don't Know | Don't Know |  | Building | Unknown | Unknown | No |  |  | Unknown
7127 | 1220 W JOE HARVEY BLVD, HOBBS NM |  | No | No | Unknown - Unlikely Lead | Don't Know |  |  |  | No | Other |  | Will Inspect meter box at a later date | Unknown - Unlikely Lead |  |  |  | No | Other |  | Will Inspect meter box at a later date | Unknown | Don't Know | Don't Know |  | Building | Unknown | Unknown | No |  |  | Unknown |  | 32.7408401 | -103.1512963
8622 | 1701 E MARLAND ST, HOBBS NM |  | No | No | Unknown - Unlikely Lead | Don't Know |  |  |  | No | Other |  | Will Inspect meter box at a later date | Unknown - Unlikely Lead |  |  |  | No | Other |  | Will Inspect meter box at a later date | Unknown | Don't Know | Don't Know |  | Building | Unknown | Unknown | No |  |  | Unknown |  | 32.696368 | -103.1143854
8505 | 224 W MARLAND ST, HOBBS NM |  | No | No | Unknown - Unlikely Lead | Don't Know |  |  |  | No | Other |  | Will Inspect meter box at a later date | Unknown - Unlikely Lead |  |  |  | No | Other |  | Will Inspect meter box at a later date | Unknown | Don't Know | Don't Know |  | Building | Unknown | Unknown | No |  |  | Unknown |  | 32.6966458 | -103.1380011
9014 | 1235 S MCKINLEY ST, HOBBS NM |  | No | No | Unknown - Unlikely Lead | Don't Know |  |  |  | No | Other |  | Will Inspect meter box at a later date | Unknown - Unlikely Lead |  |  |  | No | Other |  | Will Inspect meter box at a later date | Unknown | Don't Know | Don't Know |  | Building | Unknown | Unknown | No |  |  | Unknown |  | 32.686365 | -103.1333472
6878 | 215 W HUMBLE ST, HOBBS NM |  | No | No | Unknown - Unlikely Lead | Don't Know |  |  |  | No | Other |  | Will Inspect meter box at a later date | Unknown - Unlikely Lead |  |  |  | No | Other |  | Will Inspect meter box at a later date | Unknown | Don't Know | Don't Know |  | Building | Unknown | Unknown | No |  |  | Unknown |  | 32.693101 | -103.138083
5816 | 1627 N GILA DR, HOBBS NM |  | No | No | Unknown - Unlikely Lead | Don't Know |  |  |  | No | Other |  | Will Inspect meter box at a later date | Unknown - Unlikely Lead |  |  |  | No | Other |  | Will Inspect meter box at a later date | Unknown | Don't Know | Don't Know |  | Building | Unknown | Unknown | No |  |  | Unknown
5678 | 1107 W GOLD AVE, HOBBS NM |  | No | No | Unknown - Unlikely Lead | Don't Know |  |  |  | No | Other |  | Will Inspect meter box at a later date | Unknown - Unlikely Lead |  |  |  | No | Other |  | Will Inspect meter box at a later date | Unknown | Don't Know | Don't Know |  | Building | Unknown | Unknown | No |  |  | Unknown
8261 | 5000 W LONGTAIL RD, HOBBS NM |  | No | No | Non-Lead - Plastic | No | 2020 | 1 | Field inspection only with no records | Yes | Visual inspection at the meter pit | 09/30/2024 00:00:00 |  | Non-Lead - Plastic | 2020 | 3/4 | Field inspection only with no records | Yes | Visual inspection at the meter pit | 09/30/2024 00:00:00 |  | Non-Lead | No | No |  | Single Family Residence | Unknown | No | No |  |  | Non-Lead |  | 32.7507179 | -103.1999348
6020 | 1023 E GLORIETTA B 101, HOBBS NM |  | No | No | Non-Lead - Plastic | No | 2019 | 1 | Field inspection only with no records | Yes | Visual inspection at the meter pit | 05/26/2024 00:00:00 |  | Non-Lead - Plastic | 2019 | 1 | Installation date after lead ban | Yes | Visual inspection at the meter pit | 05/26/2024 00:00:00 |  | Non-Lead | No | No |  | Single Family Residence |  | No | No |  |  | Non-Lead |  | 32.7322508 | -103.1251818
5199 | 2123 N FOWLER ST, HOBBS NM |  | No | No | Unknown - Unlikely Lead | Don't Know |  |  |  | No | Other |  | Will Inspect meter box at a later date | Unknown - Unlikely Lead |  |  |  | No | Other |  | Will Inspect meter box at a later date | Unknown | Don't Know | Don't Know |  | Building | Unknown | Unknown | No |  |  | Unknown
6122 | 615 S GIBBS ST, HOBBS NM |  | No | No | Unknown - Unlikely Lead | Don't Know |  |  |  | No | Other |  | Will Inspect meter box at a later date | Unknown - Unlikely Lead |  |  |  | No | Other |  | Will Inspect meter box at a later date | Unknown | Don't Know | Don't Know |  | Building | Unknown | Unknown | No |  |  | Unknown |  | 32.6948519 | -103.1707408
5964 | 1231 N GULF ST, HOBBS NM |  | No | No | Unknown - Unlikely Lead | Don't Know |  |  |  | No | Other |  | Will Inspect meter box at a later date | Unknown - Unlikely Lead |  |  |  | No | Other |  | Will Inspect meter box at a later date | Unknown | Don't Know | Don't Know |  | Building | Unknown | Unknown | No |  |  | Unknown
6695 | 5217 W HARDTACK RD, HOBBS NM |  | No | No | Non-Lead - Plastic | No | 2015 | 3/4 | Field inspection only with no records | Yes | Visual inspection at the meter pit | 05/26/2024 00:00:00 |  | Non-Lead - Plastic | 2015 | 3/4 | Installation date after lead ban | Yes | Visual inspection at the meter pit | 05/26/2024 00:00:00 |  | Non-Lead | No | No |  | Single Family Residence |  | No | No |  |  | Non-Lead |  | 32.751678 | -103.202807
585 | 1909 E ALAMEDA ST, HOBBS NM |  | No | No | Unknown - Unlikely Lead | Don't Know |  |  |  | No | Other |  | Will Inspect meter box at a later date | Unknown - Unlikely Lead |  |  |  | No | Other |  | Will Inspect meter box at a later date | Unknown | Don't Know | Don't Know |  | Building | Unknown | Unknown | No |  |  | Unknown
7565 | 419 W KIOWA AVE, HOBBS NM |  | No | No | Unknown - Unlikely Lead | Don't Know |  |  |  | No | Other |  | Will Inspect meter box at a later date | Unknown - Unlikely Lead |  |  |  | No | Other |  | Will Inspect meter box at a later date | Unknown | Don't Know | Don't Know |  | Building | Unknown | Unknown | No |  |  | Unknown |  | 32.7359036 | -103.1412865
8783 | 2808 N MORRIS DR, HOBBS NM |  | No | No | Unknown - Unlikely Lead | Don't Know |  |  |  | No | Other |  | Will Inspect meter box at a later date | Unknown - Unlikely Lead |  |  |  | No | Other |  | Will Inspect meter box at a later date | Unknown | Don't Know | Don't Know |  | Building | Unknown | Unknown | No |  |  | Unknown |  | 32.7316296 | -103.1291292
7948 | 1117 N LLANO DR, HOBBS NM |  | No | No | Unknown - Unlikely Lead | Don't Know |  |  |  | No | Other |  | Will Inspect meter box at a later date | Unknown - Unlikely Lead |  |  |  | No | Other |  | Will Inspect meter box at a later date | Unknown | Don't Know | Don't Know |  | Building | Unknown | Unknown | No |  |  | Unknown |  | 32.7118585 | -103.1177081
6723 | 1911 N HOMESTEAD DR, HOBBS NM |  | No | No | Non-Lead - Plastic | No | 2019 | 1 | Field inspection only with no records | Yes | Visual inspection at the meter pit | 09/02/2024 00:00:00 |  | Non-Lead - Plastic | 2019 | 1 | Installation date after lead ban | Yes | Visual inspection at the meter pit | 09/02/2024 00:00:00 |  | Non-Lead | No | No |  | Single Family Residence |  | No | No |  |  | Non-Lead |  | 32.7215018 | -103.1123808
9799 | 3545 N NORTHWEST DR, HOBBS NM |  | No | No | Unknown - Unlikely Lead | Don't Know |  |  |  | No | Other |  | Will Inspect meter box at a later date | Unknown - Unlikely Lead |  |  |  | No | Other |  | Will Inspect meter box at a later date | Unknown | Don't Know | Don't Know |  | Building | Unknown | Unknown | No |  |  | Unknown |  | 32.7388097 | -103.1575213
7493 | 514 E KIVA DR, HOBBS NM |  | No | No | Unknown - Unlikely Lead | Don't Know |  |  |  | No | Other |  | Will Inspect meter box at a later date | Unknown - Unlikely Lead |  |  |  | No | Other |  | Will Inspect meter box at a later date | Unknown | Don't Know | Don't Know |  | Building | Unknown | Unknown | No |  |  | Unknown |  | 32.7334985 | -103.1312744
9763 | 2433 MORGAN CT, HOBBS NM |  | No | No | Unknown - Unlikely Lead | Don't Know |  |  |  | No | Other |  | Will Inspect meter box at a later date | Unknown - Unlikely Lead |  |  |  | No | Other |  | Will Inspect meter box at a later date | Unknown | Don't Know | Don't Know |  | Building | Unknown | Unknown | No |  |  | Unknown |  | 32.728198 | -103.119445
5006 | 119 S EASTERN ST, HOBBS NM |  | No | No | Unknown - Unlikely Lead | Don't Know |  |  |  | No | Other |  | Will Inspect meter box at a later date | Unknown - Unlikely Lead |  |  |  | No | Other |  | Will Inspect meter box at a later date | Unknown | Don't Know | Don't Know |  | Building | Unknown | Unknown | No |  |  | Unknown
9236 | 1000 E MAIN ST, HOBBS NM |  | No | No | Unknown - Unlikely Lead | Don't Know |  |  |  | No | Other |  | Will Inspect meter box at a later date | Unknown - Unlikely Lead |  |  |  | No | Other |  | Will Inspect meter box at a later date | Unknown | Don't Know | Don't Know |  | Building | Unknown | Unknown | No |  |  | Unknown |  | 32.6927029 | -103.1249445
9550 | 4501 MEADOWBROOK DR, HOBBS NM |  | No | No | Unknown - Unlikely Lead | Don't Know |  |  |  | No | Other |  | Will Inspect meter box at a later date | Unknown - Unlikely Lead |  |  |  | No | Other |  | Will Inspect meter box at a later date | Unknown | Don't Know | Don't Know |  | Building | Unknown | Unknown | No |  |  | Unknown |  | 32.7500355 | -103.16355
4888 | 410 DONAHUE AVE, HOBBS NM |  | No | No | Unknown - Unlikely Lead | Don't Know |  |  |  | No | Other |  | Will Inspect meter box at a later date | Unknown - Unlikely Lead |  |  |  | No | Other |  | Will Inspect meter box at a later date | Unknown | Don't Know | Don't Know |  | Building | Unknown | Unknown | No |  |  | Unknown
7098 | 826 W IRON AVE, HOBBS NM |  | No | No | Unknown - Unlikely Lead | Don't Know |  |  |  | No | Other |  | Will Inspect meter box at a later date | Unknown - Unlikely Lead |  |  |  | No | Other |  | Will Inspect meter box at a later date | Unknown | Don't Know | Don't Know |  | Building | Unknown | Unknown | No |  |  | Unknown |  | 32.7318835 | -103.1461934
8337 | 4008 N LOVINGTON HWY, HOBBS NM |  | No | No | Unknown - Unlikely Lead | Don't Know |  |  |  | No | Other |  | Will Inspect meter box at a later date | Unknown - Unlikely Lead |  |  |  | No | Other |  | Will Inspect meter box at a later date | Unknown | Don't Know | Don't Know |  | Building | Unknown | Unknown | No |  |  | Unknown |  | 32.7442634 | -103.1641869
7817 | 1201 E LLANO DR, HOBBS NM |  | No | No | Unknown - Unlikely Lead | Don't Know |  |  |  | No | Other |  | Will Inspect meter box at a later date | Unknown - Unlikely Lead |  |  |  | No | Other |  | Will Inspect meter box at a later date | Unknown | Don't Know | Don't Know |  | Building | Unknown | Unknown | No |  |  | Unknown |  | 32.7141204 | -103.1217095
8294 | 4100 N LOVINGTON HWY, HOBBS NM |  | No | No | Unknown - Unlikely Lead | Don't Know |  |  |  | No | Other |  | Will Inspect meter box at a later date | Unknown - Unlikely Lead |  |  |  | No | Other |  | Will Inspect meter box at a later date | Unknown | Don't Know | Don't Know |  | Building | Unknown | Unknown | No |  |  | Unknown |  | 32.7449882 | -103.1649471
8316 | 6304 N LOVINGTON HWY, HOBBS NM |  | No | No | Unknown - Unlikely Lead | Don't Know |  |  |  | No | Other |  | Will Inspect meter box at a later date | Unknown - Unlikely Lead |  |  |  | No | Other |  | Will Inspect meter box at a later date | Unknown | Don't Know | Don't Know |  | Building | Unknown | Unknown | No |  |  | Unknown |  | 32.7718275 | -103.1909503
797 | 437 W BERRY DR, HOBBS NM |  | No | No | Unknown - Unlikely Lead | Don't Know |  |  |  | No | Other |  | Will Inspect meter box at a later date | Unknown - Unlikely Lead |  |  |  | No | Other |  | Will Inspect meter box at a later date | Unknown | Don't Know | Don't Know |  | Building | Unknown | Unknown | No |  |  | Unknown |  | 32.7138546 | -103.140907
9346 | 211 E MESA DR, HOBBS NM |  | No | No | Unknown - Unlikely Lead | Don't Know |  |  |  | No | Other |  | Will Inspect meter box at a later date | Unknown - Unlikely Lead |  |  |  | No | Other |  | Will Inspect meter box at a later date | Unknown | Don't Know | Don't Know |  | Building | Unknown | Unknown | No |  |  | Unknown |  | 32.7171549 | -103.1341379
9356 | 725 E MESA DR, HOBBS NM |  | No | No | Unknown - Unlikely Lead | Don't Know |  |  |  | No | Other |  | Will Inspect meter box at a later date | Unknown - Unlikely Lead |  |  |  | No | Other |  | Will Inspect meter box at a later date | Unknown | Don't Know | Don't Know |  | Building | Unknown | Unknown | No |  |  | Unknown |  | 32.7177254 | -103.1279476
6096 | 2501 N GREEN VALLEY TRAIL, HOBBS NM |  | No | No | Non-Lead - Copper | No | 2007 | 3/4 | Field inspection only with no records | Yes | Visual inspection at the meter pit | 05/26/2024 00:00:00 |  | Non-Lead - Copper | 2007 | 3/4 | Installation date after lead ban | Yes | Visual inspection at the meter pit | 05/26/2024 00:00:00 |  | Non-Lead | No | No |  | Single Family Residence |  | No | No |  |  | Non-Lead |  | 32.7278283 | -103.1134163
8709 | 1000 N MARLAND BLVD #55, HOBBS NM |  | No | No | Non-Lead - Plastic | Don't Know | 2003 | 3/4 | Field inspection only with no records | Yes | Visual inspection at the meter pit | 08/26/2024 00:00:00 |  | Non-Lead - Plastic | 2003 | 3/4 | Field inspection only with no records | Yes | Visual inspection at the meter pit | 08/26/2024 00:00:00 |  | Non-Lead | No | Don't Know |  | Single Family Residence |  | No | No |  |  | Non-Lead
7787 | 1200 W LEA ST, HOBBS NM |  | No | No | Unknown - Unlikely Lead | Don't Know |  |  |  | No | Other |  | Will Inspect meter box at a later date | Unknown - Unlikely Lead |  |  |  | No | Other |  | Will Inspect meter box at a later date | Unknown | Don't Know | Don't Know |  | Building | Unknown | Unknown | No |  |  | Unknown |  | 32.7096069 | -103.1497464
6061 | 300 E GLORIETTA DR, HOBBS NM |  | No | No | Unknown - Unlikely Lead | Don't Know |  |  |  | No | Other |  | Will Inspect meter box at a later date | Unknown - Unlikely Lead |  |  |  | No | Other |  | Will Inspect meter box at a later date | Unknown | Don't Know | Don't Know |  | Building | Unknown | Unknown | No |  |  | Unknown |  | 32.7331641 | -103.1338481
8042 | 611 N LINAM ST, HOBBS NM |  | No | No | Unknown - Unlikely Lead | Don't Know |  |  |  | No | Other |  | Will Inspect meter box at a later date | Unknown - Unlikely Lead |  |  |  | No | Other |  | Will Inspect meter box at a later date | Unknown | Don't Know | Don't Know |  | Building | Unknown | Unknown | No |  |  | Unknown |  | 32.706763 | -103.138797
7054 | 700 W IRON AVE, HOBBS NM |  | No | No | Unknown - Unlikely Lead | Don't Know |  |  |  | No | Other |  | Will Inspect meter box at a later date | Unknown - Unlikely Lead |  |  |  | No | Other |  | Will Inspect meter box at a later date | Unknown | Don't Know | Don't Know |  | Building | Unknown | Unknown | No |  |  | Unknown |  | 32.7317676 | -103.1437717
7559 | 418 W KIOWA AVE, HOBBS NM |  | No | No | Unknown - Unlikely Lead | Don't Know |  |  |  | No | Other |  | Will Inspect meter box at a later date | Unknown - Unlikely Lead |  |  |  | No | Other |  | Will Inspect meter box at a later date | Unknown | Don't Know | Don't Know |  | Building | Unknown | Unknown | No |  |  | Unknown |  | 32.7362951 | -103.1412538
4960 | 1110 S EDWARDS ST, HOBBS NM |  | No | No | Unknown - Unlikely Lead | Don't Know |  |  |  | No | Other |  | Will Inspect meter box at a later date | Unknown - Unlikely Lead |  |  |  | No | Other |  | Will Inspect meter box at a later date | Unknown | Don't Know | Don't Know |  | Building | Unknown | Unknown | No |  |  | Unknown
7933 | 1106 N LLANO DR, HOBBS NM |  | No | No | Unknown - Unlikely Lead | Don't Know |  |  |  | No | Other |  | Will Inspect meter box at a later date | Unknown - Unlikely Lead |  |  |  | No | Other |  | Will Inspect meter box at a later date | Unknown | Don't Know | Don't Know |  | Building | Unknown | Unknown | No |  |  | Unknown |  | 32.7115267 | -103.1171923
6882 | 909 W HUMBLE ST, HOBBS NM |  | No | No | Unknown - Unlikely Lead | Don't Know |  |  |  | No | Other |  | Will Inspect meter box at a later date | Unknown - Unlikely Lead |  |  |  | No | Other |  | Will Inspect meter box at a later date | Unknown | Don't Know | Don't Know |  | Building | Unknown | Unknown | No |  |  | Unknown |  | 32.6932566 | -103.1469268
8863 | 905 E MIDWEST ST, HOBBS NM |  | No | No | Unknown - Unlikely Lead | Don't Know |  |  |  | No | Other |  | Will Inspect meter box at a later date | Unknown - Unlikely Lead |  |  |  | No | Other |  | Will Inspect meter box at a later date | Unknown | Don't Know | Don't Know |  | Building | Unknown | Unknown | No |  |  | Unknown |  | 32.6911016 | -103.1259783
787 | 100 E BERRY DR, HOBBS NM |  | No | No | Unknown - Unlikely Lead | Don't Know |  |  |  | No | Other |  | Will Inspect meter box at a later date | Unknown - Unlikely Lead |  |  |  | No | Other |  | Will Inspect meter box at a later date | Unknown | Don't Know | Don't Know |  | Building | Unknown | Unknown | No |  |  | Unknown |  | 32.7163394 | -103.1350085
5633 | 613 W GOLD AVE, HOBBS NM |  | No | No | Unknown - Unlikely Lead | Don't Know |  |  |  | No | Other |  | Will Inspect meter box at a later date | Unknown - Unlikely Lead |  |  |  | No | Other |  | Will Inspect meter box at a later date | Unknown | Don't Know | Don't Know |  | Building | Unknown | Unknown | No |  |  | Unknown
677 | 421 E ASPEN ST, HOBBS NM |  | No | No | Unknown - Unlikely Lead | Don't Know |  |  |  | No | Other |  | Will Inspect meter box at a later date | Unknown - Unlikely Lead |  |  |  | No | Other |  | Will Inspect meter box at a later date | Unknown | Don't Know | Don't Know |  | Building | Unknown | Unknown | No |  |  | Unknown |  | 32.7351997 | -103.1326885
494 | 4000 N APODACA ST, HOBBS NM |  | No | No | Unknown - Unlikely Lead | Don't Know |  |  |  | No | Other |  | Will Inspect meter box at a later date | Unknown - Unlikely Lead |  |  |  | No | Other |  | Will Inspect meter box at a later date | Unknown | Don't Know | Don't Know |  | Building | Unknown | Unknown | No |  |  | Unknown
8874 | 1009 E MIDWEST ST, HOBBS NM |  | No | No | Unknown - Unlikely Lead | Don't Know |  |  |  | No | Other |  | Will Inspect meter box at a later date | Unknown - Unlikely Lead |  |  |  | No | Other |  | Will Inspect meter box at a later date | Unknown | Don't Know | Don't Know |  | Building | Unknown | Unknown | No |  |  | Unknown |  | 32.6905594 | -103.1245821
5184 | 2223 N FOWLER ST, HOBBS NM |  | No | No | Unknown - Unlikely Lead | Don't Know |  |  |  | No | Other |  | Will Inspect meter box at a later date | Unknown - Unlikely Lead |  |  |  | No | Other |  | Will Inspect meter box at a later date | Unknown | Don't Know | Don't Know |  | Building | Unknown | Unknown | No |  |  | Unknown
6002 | 1210 N GULF ST, HOBBS NM |  | No | No | Unknown - Unlikely Lead | Don't Know |  |  |  | No | Other |  | Will Inspect meter box at a later date | Unknown - Unlikely Lead |  |  |  | No | Other |  | Will Inspect meter box at a later date | Unknown | Don't Know | Don't Know |  | Building | Unknown | Unknown | No |  |  | Unknown |  | 32.7126092 | -103.1527131
851 | 808 W BERRY DR, HOBBS NM |  | No | No | Unknown - Unlikely Lead | Don't Know |  |  |  | No | Other |  | Will Inspect meter box at a later date | Unknown - Unlikely Lead |  |  |  | No | Other |  | Will Inspect meter box at a later date | Unknown | Don't Know | Don't Know |  | Building | Unknown | Unknown | No |  |  | Unknown |  | 32.714298 | -103.1455352
6761 | 1801 N HOMESTEAD DR, HOBBS NM |  | No | No | Non-Lead - Plastic | No | 2019 | 1 | Field inspection only with no records | Yes | Visual inspection at the meter pit | 09/02/2024 00:00:00 |  | Non-Lead - Plastic | 2019 | 1 | Installation date after lead ban | Yes | Visual inspection at the meter pit | 09/02/2024 00:00:00 |  | Non-Lead | No | No |  | Single Family Residence |  | No | No |  |  | Non-Lead |  | 32.7200137 | -103.1123764
8422 | 311 W MESQUITE DR, HOBBS NM |  | No | No | Unknown - Unlikely Lead | Don't Know |  |  |  | No | Other |  | Will Inspect meter box at a later date | Unknown - Unlikely Lead |  |  |  | No | Other |  | Will Inspect meter box at a later date | Unknown | Don't Know | Don't Know |  | Building | Unknown | Unknown | No |  |  | Unknown |  | 32.6890011 | -103.1399456
5221 | 2900 N FOWLER ST, HOBBS NM |  | No | No | Unknown - Unlikely Lead | Don't Know |  |  |  | No | Other |  | Will Inspect meter box at a later date | Unknown - Unlikely Lead |  |  |  | No | Other |  | Will Inspect meter box at a later date | Unknown | Don't Know | Don't Know |  | Building | Unknown | Unknown | No |  |  | Unknown
8433 | 309 W MESQUITE DR, HOBBS NM |  | No | No | Unknown - Unlikely Lead | Don't Know |  |  |  | No | Other |  | Will Inspect meter box at a later date | Unknown - Unlikely Lead |  |  |  | No | Other |  | Will Inspect meter box at a later date | Unknown | Don't Know | Don't Know |  | Building | Unknown | Unknown | No |  |  | Unknown |  | 32.6890024 | -103.1397432
6462 | 822 E HIGHLAND DR, HOBBS NM |  | No | No | Unknown - Unlikely Lead | Don't Know |  |  |  | No | Other |  | Will Inspect meter box at a later date | Unknown - Unlikely Lead |  |  |  | No | Other |  | Will Inspect meter box at a later date | Unknown | Don't Know | Don't Know |  | Building | Unknown | Unknown | No |  |  | Unknown |  | 32.7302045 | -103.1265603
9525 | 1530 MARQUIS LN, HOBBS NM |  | No | No | Unknown - Unlikely Lead | Don't Know |  |  |  | No | Other |  | Will Inspect meter box at a later date | Unknown - Unlikely Lead |  |  |  | No | Other |  | Will Inspect meter box at a later date | Unknown | Don't Know | Don't Know |  | Building | Unknown | Unknown | No |  |  | Unknown |  | 32.7400029 | -103.1550654
9488 | 6313 N MEADOWLANDS DR, HOBBS NM |  | No | No | Non-Lead - Plastic | No |  | 1 | Field inspection only with no records | Yes | Visual inspection at the meter pit | 06/03/2024 00:00:00 |  | Non-Lead - Plastic |  | 1 | Field inspection only with no records | Yes | Visual inspection at the meter pit | 06/03/2024 00:00:00 |  | Non-Lead | No | No |  | Single Family Residence |  | No | No |  |  | Non-Lead |  | 32.772262 | -103.157612
8272 | 909 W LEAD AVE, HOBBS NM |  | No | No | Unknown - Unlikely Lead | Don't Know |  |  |  | No | Other |  | Will Inspect meter box at a later date | Unknown - Unlikely Lead |  |  |  | No | Other |  | Will Inspect meter box at a later date | Unknown | Don't Know | Don't Know |  | Building | Unknown | Unknown | No |  |  | Unknown |  | 32.7298347 | -103.1469494
8476 | 2701 W MARLAND ST, HOBBS NM |  | No | No | Unknown - Unlikely Lead | Don't Know |  |  |  | No | Other |  | Will Inspect meter box at a later date | Unknown - Unlikely Lead |  |  |  | No | Other |  | Will Inspect meter box at a later date | Unknown | Don't Know | Don't Know |  | Building | Unknown | Unknown | No |  |  | Unknown |  | 32.6962138 | -103.1700854
823 | 1009 W BERRY DR, HOBBS NM |  | No | No | Unknown - Unlikely Lead | Don't Know |  |  |  | No | Other |  | Will Inspect meter box at a later date | Unknown - Unlikely Lead |  |  |  | No | Other |  | Will Inspect meter box at a later date | Unknown | Don't Know | Don't Know |  | Building | Unknown | Unknown | No |  |  | Unknown |  | 32.7139519 | -103.1481076
6818 | 815 E HUMBLE ST, HOBBS NM |  | No | No | Unknown - Unlikely Lead | Don't Know |  |  |  | No | Other |  | Will Inspect meter box at a later date | Unknown - Unlikely Lead |  |  |  | No | Other |  | Will Inspect meter box at a later date | Unknown | Don't Know | Don't Know |  | Building | Unknown | Unknown | No |  |  | Unknown |  | 32.6932069 | -103.1268643
6351 | 724 S GRIMES ST, HOBBS NM |  | No | No | Unknown - Unlikely Lead | Don't Know |  |  |  | No | Other |  | Will Inspect meter box at a later date | Unknown - Unlikely Lead |  |  |  | No | Other |  | Will Inspect meter box at a later date | Unknown | Don't Know | Don't Know |  | Building | Unknown | Unknown | No |  |  | Unknown |  | 32.692611 | -103.1445988
7456 | 2319 N JUNIPER LN, HOBBS NM |  | No | No | Non-Lead - Plastic | No | 2009 | 3/4 | Field inspection only with no records | Yes | Visual inspection at the meter pit | 07/23/2024 00:00:00 |  | Non-Lead - Plastic | 2009 | 3/4 | Field inspection only with no records | Yes | Visual inspection at the meter pit | 07/23/2024 00:00:00 |  | Non-Lead | No | No |  | Single Family Residence | Unknown | No | No |  |  | Non-Lead |  | 32.726857 | -103.111696
7101 | 3403 INDUSTRIAL DR, HOBBS NM |  | No | No | Unknown - Unlikely Lead | Don't Know |  |  |  | No | Other |  | Will Inspect meter box at a later date | Unknown - Unlikely Lead |  |  |  | No | Other |  | Will Inspect meter box at a later date | Unknown | Don't Know | Don't Know |  | Building | Unknown | Unknown | No |  |  | Unknown |  | 32.7365664 | -103.1591681
5911 | 501 E GYPSY ST, HOBBS NM |  | No | No | Unknown - Unlikely Lead | Don't Know |  |  |  | No | Other |  | Will Inspect meter box at a later date | Unknown - Unlikely Lead |  |  |  | No | Other |  | Will Inspect meter box at a later date | Unknown | Don't Know | Don't Know |  | Building | Unknown | Unknown | No |  |  | Unknown
5339 | 15 FAIRMONT CT, HOBBS NM |  | No | No | Unknown - Unlikely Lead | Don't Know |  |  |  | No | Other |  | Will Inspect meter box at a later date | Unknown - Unlikely Lead |  |  |  | No | Other |  | Will Inspect meter box at a later date | Unknown | Don't Know | Don't Know |  | Building | Unknown | Unknown | No |  |  | Unknown
4904 | 2018 E DUNN ST, HOBBS NM |  | No | No | Unknown - Unlikely Lead | Don't Know |  |  |  | No | Other |  | Will Inspect meter box at a later date | Unknown - Unlikely Lead |  |  |  | No | Other |  | Will Inspect meter box at a later date | Unknown | Don't Know | Don't Know |  | Building | Unknown | Unknown | No |  |  | Unknown
9816 | 3546 N NORTHWEST DR, HOBBS NM |  | No | No | Unknown - Unlikely Lead | Don't Know |  |  |  | No | Other |  | Will Inspect meter box at a later date | Unknown - Unlikely Lead |  |  |  | No | Other |  | Will Inspect meter box at a later date | Unknown | Don't Know | Don't Know |  | Building | Unknown | Unknown | No |  |  | Unknown |  | 32.738964 | -103.1570185
6162 | 2001 N GRIMES ST, HOBBS NM |  | No | No | Unknown - Unlikely Lead | Don't Know |  |  |  | No | Other |  | Will Inspect meter box at a later date | Unknown - Unlikely Lead |  |  |  | No | Other |  | Will Inspect meter box at a later date | Unknown | Don't Know | Don't Know |  | Building | Unknown | Unknown | No |  |  | Unknown |  | 32.7224709 | -103.1456818
7373 | 1004 S JEFFERSON ST, HOBBS NM |  | No | No | Unknown - Unlikely Lead | Don't Know |  |  |  | No | Other |  | Will Inspect meter box at a later date | Unknown - Unlikely Lead |  |  |  | No | Other |  | Will Inspect meter box at a later date | Unknown | Don't Know | Don't Know |  | Building | Unknown | Unknown | No |  |  | Unknown |  | 32.6909824 | -103.123571
7158 | 825 W JOE HARVEY BLVD, HOBBS NM |  | No | No | Unknown - Unlikely Lead | Don't Know |  |  |  | No | Other |  | Will Inspect meter box at a later date | Unknown - Unlikely Lead |  |  |  | No | Other |  | Will Inspect meter box at a later date | Unknown | Don't Know | Don't Know |  | Building | Unknown | Unknown | No |  |  | Unknown |  | 32.7387119 | -103.1461788
9071 | 1923 N MCKINLEY ST, HOBBS NM |  | No | No | Unknown - Unlikely Lead | Don't Know |  |  |  | No | Other |  | Will Inspect meter box at a later date | Unknown - Unlikely Lead |  |  |  | No | Other |  | Will Inspect meter box at a later date | Unknown | Don't Know | Don't Know |  | Building | Unknown | Unknown | No |  |  | Unknown |  | 32.7212879 | -103.1353013
7691 | 300 E LEA ST, HOBBS NM |  | No | No | Unknown - Unlikely Lead | Don't Know |  |  |  | No | Other |  | Will Inspect meter box at a later date | Unknown - Unlikely Lead |  |  |  | No | Other |  | Will Inspect meter box at a later date | Unknown | Don't Know | Don't Know |  | Building | Unknown | Unknown | No |  |  | Unknown |  | 32.7093966 | -103.1335153
813 | 901 W BERRY DR, HOBBS NM |  | No | No | Unknown - Unlikely Lead | Don't Know |  |  |  | No | Other |  | Will Inspect meter box at a later date | Unknown - Unlikely Lead |  |  |  | No | Other |  | Will Inspect meter box at a later date | Unknown | Don't Know | Don't Know |  | Building | Unknown | Unknown | No |  |  | Unknown |  | 32.7139318 | -103.146204
6354 | 501 S GRIMES ST, HOBBS NM |  | No | No | Unknown - Unlikely Lead | Don't Know |  |  |  | No | Other |  | Will Inspect meter box at a later date | Unknown - Unlikely Lead |  |  |  | No | Other |  | Will Inspect meter box at a later date | Unknown | Don't Know | Don't Know |  | Building | Unknown | Unknown | No |  |  | Unknown |  | 32.6956404 | -103.1448914
6564 | 2430 N HOUSTON ST, HOBBS NM |  | No | No | Unknown - Unlikely Lead | Don't Know |  |  |  | No | Other |  | Will Inspect meter box at a later date | Unknown - Unlikely Lead |  |  |  | No | Other |  | Will Inspect meter box at a later date | Unknown | Don't Know | Don't Know |  | Building | Unknown | Unknown | No |  |  | Unknown |  | 32.7283246 | -103.1326035
6796 | 1400 E HUMBLE ST, HOBBS NM |  | No | No | Unknown - Unlikely Lead | Don't Know |  |  |  | No | Other |  | Will Inspect meter box at a later date | Unknown - Unlikely Lead |  |  |  | No | Other |  | Will Inspect meter box at a later date | Unknown | Don't Know | Don't Know |  | Building | Unknown | Unknown | No |  |  | Unknown |  | 32.6936453 | -103.1198885
7782 | 200 W LEA ST, HOBBS NM |  | No | No | Unknown - Unlikely Lead | Don't Know |  |  |  | No | Other |  | Will Inspect meter box at a later date | Unknown - Unlikely Lead |  |  |  | No | Other |  | Will Inspect meter box at a later date | Unknown | Don't Know | Don't Know |  | Building | Unknown | Unknown | No |  |  | Unknown |  | 32.7094059 | -103.1378249
8651 | 121 E MARLAND ST, HOBBS NM |  | No | No | Unknown - Unlikely Lead | Don't Know |  |  |  | No | Other |  | Will Inspect meter box at a later date | Unknown - Unlikely Lead |  |  |  | No | Other |  | Will Inspect meter box at a later date | Unknown | Don't Know | Don't Know |  | Building | Unknown | Unknown | No |  |  | Unknown |  | 32.6958918 | -103.1352992
696 | 702 E ASPEN ST, HOBBS NM |  | No | No | Unknown - Unlikely Lead | Don't Know |  |  |  | No | Other |  | Will Inspect meter box at a later date | Unknown - Unlikely Lead |  |  |  | No | Other |  | Will Inspect meter box at a later date | Unknown | Don't Know | Don't Know |  | Building | Unknown | Unknown | No |  |  | Unknown |  | 32.7355431 | -103.1297854
95 | 34 ACOMA CT, HOBBS NM |  | No | No | Unknown - Unlikely Lead | Don't Know |  |  |  | No | Other |  | Will Inspect meter box at a later date | Unknown - Unlikely Lead |  |  |  | No | Other |  | Will Inspect meter box at a later date | Unknown | Don't Know | Don't Know |  | Building | Unknown | Unknown | No |  |  | Unknown |  | 32.7354056 | -103.1392297
7484 | 518 E KIVA DR, HOBBS NM |  | No | No | Unknown - Unlikely Lead | Don't Know |  |  |  | No | Other |  | Will Inspect meter box at a later date | Unknown - Unlikely Lead |  |  |  | No | Other |  | Will Inspect meter box at a later date | Unknown | Don't Know | Don't Know |  | Building | Unknown | Unknown | No |  |  | Unknown |  | 32.7334983 | -103.1310948
5161 | 2200 N FOWLER ST, HOBBS NM |  | No | No | Unknown - Unlikely Lead | Don't Know |  |  |  | No | Other |  | Will Inspect meter box at a later date | Unknown - Unlikely Lead |  |  |  | No | Other |  | Will Inspect meter box at a later date | Unknown | Don't Know | Don't Know |  | Building | Unknown | Unknown | No |  |  | Unknown
6936 | 2110 E HERITAGE LN, HOBBS NM |  | No | No | Non-Lead - Copper | No | 2007 | 3/4 | Field inspection only with no records | Yes | Visual inspection at the meter pit | 05/26/2024 00:00:00 |  | Non-Lead - Copper | 2007 | 3/4 | Installation date after lead ban | No | Visual inspection at the meter pit | 05/26/2024 00:00:00 |  | Non-Lead | No | No |  | Single Family Residence |  | No | No |  |  | Non-Lead |  | 32.7281103 | -103.1112924
5637 | 914 W GOLD AVE, HOBBS NM |  | No | No | Unknown - Unlikely Lead | Don't Know |  |  |  | No | Other |  | Will Inspect meter box at a later date | Unknown - Unlikely Lead |  |  |  | No | Other |  | Will Inspect meter box at a later date | Unknown | Don't Know | Don't Know |  | Building | Unknown | Unknown | No |  |  | Unknown
4954 | 4115 EL NIDO, HOBBS NM |  | No | No | Non-Lead - Plastic | No | 2015 | 1 | Field inspection only with no records | Yes | Visual inspection at the meter pit | 06/03/2024 00:00:00 |  | Non-Lead - Plastic | 2015 | 1 | Field inspection only with no records | Yes | Visual inspection at the meter pit | 06/03/2024 00:00:00 |  | Non-Lead | No | No |  | Single Family Residence |  | No | No |  |  | Non-Lead
8110 | 910 N LEECH ST, HOBBS NM |  | No | No | Unknown - Unlikely Lead | Don't Know |  |  |  | No | Other |  | Will Inspect meter box at a later date | Unknown - Unlikely Lead |  |  |  | No | Other |  | Will Inspect meter box at a later date | Unknown | Don't Know | Don't Know |  | Building | Unknown | Unknown | No |  |  | Unknown |  | 32.7100105 | -103.142194
7797 | 319 W LLANO DR, HOBBS NM |  | No | No | Unknown - Unlikely Lead | Don't Know |  |  |  | No | Other |  | Will Inspect meter box at a later date | Unknown - Unlikely Lead |  |  |  | No | Other |  | Will Inspect meter box at a later date | Unknown | Don't Know | Don't Know |  | Building | Unknown | Unknown | No |  |  | Unknown |  | 32.7155758 | -103.138293
7018 | 1017 W HOLLIS DR, HOBBS NM |  | No | No | Unknown - Unlikely Lead | Don't Know |  |  |  | No | Other |  | Will Inspect meter box at a later date | Unknown - Unlikely Lead |  |  |  | No | Other |  | Will Inspect meter box at a later date | Unknown | Don't Know | Don't Know |  | Building | Unknown | Unknown | No |  |  | Unknown |  | 32.7147112 | -103.1485062
687 | 628 E ASPEN ST, HOBBS NM |  | No | No | Unknown - Unlikely Lead | Don't Know |  |  |  | No | Other |  | Will Inspect meter box at a later date | Unknown - Unlikely Lead |  |  |  | No | Other |  | Will Inspect meter box at a later date | Unknown | Don't Know | Don't Know |  | Building | Unknown | Unknown | No |  |  | Unknown |  | 32.7356219 | -103.1302088
6665 | 5024 W HARDTACK RD, HOBBS NM |  | No | No | Non-Lead - Plastic | No | 2015 | 3/4 | Field inspection only with no records | Yes | Visual inspection at the meter pit | 05/26/2024 00:00:00 |  | Non-Lead - Plastic | 2015 | 3/4 | Installation date after lead ban | Yes | Visual inspection at the meter pit | 05/26/2024 00:00:00 |  | Non-Lead | No | No |  | Single Family Residence |  | No | No |  |  | Non-Lead |  | 32.752107 | -103.200913
6093 | 905 E GLORIETTA-CHILD CARE, HOBBS NM |  | Yes - Daycare | No | Non-Lead - Plastic | No | 2020 | 1 | Field inspection only with no records | Yes | Visual inspection at the meter pit | 05/26/2024 00:00:00 |  | Non-Lead - Plastic | 2020 | 1 | Installation date after lead ban | Yes | Visual inspection at the meter pit | 05/26/2024 00:00:00 |  | Non-Lead | No | No |  | Building |  | No | No |  |  | Non-Lead
7910 | 829 E LLANO DR, HOBBS NM |  | No | No | Unknown - Unlikely Lead | Don't Know |  |  |  | No | Other |  | Will Inspect meter box at a later date | Unknown - Unlikely Lead |  |  |  | No | Other |  | Will Inspect meter box at a later date | Unknown | Don't Know | Don't Know |  | Building | Unknown | Unknown | No |  |  | Unknown |  | 32.7141179 | -103.1262663
805 | 440 W BERRY DR, HOBBS NM |  | No | No | Unknown - Unlikely Lead | Don't Know |  |  |  | No | Other |  | Will Inspect meter box at a later date | Unknown - Unlikely Lead |  |  |  | No | Other |  | Will Inspect meter box at a later date | Unknown | Don't Know | Don't Know |  | Building | Unknown | Unknown | No |  |  | Unknown |  | 32.7143354 | -103.1410834
6040 | 1023 E GLORIETTA B 104, HOBBS NM |  | No | No | Non-Lead - Plastic | No | 2019 | 1 | Field inspection only with no records | Yes | Visual inspection at the meter pit | 05/26/2024 00:00:00 |  | Non-Lead - Plastic | 2019 | 1 | Installation date after lead ban | Yes | Visual inspection at the meter pit | 05/26/2024 00:00:00 |  | Non-Lead | No | No |  | Single Family Residence |  | No | No |  |  | Non-Lead |  | 32.7322508 | -103.1251818
8577 | 2206 W MARLAND ST, HOBBS NM |  | No | No | Unknown - Unlikely Lead | Don't Know |  |  |  | No | Other |  | Will Inspect meter box at a later date | Unknown - Unlikely Lead |  |  |  | No | Other |  | Will Inspect meter box at a later date | Unknown | Don't Know | Don't Know |  | Building | Unknown | Unknown | No |  |  | Unknown |  | 32.6968877 | -103.1621911
6500 | 2804 N HOUSTON ST, HOBBS NM |  | No | No | Unknown - Unlikely Lead | Don't Know |  |  |  | No | Other |  | Will Inspect meter box at a later date | Unknown - Unlikely Lead |  |  |  | No | Other |  | Will Inspect meter box at a later date | Unknown | Don't Know | Don't Know |  | Building | Unknown | Unknown | No |  |  | Unknown |  | 32.7314044 | -103.1317153
8473 | 2570 W MARLAND BLVD, HOBBS NM |  | No | No | Unknown - Unlikely Lead | Don't Know |  |  |  | No | Other |  | Will Inspect meter box at a later date | Unknown - Unlikely Lead |  |  |  | No | Other |  | Will Inspect meter box at a later date | Unknown | Don't Know | Don't Know |  | Building | Unknown | Unknown | No |  |  | Unknown |  | 32.6968219 | -103.167078
8740 | 319 N MARLAND BLVD, HOBBS NM |  | No | No | Non-Lead - Plastic | Don't Know | 2020 | 3/4 | Field inspection only with no records | Yes | Visual inspection at the meter pit | 08/26/2024 00:00:00 |  | Non-Lead - Plastic | 2020 | 3/4 | Field inspection only with no records | Yes | Visual inspection at the meter pit | 08/26/2024 00:00:00 |  | Non-Lead | No | Don't Know |  | Building |  | No | No |  |  | Non-Lead |  | 32.7044943 | -103.1187584
4975 | 1629 EL CENTRO, HOBBS NM |  | No | No | Non-Lead - Plastic | No | 2015 | 1 | Field inspection only with no records | Yes | Visual inspection at the meter pit | 06/03/2024 00:00:00 |  | Non-Lead - Plastic | 2015 | 1 | Field inspection only with no records | Yes | Visual inspection at the meter pit | 06/03/2024 00:00:00 |  | Non-Lead | No | No |  | Single Family Residence |  | No | No |  |  | Non-Lead
8465 | 204 W MARLAND ST, HOBBS NM |  | No | No | Unknown - Unlikely Lead | Don't Know |  |  |  | No | Other |  | Will Inspect meter box at a later date | Unknown - Unlikely Lead |  |  |  | No | Other |  | Will Inspect meter box at a later date | Unknown | Don't Know | Don't Know |  | Building | Unknown | Unknown | No |  |  | Unknown |  | 32.696961 | -103.134673
670 | 115 E ASPEN ST, HOBBS NM |  | No | No | Unknown - Unlikely Lead | Don't Know |  |  |  | No | Other |  | Will Inspect meter box at a later date | Unknown - Unlikely Lead |  |  |  | No | Other |  | Will Inspect meter box at a later date | Unknown | Don't Know | Don't Know |  | Building | Unknown | Unknown | No |  |  | Unknown |  | 32.7353572 | -103.1354996
8970 | 401 W MIDWEST ST, HOBBS NM |  | No | No | Unknown - Unlikely Lead | Don't Know |  |  |  | No | Other |  | Will Inspect meter box at a later date | Unknown - Unlikely Lead |  |  |  | No | Other |  | Will Inspect meter box at a later date | Unknown | Don't Know | Don't Know |  | Building | Unknown | Unknown | No |  |  | Unknown |  | 32.6910792 | -103.1401722
5898 | 1104 E GYPSY ST, HOBBS NM |  | No | No | Unknown - Unlikely Lead | Don't Know |  |  |  | No | Other |  | Will Inspect meter box at a later date | Unknown - Unlikely Lead |  |  |  | No | Other |  | Will Inspect meter box at a later date | Unknown | Don't Know | Don't Know |  | Building | Unknown | Unknown | No |  |  | Unknown
6711 | 420 S HALLAM ST, HOBBS NM |  | No | No | Unknown - Unlikely Lead | Don't Know |  |  |  | No | Other |  | Will Inspect meter box at a later date | Unknown - Unlikely Lead |  |  |  | No | Other |  | Will Inspect meter box at a later date | Unknown | Don't Know | Don't Know |  | Building | Unknown | Unknown | No |  |  | Unknown |  | 32.6973266 | -103.1115112
5207 | 1801 N FOWLER ST, HOBBS NM |  | No | No | Unknown - Unlikely Lead | Don't Know |  |  |  | No | Other |  | Will Inspect meter box at a later date | Unknown - Unlikely Lead |  |  |  | No | Other |  | Will Inspect meter box at a later date | Unknown | Don't Know | Don't Know |  | Building | Unknown | Unknown | No |  |  | Unknown
9212 | 1122 E MAIN ST, HOBBS NM |  | No | No | Unknown - Unlikely Lead | Don't Know |  |  |  | No | Other |  | Will Inspect meter box at a later date | Unknown - Unlikely Lead |  |  |  | No | Other |  | Will Inspect meter box at a later date | Unknown | Don't Know | Don't Know |  | Building | Unknown | Unknown | No |  |  | Unknown |  | 32.6926879 | -103.131897
9000 | 604 S MCKINLEY ST, HOBBS NM |  | No | No | Unknown - Unlikely Lead | Don't Know |  |  |  | No | Other |  | Will Inspect meter box at a later date | Unknown - Unlikely Lead |  |  |  | No | Other |  | Will Inspect meter box at a later date | Unknown | Don't Know | Don't Know |  | Building | Unknown | Unknown | No |  |  | Unknown |  | 32.6951272 | -103.132234
6211 | 1718 N GRIMES ST, HOBBS NM |  | No | No | Unknown - Unlikely Lead | Don't Know |  |  |  | No | Other |  | Will Inspect meter box at a later date | Unknown - Unlikely Lead |  |  |  | No | Other |  | Will Inspect meter box at a later date | Unknown | Don't Know | Don't Know |  | Building | Unknown | Unknown | No |  |  | Unknown |  | 32.7187773 | -103.1444375
8324 | 3510 N LOVINGTON HWY, HOBBS NM |  | No | No | Unknown - Unlikely Lead | Don't Know |  |  |  | No | Other |  | Will Inspect meter box at a later date | Unknown - Unlikely Lead |  |  |  | No | Other |  | Will Inspect meter box at a later date | Unknown | Don't Know | Don't Know |  | Building | Unknown | Unknown | No |  |  | Unknown |  | 32.738766 | -103.1584043
7080 | 715 W IRON AVE, HOBBS NM |  | No | No | Unknown - Unlikely Lead | Don't Know |  |  |  | No | Other |  | Will Inspect meter box at a later date | Unknown - Unlikely Lead |  |  |  | No | Other |  | Will Inspect meter box at a later date | Unknown | Don't Know | Don't Know |  | Building | Unknown | Unknown | No |  |  | Unknown |  | 32.7313427 | -103.1441909
9706 | 1208 E MICHIGAN DR, HOBBS NM |  | No | No | Unknown - Unlikely Lead | Don't Know |  |  |  | No | Other |  | Will Inspect meter box at a later date | Unknown - Unlikely Lead |  |  |  | No | Other |  | Will Inspect meter box at a later date | Unknown | Don't Know | Don't Know |  | Building | Unknown | Unknown | No |  |  | Unknown |  | 32.722732 | -103.1218793
7645 | 2012 N KINGSLEY DR, HOBBS NM |  | No | No | Unknown - Unlikely Lead | Don't Know |  |  |  | No | Other |  | Will Inspect meter box at a later date | Unknown - Unlikely Lead |  |  |  | No | Other |  | Will Inspect meter box at a later date | Unknown | Don't Know | Don't Know |  | Building | Unknown | Unknown | No |  |  | Unknown |  | 32.7226613 | -103.1416915
6260 | 1003 N GRIMES ST, HOBBS NM |  | No | No | Unknown - Unlikely Lead | Don't Know |  |  |  | No | Other |  | Will Inspect meter box at a later date | Unknown - Unlikely Lead |  |  |  | No | Other |  | Will Inspect meter box at a later date | Unknown | Don't Know | Don't Know |  | Building | Unknown | Unknown | No |  |  | Unknown |  | 32.7104069 | -103.1451982
8635 | 813 E MARLAND ST, HOBBS NM |  | No | No | Unknown - Unlikely Lead | Don't Know |  |  |  | No | Other |  | Will Inspect meter box at a later date | Unknown - Unlikely Lead |  |  |  | No | Other |  | Will Inspect meter box at a later date | Unknown | Don't Know | Don't Know |  | Building | Unknown | Unknown | No |  |  | Unknown |  | 32.6963632 | -103.1268745
8645 | 808 E MARLAND BLVD, HOBBS NM |  | No | No | Unknown - Unlikely Lead | Don't Know |  |  |  | No | Other |  | Will Inspect meter box at a later date | Unknown - Unlikely Lead |  |  |  | No | Other |  | Will Inspect meter box at a later date | Unknown | Don't Know | Don't Know |  | Building | Unknown | Unknown | No |  |  | Unknown |  | 32.6970732 | -103.1268591
6530 | 315 N HOUSTON ST, HOBBS NM |  | No | No | Unknown - Unlikely Lead | Don't Know |  |  |  | No | Other |  | Will Inspect meter box at a later date | Unknown - Unlikely Lead |  |  |  | No | Other |  | Will Inspect meter box at a later date | Unknown | Don't Know | Don't Know |  | Building | Unknown | Unknown | No |  |  | Unknown |  | 32.7035987 | -103.1315127
5427 | 1315 N GRAYSON ST, HOBBS NM |  | No | No | Unknown - Unlikely Lead | Don't Know |  |  |  | No | Other |  | Will Inspect meter box at a later date | Unknown - Unlikely Lead |  |  |  | No | Other |  | Will Inspect meter box at a later date | Unknown | Don't Know | Don't Know |  | Building | Unknown | Unknown | No |  |  | Unknown
5539 | 1316 E GREEN ACRES DR, HOBBS NM |  | No | No | Unknown - Unlikely Lead | Don't Know |  |  |  | No | Other |  | Will Inspect meter box at a later date | Unknown - Unlikely Lead |  |  |  | No | Other |  | Will Inspect meter box at a later date | Unknown | Don't Know | Don't Know |  | Building | Unknown | Unknown | No |  |  | Unknown
8466 | 205 W MARLAND ST, HOBBS NM |  | No | No | Unknown - Unlikely Lead | Don't Know |  |  |  | No | Other |  | Will Inspect meter box at a later date | Unknown - Unlikely Lead |  |  |  | No | Other |  | Will Inspect meter box at a later date | Unknown | Don't Know | Don't Know |  | Building | Unknown | Unknown | No |  |  | Unknown |  | 32.6963311 | -103.1378347
7528 | 518 W KIOWA AVE, HOBBS NM |  | No | No | Unknown - Unlikely Lead | Don't Know |  |  |  | No | Other |  | Will Inspect meter box at a later date | Unknown - Unlikely Lead |  |  |  | No | Other |  | Will Inspect meter box at a later date | Unknown | Don't Know | Don't Know |  | Building | Unknown | Unknown | No |  |  | Unknown |  | 32.736549 | -103.142865
5 | 1224 S 14TH ST, HOBBS NM |  | No | No | Unknown - Unlikely Lead | Don't Know |  |  |  | No | Other |  | Will Inspect meter box at a later date | Unknown - Unlikely Lead |  |  |  | No | Other |  | Will Inspect meter box at a later date | Unknown | Don't Know | Don't Know |  | Building | Unknown | Unknown | No |  |  | Unknown
6513 | 309 1/2 N HOUSTON ST, HOBBS NM |  | No | No | Unknown - Unlikely Lead | Don't Know |  |  |  | No | Other |  | Will Inspect meter box at a later date | Unknown - Unlikely Lead |  |  |  | No | Other |  | Will Inspect meter box at a later date | Unknown | Don't Know | Don't Know |  | Building | Unknown | Unknown | No |  |  | Unknown
6808 | 606 E HUMBLE ST, HOBBS NM |  | No | No | Non-Lead - Copper | No | 1990 | 3/4 | Field inspection only with no records | Yes | Visual inspection at the meter pit | 04/23/2024 00:00:00 |  | Non-Lead - Plastic | 1990 | 3/4 | Installation date after lead ban | Yes | Visual inspection at the meter pit | 04/23/2024 00:00:00 |  | Non-Lead | No | No |  | Single Family Residence |  | Unknown | No |  |  | Non-Lead |  | 32.693773 | -103.1296001
9475 | 3901 W MILLEN DR #8, HOBBS NM |  | No | No | Unknown - Unlikely Lead | Don't Know |  |  |  | No | Other |  | Will Inspect meter box at a later date | Unknown - Unlikely Lead |  |  |  | No | Other |  | Will Inspect meter box at a later date | Unknown | Don't Know | Don't Know |  | Building | Unknown | Unknown | No |  |  | Unknown
6980 | 4200 HERMOSA ST, HOBBS NM |  | No | No | Unknown - Unlikely Lead | Don't Know |  |  |  | No | Other |  | Will Inspect meter box at a later date | Unknown - Unlikely Lead |  |  |  | No | Other |  | Will Inspect meter box at a later date | Unknown | Don't Know | Don't Know |  | Building | Unknown | Unknown | No |  |  | Unknown |  | 32.7462939 | -103.1465517
8977 | 3415 W MIDWEST ST, HOBBS NM |  | No | No | Unknown - Unlikely Lead | Don't Know |  |  |  | No | Other |  | Will Inspect meter box at a later date | Unknown - Unlikely Lead |  |  |  | No | Other |  | Will Inspect meter box at a later date | Unknown | Don't Know | Don't Know |  | Building | Unknown | Unknown | No |  |  | Unknown |  | 32.6906074 | -103.1764499
5156 | 2618 N FOWLER ST, HOBBS NM |  | No | No | Unknown - Unlikely Lead | Don't Know |  |  |  | No | Other |  | Will Inspect meter box at a later date | Unknown - Unlikely Lead |  |  |  | No | Other |  | Will Inspect meter box at a later date | Unknown | Don't Know | Don't Know |  | Building | Unknown | Unknown | No |  |  | Unknown
559 | 224 S AVENUE A, HOBBS NM |  | No | No | Unknown - Unlikely Lead | Don't Know |  |  |  | No | Other |  | Will Inspect meter box at a later date | Unknown - Unlikely Lead |  |  |  | No | Other |  | Will Inspect meter box at a later date | Unknown | Don't Know | Don't Know |  | Building | Unknown | Unknown | No |  |  | Unknown
504 | 4012 N APODACA ST, HOBBS NM |  | No | No | Unknown - Unlikely Lead | Don't Know |  |  |  | No | Other |  | Will Inspect meter box at a later date | Unknown - Unlikely Lead |  |  |  | No | Other |  | Will Inspect meter box at a later date | Unknown | Don't Know | Don't Know |  | Building | Unknown | Unknown | No |  |  | Unknown
5548 | 1222 E GREEN ACRES DR, HOBBS NM |  | No | No | Unknown - Unlikely Lead | Don't Know |  |  |  | No | Other |  | Will Inspect meter box at a later date | Unknown - Unlikely Lead |  |  |  | No | Other |  | Will Inspect meter box at a later date | Unknown | Don't Know | Don't Know |  | Building | Unknown | Unknown | No |  |  | Unknown
8418 | 3527 LIVE OAK ST, HOBBS NM |  | No | No | Non-Lead - Plastic | No | 2015 | 1 | Field inspection only with no records | Yes | Visual inspection at the meter pit | 07/23/2024 00:00:00 |  | Non-Lead - Plastic | 2015 | 1 | Field inspection only with no records | Yes | Visual inspection at the meter pit | 07/23/2024 00:00:00 |  | Non-Lead | No | No |  | Single Family Residence | Unknown | No | No |  |  | Non-Lead |  | 32.7711025 | -103.1823392
586 | 1606 E ALAMEDA ST, HOBBS NM |  | No | No | Unknown - Unlikely Lead | Don't Know |  |  |  | No | Other |  | Will Inspect meter box at a later date | Unknown - Unlikely Lead |  |  |  | No | Other |  | Will Inspect meter box at a later date | Unknown | Don't Know | Don't Know |  | Building | Unknown | Unknown | No |  |  | Unknown
6451 | 2024 E HIGHLAND DR, HOBBS NM |  | No | No | Unknown - Unlikely Lead | Don't Know |  |  |  | No | Other |  | Will Inspect meter box at a later date | Unknown - Unlikely Lead |  |  |  | No | Other |  | Will Inspect meter box at a later date | Unknown | Don't Know | Don't Know |  | Building | Unknown | Unknown | No |  |  | Unknown |  | 32.7297317 | -103.11236
9724 | 1009 1/2 E MICHIGAN DR, HOBBS NM |  | No | No | Unknown - Unlikely Lead | Don't Know |  |  |  | No | Other |  | Will Inspect meter box at a later date | Unknown - Unlikely Lead |  |  |  | No | Other |  | Will Inspect meter box at a later date | Unknown | Don't Know | Don't Know |  | Building | Unknown | Unknown | No |  |  | Unknown
5516 | 723 E GREEN ACRES DR, HOBBS NM |  | No | No | Unknown - Unlikely Lead | Don't Know |  |  |  | No | Other |  | Will Inspect meter box at a later date | Unknown - Unlikely Lead |  |  |  | No | Other |  | Will Inspect meter box at a later date | Unknown | Don't Know | Don't Know |  | Building | Unknown | Unknown | No |  |  | Unknown
7448 | 901 JICARILLA ST, HOBBS NM |  | No | No | Unknown - Unlikely Lead | Don't Know |  |  |  | No | Other |  | Will Inspect meter box at a later date | Unknown - Unlikely Lead |  |  |  | No | Other |  | Will Inspect meter box at a later date | Unknown | Don't Know | Don't Know |  | Building | Unknown | Unknown | No |  |  | Unknown |  | 32.7449284 | -103.1462188
8812 | 1309 S MORRIS ST, HOBBS NM |  | No | No | Unknown - Unlikely Lead | Don't Know |  |  |  | No | Other |  | Will Inspect meter box at a later date | Unknown - Unlikely Lead |  |  |  | No | Other |  | Will Inspect meter box at a later date | Unknown | Don't Know | Don't Know |  | Building | Unknown | Unknown | No |  |  | Unknown |  | 32.685609 | -103.1299691
7328 | 2300 N JEFFERSON ST, HOBBS NM |  | No | No | Unknown - Unlikely Lead | Don't Know |  |  |  | No | Other |  | Will Inspect meter box at a later date | Unknown - Unlikely Lead |  |  |  | No | Other |  | Will Inspect meter box at a later date | Unknown | Don't Know | Don't Know |  | Building | Unknown | Unknown | No |  |  | Unknown |  | 32.7259657 | -103.122957
693 | 723 E ASPEN ST, HOBBS NM |  | No | No | Unknown - Unlikely Lead | Don't Know |  |  |  | No | Other |  | Will Inspect meter box at a later date | Unknown - Unlikely Lead |  |  |  | No | Other |  | Will Inspect meter box at a later date | Unknown | Don't Know | Don't Know |  | Building | Unknown | Unknown | No |  |  | Unknown |  | 32.7350701 | -103.1290458
5337 | 16 FAIRMONT CT, HOBBS NM |  | No | No | Unknown - Unlikely Lead | Don't Know |  |  |  | No | Other |  | Will Inspect meter box at a later date | Unknown - Unlikely Lead |  |  |  | No | Other |  | Will Inspect meter box at a later date | Unknown | Don't Know | Don't Know |  | Building | Unknown | Unknown | No |  |  | Unknown
743 | 2822 N AMOR AVE, HOBBS NM |  | No | No | Non-Lead - Copper | No | 2020 | 3/4 | Field inspection only with no records | Yes | Visual inspection at the meter pit | 05/26/2024 00:00:00 |  | Non-Lead - Plastic | 2020 | 3/4 | Installation date after lead ban | Yes | Visual inspection at the meter pit | 05/26/2024 00:00:00 |  | Non-Lead | No | No |  | Building | [5 empty] | Non-Lead |  | 32.731709 | -103.114374
7032 | 1618 HARVARD CT, HOBBS NM |  | No | No | Unknown - Unlikely Lead | Don't Know |  |  |  | No | Other |  | Will Inspect meter box at a later date | Unknown - Unlikely Lead |  |  |  | No | Other |  | Will Inspect meter box at a later date | Unknown | Don't Know | Don't Know |  | Building | Unknown | Unknown | No |  |  | Unknown |  | 32.7176825 | -103.1240943
6142 | 4111 N GRIMES ST, HOBBS NM |  | No | No | Unknown - Unlikely Lead | Don't Know |  |  |  | No | Other |  | Will Inspect meter box at a later date | Unknown - Unlikely Lead |  |  |  | No | Other |  | Will Inspect meter box at a later date | Unknown | Don't Know | Don't Know |  | Building | Unknown | Unknown | No |  |  | Unknown |  | 32.7453232 | -103.1452331
666 | 600 E ASPEN ST, HOBBS NM |  | No | No | Unknown - Unlikely Lead | Don't Know |  |  |  | No | Other |  | Will Inspect meter box at a later date | Unknown - Unlikely Lead |  |  |  | No | Other |  | Will Inspect meter box at a later date | Unknown | Don't Know | Don't Know |  | Building | Unknown | Unknown | No |  |  | Unknown |  | 32.7356621 | -103.1311698
7968 | 1001 E LINCOLN RD, HOBBS NM |  | No | No | Unknown - Unlikely Lead | Don't Know |  |  |  | No | Other |  | Will Inspect meter box at a later date | Unknown - Unlikely Lead |  |  |  | No | Other |  | Will Inspect meter box at a later date | Unknown | Don't Know | Don't Know |  | Building | Unknown | Unknown | No |  |  | Unknown |  | 32.7195641 | -103.1242147
9325 | 1030 W MESA VERDE DR, HOBBS NM |  | No | No | Unknown - Unlikely Lead | Don't Know |  |  |  | No | Other |  | Will Inspect meter box at a later date | Unknown - Unlikely Lead |  |  |  | No | Other |  | Will Inspect meter box at a later date | Unknown | Don't Know | Don't Know |  | Building | Unknown | Unknown | No |  |  | Unknown |  | 32.7461118 | -103.1485543
9235 | 301 E MAIN ST, HOBBS NM |  | No | No | Unknown - Unlikely Lead | Don't Know |  |  |  | No | Other |  | Will Inspect meter box at a later date | Unknown - Unlikely Lead |  |  |  | No | Other |  | Will Inspect meter box at a later date | Unknown | Don't Know | Don't Know |  | Building | Unknown | Unknown | No |  |  | Unknown |  | 32.6920876 | -103.1335497
6153 | 2702 N GRIMES ST, HOBBS NM |  | No | No | Unknown - Unlikely Lead | Don't Know |  |  |  | No | Other |  | Will Inspect meter box at a later date | Unknown - Unlikely Lead |  |  |  | No | Other |  | Will Inspect meter box at a later date | Unknown | Don't Know | Don't Know |  | Building | Unknown | Unknown | No |  |  | Unknown |  | 32.7302543 | -103.1442927
9901 | 550-A E NAVAJO DR, HOBBS NM |  | No | No | Unknown - Unlikely Lead | Don't Know |  |  |  | No | Other |  | Will Inspect meter box at a later date | Unknown - Unlikely Lead |  |  |  | No | Other |  | Will Inspect meter box at a later date | Unknown | Don't Know | Don't Know |  | Building | Unknown | Unknown | No |  |  | Unknown
7902 | 421 E LLANO DR, HOBBS NM |  | No | No | Unknown - Unlikely Lead | Don't Know |  |  |  | No | Other |  | Will Inspect meter box at a later date | Unknown - Unlikely Lead |  |  |  | No | Other |  | Will Inspect meter box at a later date | Unknown | Don't Know | Don't Know |  | Building | Unknown | Unknown | No |  |  | Unknown |  | 32.714571 | -103.1315389
7063 | 922 W IRON AVE, HOBBS NM |  | No | No | Unknown - Unlikely Lead | Don't Know |  |  |  | No | Other |  | Will Inspect meter box at a later date | Unknown - Unlikely Lead |  |  |  | No | Other |  | Will Inspect meter box at a later date | Unknown | Don't Know | Don't Know |  | Building | Unknown | Unknown | No |  |  | Unknown |  | 32.7319154 | -103.1476969
6034 | 1023 E GLORIETTA C 106, HOBBS NM |  | No | No | Non-Lead - Plastic | No | 2019 | 1 | Field inspection only with no records | Yes | Visual inspection at the meter pit | 05/26/2024 00:00:00 |  | Non-Lead - Plastic | 2019 | 1 | Installation date after lead ban | Yes | Visual inspection at the meter pit | 05/26/2024 00:00:00 |  | Non-Lead | No | No |  | Single Family Residence |  | No | No |  |  | Non-Lead |  | 32.7322508 | -103.1251818
9721 | 1103 E MICHIGAN DR, HOBBS NM |  | No | No | Unknown - Unlikely Lead | Don't Know |  |  |  | No | Other |  | Will Inspect meter box at a later date | Unknown - Unlikely Lead |  |  |  | No | Other |  | Will Inspect meter box at a later date | Unknown | Don't Know | Don't Know |  | Building | Unknown | Unknown | No |  |  | Unknown |  | 32.722298 | -103.1230714
921 | 221 S AVENUE B, HOBBS NM |  | No | No | Unknown - Unlikely Lead | Don't Know |  |  |  | No | Other |  | Will Inspect meter box at a later date | Unknown - Unlikely Lead |  |  |  | No | Other |  | Will Inspect meter box at a later date | Unknown | Don't Know | Don't Know |  | Building | Unknown | Unknown | No |  |  | Unknown |  | 32.6989293 | -103.1260089
506 | 4161 N APODACA ST, HOBBS NM |  | No | No | Unknown - Unlikely Lead | Don't Know |  |  |  | No | Other |  | Will Inspect meter box at a later date | Unknown - Unlikely Lead |  |  |  | No | Other |  | Will Inspect meter box at a later date | Unknown | Don't Know | Don't Know |  | Building | Unknown | Unknown | No |  |  | Unknown
7324 | 2315 N JEFFERSON ST, HOBBS NM |  | No | No | Unknown - Unlikely Lead | Don't Know |  |  |  | No | Other |  | Will Inspect meter box at a later date | Unknown - Unlikely Lead |  |  |  | No | Other |  | Will Inspect meter box at a later date | Unknown | Don't Know | Don't Know |  | Building | Unknown | Unknown | No |  |  | Unknown |  | 32.726372 | -103.1237142
5771 | 1213 N GILA DR, HOBBS NM |  | No | No | Unknown - Unlikely Lead | Don't Know |  |  |  | No | Other |  | Will Inspect meter box at a later date | Unknown - Unlikely Lead |  |  |  | No | Other |  | Will Inspect meter box at a later date | Unknown | Don't Know | Don't Know |  | Building | Unknown | Unknown | No |  |  | Unknown
5915 | 6106 N GREYHOUND PL, HOBBS NM |  | No | No | Unknown - Unlikely Lead | Don't Know |  |  |  | No | Other |  | Will Inspect meter box at a later date | Unknown - Unlikely Lead |  |  |  | No | Other |  | Will Inspect meter box at a later date | Unknown | Don't Know | Don't Know |  | Building | Unknown | Unknown | No |  |  | Unknown
5205 | 1533 N FOWLER ST, HOBBS NM |  | No | No | Unknown - Unlikely Lead | Don't Know |  |  |  | No | Other |  | Will Inspect meter box at a later date | Unknown - Unlikely Lead |  |  |  | No | Other |  | Will Inspect meter box at a later date | Unknown | Don't Know | Don't Know |  | Building | Unknown | Unknown | No |  |  | Unknown
9052 | 602 S MCKINLEY ST, HOBBS NM |  | No | No | Unknown - Unlikely Lead | Don't Know |  |  |  | No | Other |  | Will Inspect meter box at a later date | Unknown - Unlikely Lead |  |  |  | No | Other |  | Will Inspect meter box at a later date | Unknown | Don't Know | Don't Know |  | Building | Unknown | Unknown | No |  |  | Unknown |  | 32.6953309 | -103.1322366
9529 | 1707 MARQUIS LN, HOBBS NM |  | No | No | Unknown - Unlikely Lead | Don't Know |  |  |  | No | Other |  | Will Inspect meter box at a later date | Unknown - Unlikely Lead |  |  |  | No | Other |  | Will Inspect meter box at a later date | Unknown | Don't Know | Don't Know |  | Building | Unknown | Unknown | No |  |  | Unknown |  | 32.7395707 | -103.1570567
5940 | 1310 N GULF ST, HOBBS NM |  | No | No | Unknown - Unlikely Lead | Don't Know |  |  |  | No | Other |  | Will Inspect meter box at a later date | Unknown - Unlikely Lead |  |  |  | No | Other |  | Will Inspect meter box at a later date | Unknown | Don't Know | Don't Know |  | Building | Unknown | Unknown | No |  |  | Unknown
731 | 2108 N ADOBE DR, HOBBS NM |  | No | No | Unknown - Unlikely Lead | Don't Know |  |  |  | No | Other |  | Will Inspect meter box at a later date | Unknown - Unlikely Lead |  |  |  | No | Other |  | Will Inspect meter box at a later date | Unknown | Don't Know | Don't Know |  | Building | Unknown | Unknown | No |  |  | Unknown |  | 32.72354 | -103.1397166
9338 | 416 E MESA DR, HOBBS NM |  | No | No | Unknown - Unlikely Lead | Don't Know |  |  |  | No | Other |  | Will Inspect meter box at a later date | Unknown - Unlikely Lead |  |  |  | No | Other |  | Will Inspect meter box at a later date | Unknown | Don't Know | Don't Know |  | Building | Unknown | Unknown | No |  |  | Unknown |  | 32.7179563 | -103.1322107
839 | 908 W BERRY DR, HOBBS NM |  | No | No | Unknown - Unlikely Lead | Don't Know |  |  |  | No | Other |  | Will Inspect meter box at a later date | Unknown - Unlikely Lead |  |  |  | No | Other |  | Will Inspect meter box at a later date | Unknown | Don't Know | Don't Know |  | Building | Unknown | Unknown | No |  |  | Unknown |  | 32.7142788 | -103.1465664
4777 | 311 N DENSON DR, HOBBS NM |  | No | No | Unknown - Unlikely Lead | Don't Know |  |  |  | No | Other |  | Will Inspect meter box at a later date | Unknown - Unlikely Lead |  |  |  | No | Other |  | Will Inspect meter box at a later date | Unknown | Don't Know | Don't Know |  | Building | Unknown | Unknown | No |  |  | Unknown
7723 | 307 E LEA ST, HOBBS NM |  | No | No | Unknown - Unlikely Lead | Don't Know |  |  |  | No | Other |  | Will Inspect meter box at a later date | Unknown - Unlikely Lead |  |  |  | No | Other |  | Will Inspect meter box at a later date | Unknown | Don't Know | Don't Know |  | Building | Unknown | Unknown | No |  |  | Unknown |  | 32.708956 | -103.1333084
9199 | 719 E MAIN ST, HOBBS NM |  | No | No | Unknown - Unlikely Lead | Don't Know |  |  |  | No | Other |  | Will Inspect meter box at a later date | Unknown - Unlikely Lead |  |  |  | No | Other |  | Will Inspect meter box at a later date | Unknown | Don't Know | Don't Know |  | Building | Unknown | Unknown | No |  |  | Unknown |  | 32.6921567 | -103.1282662
7477 | 525 E KIVA DR, HOBBS NM |  | No | No | Unknown - Unlikely Lead | Don't Know |  |  |  | No | Other |  | Will Inspect meter box at a later date | Unknown - Unlikely Lead |  |  |  | No | Other |  | Will Inspect meter box at a later date | Unknown | Don't Know | Don't Know |  | Building | Unknown | Unknown | No |  |  | Unknown |  | 32.7331588 | -103.1307774
5498 | 1816 N GRAYSON ST, HOBBS NM |  | No | No | Non-Lead - Copper | Don't Know |  | 3/4 | Field inspection only with no records | Yes | Visual inspection at the meter pit | 08/13/2024 00:00:00 |  | Non-Lead - Plastic |  | 1 | Field inspection only with no records | Yes | Visual inspection at the meter pit | 08/13/2024 00:00:00 |  | Non-Lead | No | Don't Know |  | Single Family Residence |  | No | No |  |  | Non-Lead
7926 | 1107 E LLANO DR, HOBBS NM |  | No | No | Unknown - Unlikely Lead | Don't Know |  |  |  | No | Other |  | Will Inspect meter box at a later date | Unknown - Unlikely Lead |  |  |  | No | Other |  | Will Inspect meter box at a later date | Unknown | Don't Know | Don't Know |  | Building | Unknown | Unknown | No |  |  | Unknown |  | 32.7141201 | -103.1228114
8204 | 1204 W LAUGHLIN DR, HOBBS NM |  | No | No | Unknown - Unlikely Lead | Don't Know |  |  |  | No | Other |  | Will Inspect meter box at a later date | Unknown - Unlikely Lead |  |  |  | No | Other |  | Will Inspect meter box at a later date | Unknown | Don't Know | Don't Know |  | Building | Unknown | Unknown | No |  |  | Unknown |  | 32.7127997 | -103.1505126